## Sheet1
| ชื่อสินค้า | หมวดหมู่ | ลิงค์หมวดหมู่ | ลิงค์สินค้า | รหัสสินค้า | ราคา | SPECIFICATION | SPECIFICATION HTML | รายละเอียด | รายละเอียด HTML | รายละเอียด short | รายละเอียด short HTML | ภาพสินค้า | สินค้าที่เกียวข้อง | สินค้าที่เกี่ยวข้องพร้อมชื่อและลิงค์ | รูปครบๆ New
0 | เครื่องวัดค่ากรด-ด่าง แบบตั้งโต๊ะ รุ่น HI5221 (pH/ORPพร้อมโหมด CAL Check™) | สินค้าทั้งหมด , สินค้าแนะนำ , อุตสาหกรรมทั่วไป , อุตสาหกรรมอาหาร , เครื่องวัดการนำไฟฟ้า/ของแข็งละลายในน้ำ , เครื่องวัดความเป็นกรด-ด่าง/โออาร์พี , เครื่องวัดคุณภาพน้ำแบบหลายพารามิเตอร์ , แบบตั้งโต๊ะ , แบบตั้งโต๊ะ , แบบตั้งโต๊ะ | https://www.hannathailand.com/product-category/ph-multimeter/multimeter-benchtop/ | https://www.hannathailand.com/product/ph-orp-betchtop/ | HI5221-02 | 48,150.00 | น้ำหนัก 1.2 กก. ขนาด 16 × 23.1 × 9.4 เซนติเมตร | <div aria-labelledby="tab-title-additional_information" class="woocommerce-Tabs-panel woocommerce-Tabs-panel--additional_information panel entry-content" id="tab-additional_information" role="tabpanel"> <table class="woocommerce-product-attributes shop_attributes"> <tr class="woocommerce-product-attributes-item woocommerce-product-attributes-item--weight"> <th class="woocommerce-product-attributes-item__label">น้ำหนัก</th> <td class="woocommerce-product-attributes-item__value">1.2 กก.</td> </tr> <tr class="woocommerce-product-attributes-item woocommerce-product-attributes-item--dimensions"> <th class="woocommerce-product-attributes-item__label">ขนาด</th> <td class="woocommerce-product-attributes-item__value">16 × 23.1 × 9.4 เซนติเมตร</td> </tr> </table> </div> | เครื่องวัดค่ากรด-ด่าง แบบตั้งโต๊ะ รุ่น HI5221 เหมาะใช้งานในห้องแลปสำหรับทุกโรงงานอุตสาหกรรมอาหาร ปัจจุบันมีเครื่องมือวัดค่า pH จำหน่ายมากมายให้ได้เลือกใช้งาน ไม่ว่าจะเป็นเครื่องมือวัด pH แบบพกพาสะดวก เน้นใช้งานง่าย ไม่ซับซ้อน และราคาไม่สูง แบบภาคสนาม เน้นใช้งานฟังก์ชันที่ซับซ้อนมากขึ้น ราคาก็จะสูงขึ้นมา หรือแบบตั้งโต๊ะที่เหมาะสำหรับใช้งานในห้องปฏิบัติการเพราะมีความแม่นยำสูง ให้ผลลัพธ์ที่รวดเร็วและน่าเชื่อถือได้ รวมถึงมีฟังก์ชันการทำงานที่ครอบคลุมการใช้งาน เช่น การสอบเทียบมากถึง 5 จุด การเก็บข้อมูลการวัด การเชื่อมต่อคอมพิวเตอร์เพื่อเก็บผลรายงาน ทางเราขอแนะนำเครื่องวัดค่า pH รุ่น HI5XXX-02 Series การใช้งานที่เหมาะสมสามารถเลือกได้ด้วยตัวของคุณ (คลิกเพื่ออ่านบทความเกี่ยวกับเครื่องมือ) The HI5221 is an advanced research grade benchtop pH/mV meter that is completely customizable with a large color LCD, capacitive touch keys, and USB port for computer connectivity. The HI5221 is rich in features including five-point calibration, selectable resolution, data logging, alarm limits, comprehensive GLP, and much more. This meter retains simplicity with both dedicated keys for routine operation and virtual keys that guide the user through setup options. The HI5221 ensures confidence in measurements with the exclusive Hanna Instruments CAL Check™ feature that alerts the user to potential problems during calibration including if the buffer is contaminated or the probe needs to be cleaned. Capacitive Touch Keypad Large Color LCD CAL Check™ Details The HI5221 is an advanced research grade benchtop pH/mV meter that is completely customizable with a large color LCD, capacitive touch keys, and USB port for computer connectivity. The HI5221 features a universal BNC connection for use with the expansive line of pH and ORP electrodes that Hanna Instruments offers. The meter is supplied with the HI1131B glass body, double junction, combination pH electrode that operates over a wide temperature range from 0 to 100°C. All readings are automatically compensated for temperature variations with the separate HI7662-T temperature probe that is included. The HI5221 can be calibrated up to five points with a choice of eight preprogrammed buffers or five custom buffers. The HI5221 features Hanna’s exclusive CAL Check™ to alert the user of potential problems during the pH calibration process such as “Electrode Dirty/Broken” and “Buffer Contaminated.” The overall probe condition based on the offset and slope characteristic of the electrode is displayed as a percentage after calibration is complete. The calibration data including date, time, buffers used, offset and slope can be accessed at any time along with the current measurement by selecting the Good Laboratory Practice (GLP) display option. Three selectable logging modes are available: automatic, manual and AutoHold logging. Up to 100,000 data points can be recorded in 100 lots with 50,000 records max/lot and exported to a computer for data review and storage. Features Highly Customizable User Interface – The user interface of the HI5221 allows the user to show measurements in various modes: basic measurement with or without GLP information, real-time graphing, and logging data. Calibration stability criteria can be adjusted from fast, moderate, and accurate. Programmable alarm limits can be set to inside or outside allowable limits. Color Graphic LCD – The HI5221 features a color graphic LCD with on-screen help, graphic, and custom color configurations. The display allows for real-time graphing and the use of virtual keys provide for an intuitive user interface. Capacitive Touch – The HI5221 features sensitive capacitive touch buttons for accurate keystrokes when navigating menus and screens. There are four dedicated keys that are used for routine operations including calibration and switching measurement modes and four virtual keys that change based upon use. The capacitive touch technology ensures the buttons never get clogged with sample residue. Choice of Calibration – Automatic buffer recognition, semiautomatic, and direct manual entry pH calibration options are available for calibrating up to five points, from a selection of eight standard buffers and up to five custom buffers. GLP Data – HI5221 includes a GLP Feature that allows users to view calibration data and calibration expiration information at the touch of a key. Calibration data include date, time, buffers /standards used for calibration and slope characteristics. The offset is also displayed for pH electrodes. CAL Check™ – CAL Check™alerts users to potential problems during the calibration of the pH electrode. Indicators include “Electrode Dirty/Broken,” “Buffer Contaminated,” electrode response time and the overall probe condition as a percentage that is based on the offset and slope characteristics. Data Logging – Three selectable logging modes are available on the HI5221: automatic, manual, and AutoHold logging. Automatic and manual logs up to 100 lots with 50,000 records max/lot, with up to 100,000 total data points. Automatic logging features the option to save data according to sampling period and interval. Data Transfer – Data can be transferred to a PC with USB cable and HI92000 software (both sold separately). Contextual Help – Contextual help is always available through a dedicated “HELP” key. Clear tutorial messages and directions are available on-screen to quickly and easily guide users through setup and calibration. The help information displayed is relative to the setting/option being viewed. CAL Check Feature Comprehensive GLP Data Real-Time Logging Manual : Download pH Specifications pH Range -2.0 to 20.0 pH, -2.00 to 20.00 pH, -2.000 to 20.000 pH pH Resolution 0.1, 0.01, 0.001 pH pH Accuracy (@25ºC/77ºF) ±0.1 pH, ±0.01 pH, ±0.002 pH ±1 LSD pH Calibration automatic, up to five point calibration, eight standard buffers available (1.68, 3.00, 4.01, 6.86, 7.01, 9.18, 10.01,12.45) and five custom buffers pH Temperature Compensation automatic or manual from -20.0 to 120.0 °C mV Range ±2000 mV mV Resolution 0.1 mV mV Accuracy ±0.2 mV ±1 LSD Relative mV Offset Range ±2000 mV Temperature Specifications Temperature Range -20.0 to 120.0 ºC**; -4.0 to 248.0 ºF**; 253.15 to 393.15 K** Temperature Resolution 0.1 °C, 0.1 °F, 0.1 K Temperature Accuracy ±0.2 °C; ±0.4 °F; ±0.2 K (without probe) Temperature Compensation disabled, linear and non-linear (natural water) Temperature Coefficient 0.00 to 10.00 %/°C Reference Temperature 5.0 to 30.0 °C Additional Specifications Product Name Laboratory Research Grade Benchtop pH/mV Meter with 0.001 pH Resolution – HI5221 pH CAL Check (electrode diagnostics) Yes Temperature Probe HI7662-T stainless steel temperature probe with 1 m (3.3’) cable (included) pH Electrode HI1131B glass body pH electrode with BNC connector and 1 m (3.3’) cable (included)Input Channels1 – pH/ORP Input Channels 1 – pH/ORP GLP calibration data including date, time, buffers used, offset and slope Logging Type automatic, manual, AutoHold Logging Memory record Logging Interval settable between 1 second and 180 minutes max log time Connectivity USB Display color graphic LCD with on-screen help, graphing, and custom color configuration Environment 0 to 50°C (32 to 122°F; 273 to 323 K), RH max 95% non-condensing Power Supply 230VAC to 12 VDC adapter (included) Dimensions 160 x 231 x 94 mm (6.3 x 9.1 x 3.7”) Weight 1.2 kg (2.64 lbs.) Ordering Information HI5221 is supplied with HI1131B pH electrode, HI7662-T temperature probe, HI76404W electrode holder, HI70004 pH 4.01 buffer solution sachet, HI70007 pH 7.01 buffer solution sachet, HI700601 electrode cleaning solution sachet (2), HI7082 3.5M KCl electrolyte solution (30 mL), 12 VDC adapter and instructions. | <div aria-labelledby="tab-title-description" class="woocommerce-Tabs-panel woocommerce-Tabs-panel--description panel entry-content active" id="tab-description" role="tabpanel"> <p><strong>เครื่องวัดค่ากรด-ด่าง แบบตั้งโต๊ะ รุ่น HI5221 เหมาะใช้งานในห้องแลปสำหรับทุกโรงงานอุตสาหกรรมอาหาร</strong></p> <p>ปัจจุบันมีเครื่องมือวัดค่า pH จำหน่ายมากมายให้ได้เลือกใช้งาน ไม่ว่าจะเป็นเครื่องมือวัด pH แบบพกพาสะดวก เน้นใช้งานง่าย ไม่ซับซ้อน และราคาไม่สูง แบบภาคสนาม เน้นใช้งานฟังก์ชันที่ซับซ้อนมากขึ้น ราคาก็จะสูงขึ้นมา หรือแบบตั้งโต๊ะที่เหมาะสำหรับใช้งานในห้องปฏิบัติการเพราะมีความแม่นยำสูง ให้ผลลัพธ์ที่รวดเร็วและน่าเชื่อถือได้ รวมถึงมีฟังก์ชันการทำงานที่ครอบคลุมการใช้งาน เช่น การสอบเทียบมากถึง 5 จุด การเก็บข้อมูลการวัด การเชื่อมต่อคอมพิวเตอร์เพื่อเก็บผลรายงาน ทางเราขอแนะนำเครื่องวัดค่า pH รุ่น HI5XXX-02 Series การใช้งานที่เหมาะสมสามารถเลือกได้ด้วยตัวของคุณ</p> <p style="text-align: center;"><a href="https://www.hannathailand.com/2022/07/08/%e0%b8%84%e0%b9%88%e0%b8%b2-ph-%e0%b8%aa%e0%b8%b3%e0%b8%84%e0%b8%b1%e0%b8%8d%e0%b8%ad%e0%b8%a2%e0%b9%88%e0%b8%b2%e0%b8%87%e0%b9%84%e0%b8%a3-i-%e0%b9%83%e0%b8%99%e0%b8%ad%e0%b8%b8%e0%b8%95%e0%b8%aa/"><span style="color: #0000ff;">(คลิกเพื่ออ่านบทความเกี่ยวกับเครื่องมือ)</span></a></p> <p>The HI5221 is an advanced research grade benchtop pH/mV meter that is completely customizable with a large color LCD, capacitive touch keys, and USB port for computer connectivity. The HI5221 is rich in features including five-point calibration, selectable resolution, data logging, alarm limits, comprehensive GLP, and much more. This meter retains simplicity with both dedicated keys for routine operation and virtual keys that guide the user through setup options.</p> <p>The HI5221 ensures confidence in measurements with the exclusive Hanna Instruments CAL Check<sup>™</sup> feature that alerts the user to potential problems during calibration including if the buffer is contaminated or the probe needs to be cleaned.</p> <ul> <li>Capacitive Touch Keypad</li> <li>Large Color LCD</li> <li>CAL Check<sup>™</sup></li> </ul> <h3><span style="font-size: 100%;"><strong>Details<br/> </strong></span></h3> <p style="font-weight: 400;">The HI5221 is an advanced research grade benchtop pH/mV meter that is completely customizable with a large color LCD, capacitive touch keys, and USB port for computer connectivity.</p> <p style="font-weight: 400;">The HI5221 features a universal BNC connection for use with the expansive line of pH and ORP electrodes that Hanna Instruments offers. The meter is supplied with the HI1131B glass body, double junction, combination pH electrode that operates over a wide temperature range from 0 to 100<sup>°</sup>C. All readings are automatically compensated for temperature variations with the separate HI7662-T temperature probe that is included.</p> <p style="font-weight: 400;">The HI5221 can be calibrated up to five points with a choice of eight preprogrammed buffers or five custom buffers. The HI5221 features Hanna’s exclusive CAL Check™ to alert the user of potential problems during the pH calibration process such as “Electrode Dirty/Broken” and “Buffer Contaminated.” The overall probe condition based on the offset and slope characteristic of the electrode is displayed as a percentage after calibration is complete. The calibration data including date, time, buffers used, offset and slope can be accessed at any time along with the current measurement by selecting the Good Laboratory Practice (GLP) display option.</p> <p style="font-weight: 400;">Three selectable logging modes are available: automatic, manual and AutoHold logging. Up to 100,000 data points can be recorded in 100 lots with 50,000 records max/lot and exported to a computer for data review and storage.</p> <h3><strong style="font-size: 100%;">Features</strong></h3> <div class="std"> <p dir="ltr"><strong>Highly Customizable User Interface</strong> – The user interface of the HI5221 allows the user to show measurements in various modes: basic measurement with or without GLP information, real-time graphing, and logging data. Calibration stability criteria can be adjusted from fast, moderate, and accurate. Programmable alarm limits can be set to inside or outside allowable limits.</p> <p dir="ltr"><strong>Color Graphic LCD </strong>– The HI5221 features a color graphic LCD with on-screen help, graphic, and custom color configurations. The display allows for real-time graphing and the use of virtual keys provide for an intuitive user interface.</p> <p dir="ltr"><strong>Capacitive Touch</strong> – The HI5221 features sensitive capacitive touch buttons for accurate keystrokes when navigating menus and screens. There are four dedicated keys that are used for routine operations including calibration and switching measurement modes and four virtual keys that change based upon use. The capacitive touch technology ensures the buttons never get clogged with sample residue.</p> <p dir="ltr"><strong>Choice of Calibration</strong> – Automatic buffer recognition, semiautomatic, and direct manual entry pH calibration options are available for calibrating up to five points, from a selection of eight standard buffers and up to five custom buffers.</p> <p dir="ltr"><strong>GLP Data</strong> – HI5221 includes a GLP Feature that allows users to view calibration data and calibration expiration information at the touch of a key. Calibration data include date, time, buffers /standards used for calibration and slope characteristics. The offset is also displayed for pH electrodes.</p> <p dir="ltr"><strong>CAL Check™</strong> – CAL Check™alerts users to potential problems during the calibration of the pH electrode. Indicators include “Electrode Dirty/Broken,” “Buffer Contaminated,” electrode response time and the overall probe condition as a percentage that is based on the offset and slope characteristics.</p> <p dir="ltr"><strong>Data Logging</strong> – Three selectable logging modes are available on the HI5221: automatic, manual, and AutoHold logging. Automatic and manual logs up to 100 lots with 50,000 records max/lot, with up to 100,000 total data points. Automatic logging features the option to save data according to sampling period and interval.</p> <p dir="ltr"><strong>Data Transfer</strong> – Data can be transferred to a PC with USB cable and HI92000 software (both sold separately).</p> <p><strong>Contextual Help</strong> – Contextual help is always available through a dedicated “HELP” key. Clear tutorial messages and directions are available on-screen to quickly and easily guide users through setup and calibration. The help information displayed is relative to the setting/option being viewed.</p> <div class="prod-view-details-container"> <div id="screen-left"> <p><img alt="CAL check" class="aligncenter" decoding="async" height="411" loading="lazy" src="https://hanna-worldwide.com/media/wysiwyg/products/benchtops/Screen_Shot_2015-03-26_at_2.35.19_PM.png" title="CAL check" width="313"/></p> <p style="text-align: center;"><strong>CAL Check Feature</strong></p> </div> <div id="screen-center"> <p><img alt="GLP" class="aligncenter" decoding="async" height="412" loading="lazy" src="https://hanna-worldwide.com/media/wysiwyg/products/benchtops/Screen_Shot_2015-03-26_at_2.35.04_PM_2_.png" title="GLP" width="313"/></p> <p style="text-align: center;"><strong>Comprehensive GLP Data</strong></p> </div> <div id="screen-right"> <p><img alt="Logging" class="aligncenter" decoding="async" height="411" loading="lazy" src="https://hanna-worldwide.com/media/wysiwyg/products/benchtops/Screen_Shot_2015-03-26_at_2.36.11_PM.png" title="Logging" width="315"/></p> <p style="text-align: center;"><strong>Real-Time Logging</strong></p> </div> </div> <h3 class="spec-header"><strong>Manual : <span style="font-size: 85%;"><a href="https://hanna-worldwide.com/mwdownloads/download/link/id/2844">Download</a></span></strong></h3> <h3 class="spec-header"><strong>pH Specifications</strong></h3> <table> <tbody> <tr> <td width="123">pH Range</td> <td width="479">-2.0 to 20.0 pH, -2.00 to 20.00 pH, -2.000 to 20.000 pH</td> </tr> <tr> <td width="123">pH Resolution</td> <td width="479">0.1, 0.01, 0.001 pH</td> </tr> <tr> <td width="123">pH Accuracy (@25ºC/77ºF)</td> <td width="479">±0.1 pH, ±0.01 pH, ±0.002 pH ±1 LSD</td> </tr> <tr> <td width="123">pH Calibration</td> <td width="479">automatic, up to five point calibration, eight standard buffers available (1.68, 3.00, 4.01, 6.86, 7.01, 9.18, 10.01,12.45) and five custom buffers</td> </tr> <tr> <td width="123">pH Temperature Compensation</td> <td width="479">automatic or manual from -20.0 to 120.0 °C</td> </tr> <tr> <td width="123">mV Range</td> <td width="479">±2000 mV</td> </tr> <tr> <td width="123">mV Resolution</td> <td width="479">0.1 mV</td> </tr> <tr> <td width="123">mV Accuracy</td> <td width="479">±0.2 mV ±1 LSD</td> </tr> <tr> <td width="123">Relative mV Offset Range</td> <td width="479">±2000 mV</td> </tr> </tbody> </table> <table class="data-table" id="product-attribute-specs-table-6"> <colgroup> <col style="font-size: 16.2px;" width="25%"/></colgroup> </table> <h3 class="spec-header"><strong>Temperature Specifications</strong></h3> <table> <tbody> <tr> <td width="151">Temperature Range</td> <td width="450">-20.0 to 120.0 ºC**; -4.0 to 248.0 ºF**; 253.15 to 393.15 K**</td> </tr> <tr> <td width="151">Temperature Resolution</td> <td width="450">0.1 °C, 0.1 °F, 0.1 K</td> </tr> <tr> <td width="151">Temperature Accuracy</td> <td width="450">±0.2 °C; ±0.4 °F; ±0.2 K (without probe)</td> </tr> <tr> <td width="151">Temperature Compensation</td> <td width="450">disabled, linear and non-linear (natural water)</td> </tr> <tr> <td width="151">Temperature Coefficient</td> <td width="450">0.00 to 10.00 %/°C</td> </tr> <tr> <td width="151">Reference Temperature</td> <td width="450">5.0 to 30.0 °C</td> </tr> </tbody> </table> <table class="data-table" id="product-attribute-specs-table-8"> <colgroup> <col style="font-size: 16.2px;" width="25%"/></colgroup> </table> <p><strong style="font-size: 22.68px;">Additional Specifications</strong></p> <p> </p> <table> <tbody> <tr> <td width="151">Product Name</td> <td width="450">Laboratory Research Grade Benchtop pH/mV Meter with 0.001 pH Resolution – HI5221</td> </tr> <tr> <td width="151">pH CAL Check (electrode diagnostics)</td> <td width="450"> Yes</td> </tr> <tr> <td width="151">Temperature Probe</td> <td width="450">HI7662-T stainless steel temperature probe with 1 m (3.3’) cable (included)</td> </tr> <tr> <td width="151">pH Electrode</td> <td width="450">HI1131B glass body pH electrode with BNC connector and 1 m (3.3’) cable (included)Input Channels1 – pH/ORP</td> </tr> <tr> <td width="151">Input Channels</td> <td width="450">1 – pH/ORP</td> </tr> <tr> <td width="151">GLP</td> <td width="450">calibration data including date, time, buffers used, offset and slope</td> </tr> <tr> <td width="151">Logging Type</td> <td width="450">automatic, manual, AutoHold</td> </tr> <tr> <td width="151">Logging Memory</td> <td width="450">record</td> </tr> <tr> <td width="151">Logging Interval</td> <td width="450">settable between 1 second and 180 minutes max log time</td> </tr> <tr> <td width="151">Connectivity</td> <td width="450">USB</td> </tr> <tr> <td width="151">Display</td> <td width="450">color graphic LCD with on-screen help, graphing, and custom color configuration</td> </tr> <tr> <td width="151">Environment</td> <td width="450">0 to 50°C (32 to 122°F; 273 to 323 K), RH max 95% non-condensing</td> </tr> <tr> <td width="151">Power Supply</td> <td width="450">230VAC to 12 VDC adapter (included)</td> </tr> <tr> <td width="151">Dimensions</td> <td width="450">160 x 231 x 94 mm (6.3 x 9.1 x 3.7”)</td> </tr> <tr> <td width="151">Weight</td> <td width="450">1.2 kg (2.64 lbs.)</td> </tr> <tr> <td width="151">Ordering Information</td> <td width="450">HI5221 is supplied with HI1131B pH electrode, HI7662-T temperature probe, HI76404W electrode holder, HI70004 pH 4.01 buffer solution sachet, HI70007 pH 7.01 buffer solution sachet, HI700601 electrode cleaning solution sachet (2), HI7082 3.5M KCl electrolyte solution (30 mL), 12 VDC adapter and instructions.</td> </tr> </tbody> </table> </div> </div> | The HI5221 is an advanced research grade benchtop pH/mV meter that is completely customizable with a large color LCD, capacitive touch keys, and USB port for computer connectivity. The HI5221 is rich in features including five-point calibration, selectable resolution, data logging, alarm limits, comprehensive GLP, and much more. This meter retains simplicity with both dedicated keys for routine operation and virtual keys that guide the user through setup options. | <div class="product-short-description"> <p>The HI5221 is an advanced research grade benchtop pH/mV meter that is completely customizable with a large color LCD, capacitive touch keys, and USB port for computer connectivity. The HI5221 is rich in features including five-point calibration, selectable resolution, data logging, alarm limits, comprehensive GLP, and much more. This meter retains simplicity with both dedicated keys for routine operation and virtual keys that guide the user through setup options.</p> <p> </p> </div> | https://www.hannathailand.com/wp-content/uploads/2022/08/HI5221.jpg | เครื่องวัดคลอรีน , เครื่องวัดปริมาณซิลิกา ช่วงต่ำ ในตัวอย่างน้ำ รุ่น HI705 , เครื่องวัดปริมาณคลอรีนรวม รุ่น HI711 , เครื่องวัดปริมาณไอโอดีน รุ่น HI718 , เครื่องวัดปริมาณฟอสเฟต ช่วงสูง รุ่น HI717 , เครื่องวัดปริมาณไนไตรท์ ช่วงต่ำ รุ่น HI707 , เครื่องวัดปริมาณไนไตรท์ ช่วงสูง ในตัวอย่างน้ำ รุ่น HI708 , เครื่องวัดปริมาณคลอรีนอิสระ รุ่น HI701 | <a class="woocommerce-LoopProduct-link woocommerce-loop-product__link" href="https://www.hannathailand.com/product/free-chlorine/">เครื่องวัดคลอรีน</a> , <a class="woocommerce-LoopProduct-link woocommerce-loop-product__link" href="https://www.hannathailand.com/product/hi705-checker-hc-silica-lr/">เครื่องวัดปริมาณซิลิกา ช่วงต่ำ ในตัวอย่างน้ำ รุ่น HI705</a> , <a class="woocommerce-LoopProduct-link woocommerce-loop-product__link" href="https://www.hannathailand.com/product/hi711-checker-hc-total-chlorine/">เครื่องวัดปริมาณคลอรีนรวม รุ่น HI711</a> , <a class="woocommerce-LoopProduct-link woocommerce-loop-product__link" href="https://www.hannathailand.com/product/hi718-checker-hc-iodine/">เครื่องวัดปริมาณไอโอดีน รุ่น HI718</a> , <a class="woocommerce-LoopProduct-link woocommerce-loop-product__link" href="https://www.hannathailand.com/product/hi717-checker-hc-phosphate-hr/">เครื่องวัดปริมาณฟอสเฟต ช่วงสูง รุ่น HI717</a> , <a class="woocommerce-LoopProduct-link woocommerce-loop-product__link" href="https://www.hannathailand.com/product/hi707-checker-hc-nitrite-lr/">เครื่องวัดปริมาณไนไตรท์ ช่วงต่ำ รุ่น HI707</a> , <a class="woocommerce-LoopProduct-link woocommerce-loop-product__link" href="https://www.hannathailand.com/product/hi708-checker-hc-nitrite-hr/">เครื่องวัดปริมาณไนไตรท์ ช่วงสูง ในตัวอย่างน้ำ รุ่น HI708</a> , <a class="woocommerce-LoopProduct-link woocommerce-loop-product__link" href="https://www.hannathailand.com/product/hi701-checker-hc-free-chlorine/">เครื่องวัดปริมาณคลอรีนอิสระ รุ่น HI701</a> | https://www.hannathailand.com/wp-content/uploads/2022/08/HI5221-600x600.jpg , https://www.hannathailand.com/wp-content/uploads/2022/08/HI5221-1-600x600.jpg , https://www.hannathailand.com/wp-content/uploads/2021/07/1-500x500.jpg , https://www.hannathailand.com/wp-content/uploads/2022/06/hi705400-600x600.jpg , https://www.hannathailand.com/wp-content/uploads/2022/06/hi711_lg-600x600.jpg , https://www.hannathailand.com/wp-content/uploads/2022/06/miniphotometerfuriod829_11-600x600.jpg , https://www.hannathailand.com/wp-content/uploads/2022/06/miniphotometerfurphosphathoch827_11-600x600.jpg , https://www.hannathailand.com/wp-content/uploads/2022/06/hi707400-600x600.jpg , https://www.hannathailand.com/wp-content/uploads/2022/06/miniphotometerfurnitrithoch2420_11-600x600.jpg , https://www.hannathailand.com/wp-content/uploads/2021/11/hi701-500x500.jpg
1 | เครื่องวัดค่ากรด-ด่าง แบบภาคสนาม สำหรับน้ำดื่ม รุ่น HI99192 | สินค้าทั้งหมด | https://www.hannathailand.com/product-category/product-all/ | https://www.hannathailand.com/product/drinking-water/ | HI99192 | 26,215.00 | น้ำหนัก 0.2 กก. ขนาด 6.3 × 3 × 15.4 เซนติเมตร | <div aria-labelledby="tab-title-additional_information" class="woocommerce-Tabs-panel woocommerce-Tabs-panel--additional_information panel entry-content" id="tab-additional_information" role="tabpanel"> <table class="woocommerce-product-attributes shop_attributes"> <tr class="woocommerce-product-attributes-item woocommerce-product-attributes-item--weight"> <th class="woocommerce-product-attributes-item__label">น้ำหนัก</th> <td class="woocommerce-product-attributes-item__value">0.2 กก.</td> </tr> <tr class="woocommerce-product-attributes-item woocommerce-product-attributes-item--dimensions"> <th class="woocommerce-product-attributes-item__label">ขนาด</th> <td class="woocommerce-product-attributes-item__value">6.3 × 3 × 15.4 เซนติเมตร</td> </tr> </table> </div> | Hanna Instruments HI99192 เป็นเครื่องวัดค่า pH และอุณหภูมิที่ทนทาน กันน้ำ และพกพาได้ ออกแบบมาสำหรับการวัดค่าน้ำดื่มโดยเฉพาะ การสอบเทียบอัตโนมัติจะดำเนินการที่หนึ่งหรือสองจุดด้วยบัฟเฟอร์สองชุด การอ่านค่าการสอบเทียบและค่าการวัดทั้งหมดจะได้รับการชดเชยโดยอัตโนมัติสำหรับการเปลี่ยนแปลงของอุณหภูมิ The Hanna Instruments HI99192 is a durable, waterproof, and portable pH and temperature meter designed specifically for measurement of drinking water. Automatic calibration is performed at one or two points with two sets of buffers. All calibration and measurement readings are automatically compensated for temperature variations. The HI99192 uses the FC2153 glass body, amplified pH electrode that offers numerous features which improve pH testing of drinking water. The split-level LCD displays both pH and temperature readings, along with indicators for reading stability, battery percentage, and calibration instructions. Automatic Temperature Compensation Automatic Two-Point Calibration Waterproof The pH of drinking water is a vital measurement. If the pH is too low, drinking water will be corrosive to the distribution system and water pipes in homes. The pH of water also influences other properties including taste, odor, clarity, and efficiency of disinfection. In the United States, the pH of water is determined by a meter according to EPA method 150.1 and Standard Methods 4500-H. Measuring pH of water low in minerals is difficult. The lower the mineral content, the less conductive the water will be. Low conductivity water presents a challenge since the pH meter is an electrochemical system that relies on the solution being measured to be conductive. Most drinking water plants use either surface water (lakes, rivers, and streams) or groundwater as their point source of water for treatment. Surface water is typically lower in mineral content, resulting in lower conductivity/TDS readings. Groundwater that has percolated through limestone, dolomite, or gypsum, and generally has a higher mineral content than surface water. However, there are sources of groundwater that are also very low in mineral content. The HI99192 uses the FC2153 amplified pH electrode with glass body. This specialized electrode offers numerous features that improve pH testing in drinking water. An integrated temperature sensor allows for temperature compensated pH measurements without the need for a separate temperature probe. The probe’s spheric sensing tip has a wide surface area for measurement in aqueous solutions. An integral part of any pH electrode is the reference junction. The reference junction is a part of the electrode that allows for the flow of ions located in the reference cell into the sample being measured. The ions provide for an electrical connection between the reference electrode and the indicating electrode. A standard pH electrode will use a single ceramic junction that allows for 15 to 20 μL/hour of electrolyte to flow. The FC2153 has three ceramic junctions providing for 40 to 50 μL/hour of electrolyte to flow. This increased flow provides a greater continuity between the reference electrode and the indicating electrode making it suitable for water of low ionic strength. To optimize the flow from the electrode the refill cap should be unscrewed so that it is open. This allows for positive head pressure to be created allowing for the electrolyte to flow more easily into the sample. Glass Body The glass body of the FC2153 is chemically resistant and quick to reach thermal equilibrium, allowing for a faster, more stable response. Spherical Glass Tip A large surface area provides optimal contact between the sensing bulb and aqueous milk sample. Triple Ceramic Junction Three ceramic junctions allow 40 to 50 μL/hour of electrolyte to flow. This increased flow provides a greater continuity between the reference electrode and the indicating electrode, making it suitable for water of low ionic strength. Built-In temperature sensor Automatic compensation of temperature variations Features at-a-glance Waterproof – The HI99192 is a waterproof meter rated IP67 for immersion in up to one meter of water for 30 minutes. Automatic Calibration – One or two-point calibration is automatic to two selectable buffer sets. Automatic Temperature Compensation – An integrated temperature sensor allows for automatic temperature compensation of pH measurements. Sensor Check – Using the pH‐mV range the user can check the sensor status by reading the mV reading in fresh buffers. At room temperature (25 oC/77oF) the reading should be +/- 30 mV in pH 7.01 and greater than 150 mV difference between pH 7.01 and 4.01. Multi-Level LCD Display – The split-level LCD displays both pH and temperature readings, along with indicators for reading stability, battery percentage, and probe condition. Probe Condition Indicator – The probe condition indicator is based on the offset and slope characteristic of the electrode. There are 5 bars ranging from all 5 indicating the probe is in excellent condition and 1 bar indicating the probe should be cleaned or replaced. Battery Error Prevention System – The meter will automatically shut off if there isn’t enough power to obtain an accurate measurement. Battery Life Indicator – The battery percent level is displayed at start up alerting the user to the remaining battery power that is available. Manual : Download Specification SKU HI99192 Product Name Drinking Water pH Portable Meter – HI99192 Quote Required Yes pH Range -2.00 to 16.00 pH; -2.0 to 16.0 pH pH Resolution 0.01 pH; 0.1 pH pH Accuracy ±0.02 pH; ±0.1 pH pH Calibration automatic, at one or two points with two sets of buffers (standard 4.01, 7.01,10.01 or NIST 4.01, 6.86, 9.18) pH Temperature Compensation automatic ‐5.0 to 105.0 °C/23.0 to 221.0 °F pH CAL Check (electrode diagnostics) probe condition indicator pH Sensor Check yes mV Range ±825 mV (pH‐mV) mV Resolution 1 mV (pH‐mV) mV Accuracy ±1 mV (pH‐mV) Temperature Range -5.0 to 105.0°C / 23.0 to 221.0°F Temperature Resolution 0.1°C / 0.1°F Temperature Accuracy ±0.5°C (up to 60°C); ±1.0°C (outside) / ±1°F (up to 140°F); ±2.0°F (outside) pH Electrode FC2153 pre-amplified pH electrode with internal temperature sensor, DIN connector, 1 m (3.3’) cable Automatic Shut-Off user selectable Battery Type/Life 1.5V (3) AAA / approximately 1400 hours of continuous use IP Protection IP67 Environment 0 to 50°C (32 to 122°F); RH max 100% Dimensions 154 x 63 x 30 mm (6.1 x 2.5 x 1.2”) Weight 196 g (6.91 oz.) Ordering Information HI99192 is supplied with FC2153 pH/temperature probe, HI70004 pH 4.01 buffer solution sachet (20 mL x 1), HI70007 pH 7.01 buffer solution sachet (20 mL x 1), HI700601 electrode cleaning solution sachets (2 x 20 mL),100 ml beaker, batteries, calibration certificates for both meter and probe, instruction manual, and rugged thermoformed carrying case. | <div aria-labelledby="tab-title-description" class="woocommerce-Tabs-panel woocommerce-Tabs-panel--description panel entry-content active" id="tab-description" role="tabpanel"> <p>Hanna Instruments HI99192 เป็นเครื่องวัดค่า pH และอุณหภูมิที่ทนทาน กันน้ำ และพกพาได้ ออกแบบมาสำหรับการวัดค่าน้ำดื่มโดยเฉพาะ การสอบเทียบอัตโนมัติจะดำเนินการที่หนึ่งหรือสองจุดด้วยบัฟเฟอร์สองชุด การอ่านค่าการสอบเทียบและค่าการวัดทั้งหมดจะได้รับการชดเชยโดยอัตโนมัติสำหรับการเปลี่ยนแปลงของอุณหภูมิ</p> <p>The Hanna Instruments HI99192 is a durable, waterproof, and portable pH and temperature meter designed specifically for measurement of drinking water. Automatic calibration is performed at one or two points with two sets of buffers. All calibration and measurement readings are automatically compensated for temperature variations.</p> <p>The HI99192 uses the FC2153 glass body, amplified pH electrode that offers numerous features which improve pH testing of drinking water. The split-level LCD displays both pH and temperature readings, along with indicators for reading stability, battery percentage, and calibration instructions.</p> <ul> <li>Automatic Temperature Compensation</li> <li>Automatic Two-Point Calibration</li> <li>Waterproof</li> </ul> <div class="prod-view-details-container"> <div class="prod-view-details-left"> <p><img alt="Drinking Water pH Meter" class="aligncenter" decoding="async" height="420" loading="lazy" src="https://hanna-worldwide.com/media/wysiwyg/products/portables/HI99192_with_water.jpg" width="420"/></p> </div> <div class="prod-view-details-right"> <p>The pH of drinking water is a vital measurement. If the pH is too low, drinking water will be corrosive to the distribution system and water pipes in homes. The pH of water also influences other properties including taste, odor, clarity, and efficiency of disinfection. In the United States, the pH of water is determined by a meter according to EPA method 150.1 and Standard Methods 4500-H.</p> <p>Measuring pH of water low in minerals is difficult. The lower the mineral content, the less conductive the water will be. Low conductivity water presents a challenge since the pH meter is an electrochemical system that relies on the solution being measured to be conductive.</p> <p>Most drinking water plants use either surface water (lakes, rivers, and streams) or groundwater as their point source of water for treatment. Surface water is typically lower in mineral content, resulting in lower conductivity/TDS readings. Groundwater that has percolated through limestone, dolomite, or gypsum, and generally has a higher mineral content than surface water. However, there are sources of groundwater that are also very low in mineral content.</p> <p>The HI99192 uses the FC2153 amplified pH electrode with glass body. This specialized electrode offers numerous features that improve pH testing in drinking water. An integrated temperature sensor allows for temperature compensated pH measurements without the need for a separate temperature probe. The probe’s spheric sensing tip has a wide surface area for measurement in aqueous solutions.</p> <p>An integral part of any pH electrode is the reference junction. The reference junction is a part of the electrode that allows for the flow of ions located in the reference cell into the sample being measured. The ions provide for an electrical connection between the reference electrode and the indicating electrode. A standard pH electrode will use a single ceramic junction that allows for 15 to 20 μL/hour of electrolyte to flow.</p> <p>The FC2153 has three ceramic junctions providing for 40 to 50 μL/hour of electrolyte to flow. This increased flow provides a greater continuity between the reference electrode and the indicating electrode making it suitable for water of low ionic strength. To optimize the flow from the electrode the refill cap should be unscrewed so that it is open. This allows for positive head pressure to be created allowing for the electrolyte to flow more easily into the sample.</p> </div> </div> <div class="prod-view-details-container"> <div class="prod-view-details-left"> <p><img alt="pH meter for Low Ionic Strength Water " class="aligncenter" decoding="async" height="434" loading="lazy" src="https://hanna-worldwide.com/media/wysiwyg/products/testers/fc215d.jpg" width="434"/></p> </div> <div class="prod-view-details-right"> <p><img alt="Glass Body" class="" decoding="async" height="232" loading="lazy" src="https://hanna-worldwide.com/media/wysiwyg/products/electrodes/HI1414DGlassBody_Highlight.png" width="232"/></p> <h3><strong>Glass Body</strong></h3> <p>The glass body of the FC2153 is chemically resistant and quick to reach thermal equilibrium, allowing for a faster, more stable response.</p> <p><img alt="Extendable cloth junction" class="" decoding="async" height="237" loading="lazy" src="https://hanna-worldwide.com/media/wysiwyg/products/testers/fc215d-junction.png" width="237"/></p> <h3><strong>Spherical Glass Tip</strong></h3> <p>A large surface area provides optimal contact between the sensing bulb and aqueous milk sample.</p> <p><img alt="Junction" class="" decoding="async" height="258" loading="lazy" src="https://hanna-worldwide.com/media/wysiwyg/products/electrodes/singleceramic_double_junction.png" width="258"/></p> <h3><strong>Triple Ceramic Junction</strong></h3> <p>Three ceramic junctions allow 40 to 50 μL/hour of electrolyte to flow. This increased flow provides a greater continuity between the reference electrode and the indicating electrode, making it suitable for water of low ionic strength.</p> <p><img alt="Maintenance free gel filled electrode" class="" decoding="async" height="262" loading="lazy" src="https://hanna-worldwide.com/media/wysiwyg/products/testers/check-mark.png" width="262"/></p> <h3><strong>Built-In temperature sensor</strong></h3> <p>Automatic compensation of temperature variations</p> <p> </p> <p><strong style="font-size: 22.68px; color: #333333;">Features at-a-glance</strong></p> </div> </div> <div class="prod-view-details-container"> <p dir="ltr"><strong>Waterproof </strong>– The HI99192 is a waterproof meter rated IP67 for immersion in up to one meter of water for 30 minutes.</p> <p dir="ltr"><strong>Automatic Calibration</strong> – One or two-point calibration is automatic to two selectable buffer sets.</p> <p dir="ltr"><strong>Automatic Temperature Compensation</strong> – An integrated temperature sensor allows for automatic temperature compensation of pH measurements.</p> <p dir="ltr"><strong>Sensor Check</strong> – Using the pH‐mV range the user can check the sensor status by reading the mV reading in fresh buffers. At room temperature (25 <sup>o</sup>C/77<sup>o</sup>F) the reading should be +/- 30 mV in pH 7.01 and greater than 150 mV difference between pH 7.01 and 4.01.</p> <p dir="ltr"><strong>Multi-Level LCD Display</strong> – The split-level LCD displays both pH and temperature readings, along with indicators for reading stability, battery percentage, and probe condition.</p> <p dir="ltr"><strong>Probe Condition Indicator</strong> – The probe condition indicator is based on the offset and slope characteristic of the electrode. There are 5 bars ranging from all 5 indicating the probe is in excellent condition and 1 bar indicating the probe should be cleaned or replaced.</p> <p dir="ltr"><strong>Battery Error Prevention System</strong> – The meter will automatically shut off if there isn’t enough power to obtain an accurate measurement.</p> <p dir="ltr"><strong>Battery Life Indicator</strong> – The battery percent level is displayed at start up alerting the user to the remaining battery power that is available.</p> <p dir="ltr"><strong style="font-size: 22.68px; color: #333333;">Manual : <a href="https://hanna-worldwide.com/mwdownloads/download/link/id/366">Download</a></strong></p> <p dir="ltr"><strong style="font-size: 22.68px; color: #333333;">Specification</strong></p> <table> <tbody> <tr> <td width="170">SKU</td> <td width="431">HI99192</td> </tr> <tr> <td width="170">Product Name</td> <td width="431">Drinking Water pH Portable Meter – HI99192</td> </tr> <tr> <td width="170">Quote Required</td> <td width="431">Yes</td> </tr> <tr> <td width="170">pH Range</td> <td width="431">-2.00 to 16.00 pH; -2.0 to 16.0 pH</td> </tr> <tr> <td width="170">pH Resolution</td> <td width="431">0.01 pH; 0.1 pH</td> </tr> <tr> <td width="170">pH Accuracy</td> <td width="431">±0.02 pH; ±0.1 pH</td> </tr> <tr> <td width="170">pH Calibration</td> <td width="431">automatic, at one or two points with two sets of buffers (standard 4.01, 7.01,10.01 or NIST 4.01, 6.86, 9.18)</td> </tr> <tr> <td width="170">pH Temperature Compensation</td> <td width="431">automatic ‐5.0 to 105.0 °C/23.0 to 221.0 °F</td> </tr> <tr> <td width="170">pH CAL Check (electrode diagnostics)</td> <td width="431">probe condition indicator</td> </tr> <tr> <td width="170">pH Sensor Check</td> <td width="431">yes</td> </tr> <tr> <td width="170">mV Range</td> <td width="431">±825 mV (pH‐mV)</td> </tr> <tr> <td width="170">mV Resolution</td> <td width="431">1 mV (pH‐mV)</td> </tr> <tr> <td width="170">mV Accuracy</td> <td width="431">±1 mV (pH‐mV)</td> </tr> <tr> <td width="170">Temperature Range</td> <td width="431">-5.0 to 105.0°C / 23.0 to 221.0°F</td> </tr> <tr> <td width="170">Temperature Resolution</td> <td width="431">0.1°C / 0.1°F</td> </tr> <tr> <td width="170">Temperature Accuracy</td> <td width="431">±0.5°C (up to 60°C); ±1.0°C (outside) / ±1°F (up to 140°F); ±2.0°F (outside)</td> </tr> <tr> <td width="170">pH Electrode</td> <td width="431">FC2153 pre-amplified pH electrode with internal temperature sensor, DIN connector, 1 m (3.3’) cable</td> </tr> <tr> <td width="170">Automatic Shut-Off</td> <td width="431">user selectable</td> </tr> <tr> <td width="170">Battery Type/Life</td> <td width="431">1.5V (3) AAA / approximately 1400 hours of continuous use</td> </tr> <tr> <td width="170">IP Protection</td> <td width="431">IP67</td> </tr> <tr> <td width="170">Environment</td> <td width="431">0 to 50°C (32 to 122°F); RH max 100%</td> </tr> <tr> <td width="170">Dimensions</td> <td width="431">154 x 63 x 30 mm (6.1 x 2.5 x 1.2”)</td> </tr> <tr> <td width="170">Weight</td> <td width="431">196 g (6.91 oz.)</td> </tr> <tr> <td width="170">Ordering Information</td> <td width="431">HI99192 is supplied with FC2153 pH/temperature probe, HI70004 pH 4.01 buffer solution sachet (20 mL x 1), HI70007 pH 7.01 buffer solution sachet (20 mL x 1), HI700601 electrode cleaning solution sachets (2 x 20 mL),100 ml beaker, batteries, calibration certificates for both meter and probe, instruction manual, and rugged thermoformed carrying case.</td> </tr> </tbody> </table> <p> </p> </div> </div> | ไม่มี | ไม่มี | https://www.hannathailand.com/wp-content/uploads/2022/09/HI99192-1.jpg | น้ำยามาตรฐานสอบเทียบ ค่ามาตรฐานความเค็ม , เครื่องวัดสีในน้ำตัวอย่าง HI727 , เครื่องวัดปริมาณไนไตรท์ ช่วงสูง ในตัวอย่างน้ำ รุ่น HI708 , น้ำยามาตรฐานสอบเทียบ , ซัลไฟด์สารต้านอนุมูลอิสระบัฟเฟอร์ , เครื่องวัดปริมาณฟอสฟอรัส ช่วงต่ำมาก รุ่น HI736 , เครื่องวัดปริมาณคลอรีนรวม รุ่น HI711 , เครื่องวัดปริมาณนิกเกิล ช่วงสูง รุ่น HI726 | <a class="woocommerce-LoopProduct-link woocommerce-loop-product__link" href="https://www.hannathailand.com/product/hi7083l/">น้ำยามาตรฐานสอบเทียบ ค่ามาตรฐานความเค็ม</a> , <a class="woocommerce-LoopProduct-link woocommerce-loop-product__link" href="https://www.hannathailand.com/product/hi727-checker-hc-color-of-water/">เครื่องวัดสีในน้ำตัวอย่าง HI727</a> , <a class="woocommerce-LoopProduct-link woocommerce-loop-product__link" href="https://www.hannathailand.com/product/hi708-checker-hc-nitrite-hr/">เครื่องวัดปริมาณไนไตรท์ ช่วงสูง ในตัวอย่างน้ำ รุ่น HI708</a> , <a class="woocommerce-LoopProduct-link woocommerce-loop-product__link" href="https://www.hannathailand.com/product/hi9828-25/">น้ำยามาตรฐานสอบเทียบ</a> , <a class="woocommerce-LoopProduct-link woocommerce-loop-product__link" href="https://www.hannathailand.com/product/hi4015-00/">ซัลไฟด์สารต้านอนุมูลอิสระบัฟเฟอร์</a> , <a class="woocommerce-LoopProduct-link woocommerce-loop-product__link" href="https://www.hannathailand.com/product/phosphorous-marine/">เครื่องวัดปริมาณฟอสฟอรัส ช่วงต่ำมาก รุ่น HI736</a> , <a class="woocommerce-LoopProduct-link woocommerce-loop-product__link" href="https://www.hannathailand.com/product/hi711-checker-hc-total-chlorine/">เครื่องวัดปริมาณคลอรีนรวม รุ่น HI711</a> , <a class="woocommerce-LoopProduct-link woocommerce-loop-product__link" href="https://www.hannathailand.com/product/hi726-checker-hc-nickel-hr/">เครื่องวัดปริมาณนิกเกิล ช่วงสูง รุ่น HI726</a> | https://www.hannathailand.com/wp-content/uploads/2022/09/HI99192-1-600x600.jpg , https://www.hannathailand.com/wp-content/uploads/2022/09/HI99192-1-600x600.jpg , https://www.hannathailand.com/wp-content/uploads/2022/09/HI99192-600x600.jpg , https://www.hannathailand.com/wp-content/uploads/2022/09/HI99192-2-600x600.jpg , https://www.hannathailand.com/wp-content/uploads/2021/07/10-500x500.jpg , https://www.hannathailand.com/wp-content/uploads/2022/06/miniphotometerfurfarbe843_11-600x600.jpg , https://www.hannathailand.com/wp-content/uploads/2022/06/miniphotometerfurnitrithoch2420_11-600x600.jpg , https://www.hannathailand.com/wp-content/uploads/2021/07/8-500x500.jpg , https://www.hannathailand.com/wp-content/uploads/2021/07/7-500x500.jpg , https://www.hannathailand.com/wp-content/uploads/2021/12/HI736-600x600.jpg , https://www.hannathailand.com/wp-content/uploads/2022/06/hi711_lg-600x600.jpg , https://www.hannathailand.com/wp-content/uploads/2022/06/miniphotometerfurnickelhoch841_11-600x600.jpg
2 | เครื่องวัดค่ากรด-ด่าง แบบภาคสนาม สำหรับวัดกระดาษหรือหนังสัตว์ รุ่น HI99171 | อุตสาหกรรมทั่วไป | https://www.hannathailand.com/product-category/general-industry/ | https://www.hannathailand.com/product/%e0%b9%80%e0%b8%84%e0%b8%a3%e0%b8%b7%e0%b9%88%e0%b8%ad%e0%b8%87%e0%b8%a7%e0%b8%b1%e0%b8%94%e0%b8%84%e0%b9%88%e0%b8%b2%e0%b8%81%e0%b8%a3%e0%b8%94-%e0%b8%94%e0%b9%88%e0%b8%b2%e0%b8%87-%e0%b9%81-2/ | HI99171 | 29,425.00 | น้ำหนัก 0.2 กก. ขนาด 6.3 × 3 × 15.4 เซนติเมตร | <div aria-labelledby="tab-title-additional_information" class="woocommerce-Tabs-panel woocommerce-Tabs-panel--additional_information panel entry-content" id="tab-additional_information" role="tabpanel"> <table class="woocommerce-product-attributes shop_attributes"> <tr class="woocommerce-product-attributes-item woocommerce-product-attributes-item--weight"> <th class="woocommerce-product-attributes-item__label">น้ำหนัก</th> <td class="woocommerce-product-attributes-item__value">0.2 กก.</td> </tr> <tr class="woocommerce-product-attributes-item woocommerce-product-attributes-item--dimensions"> <th class="woocommerce-product-attributes-item__label">ขนาด</th> <td class="woocommerce-product-attributes-item__value">6.3 × 3 × 15.4 เซนติเมตร</td> </tr> </table> </div> | pH measurement of paper, leather, and other surfaces are important during manufacturing and final product stages. In the paper industry, a pH measurement indicates the chemical stability and permanence of a paper. It is desirable to manufacture paper that has a neutral or slightly basic pH to aid in the preservation of important documents, publications, and artworks. An acid-free or alkaline paper is able to absorb damaging acid compounds that are naturally formed through aging. pH of paper and cartons is also important in the food industry. Food packaging often incorporates antimicrobial agents to inhibit microbial activity during distribution and storage conditions. The activity of antimicrobial agents can quickly change with a variation in pH. pH compatibility tests consider food composition, chemistry of the antimicrobial agents used, and packaging material. In leather making, tanning is one of the most chemically complex steps. Generally, tanning creates a leather product that is more breathable, flexible, and suitable for use in handbags, luggage, garments, and a variety of commercial items. Tanning is performed by a vegetable method or chrome method; chrome-tanned leather requires the addition of chromium salts and a basic component to raise the pH. The pH of the liquors used in the leather making process and the pH of the final leather product directly affect characteristics such as firmness, heat resistance, and durability. The HI99171 uses the HI14143 amplified pH electrode with glass body. This specialized electrode offers numerous features that improve surface pH testing. An integrated temperature sensor allows for temperature compensated pH measurements without the need for a separate temperature probe. The probe’s flat sensing tip provides optimal surface contact with samples. An integral part of any pH electrode is the reference junction. The reference junction is a part of the electrode that allows for the flow of ions located in the reference cell into the sample being tested. It is vital that this flow occurs in order to complete an electrical circuit, which ultimately determines the pH value. Poor contact between the junction and sample will prevent completion of the circuit, resulting in readings that are erratic or constantly drifting. The flat tip of the HI14143 provides optimal surface contact between the sample and the junction. The HI14143 features an open junction design which utilizes a viscolene reference electrolyte that comes into direct contact with the sample, providing accurate, stable readings. Glass Body The glass body of the HI14143 is chemically resistant and quick to reach thermal equilibrium, allowing for a faster, more stable response on a wide variety of surfaces. Flat Tip The flat tip sensing bulb allows for the direct surface measurement of a sample. The versatility of this tip shape allows pH measurement of samples ranging from leather and paper to cartons. Open Junction Reference The open junction design consists of a solid gel interface (viscolene) between the sample and internal Ag/AgCl reference. This interface not only prevents silver from entering the sample, but also makes it impermeable to clogging, resulting in a fast response and stable reading. Built-In Temperature Sensor Errors in calibration and measurement are eliminated with the Automatic Temperature Compensation provided by the integrated temperature sensor. Features at-a-glance Waterproof – The HI99171 is a waterproof meter rated IP67 for immersion in up to one meter of water for 30 minutes. Automatic Calibration – One or two-point calibration is automatic to two selectable buffer sets. Automatic Temperature Compensation – An integrated temperature sensor allows for automatic temperature compensation of pH measurements. Sensor Check – Using the pH‐mV range the user can check the sensor status by reading the mV reading in fresh buffers. At room temperature (25 oC/77oF) the reading should be +/- 30 mV in pH 7.01 and greater than 150 mV difference between pH 7.01 and 4.01. Multi-Level LCD Display – The split-level LCD displays both pH and temperature readings, along with indicators for reading stability, battery percentage, and probe condition. Probe Condition Indicator – The probe condition indicator is based on the offset and slope characteristic of the electrode. There are 5 bars ranging from all 5 indicating the probe is in excellent condition and 1 bar indicating the probe should be cleaned or replaced. Battery Error Prevention System – The meter will automatically shut off if there isn’t enough power to obtain an accurate measurement. Battery Life Indicator – The battery percent level is displayed at start up alerting the user to the remaining battery power that is available. Manual : Download Specification SKU HI99171 Product Name Leather and Paper pH Portable Meter – HI99171 Quote Required Yes pH Range -2.00 to 16.00 pH pH Resolution 0.01 pH pH Accuracy ±0.02 pH pH Calibration automatic, at one or two points with two sets of buffers (standard 4.01, 7.01,10.01 or NIST 4.01, 6.86, 9.18) pH Temperature Compensation automatic from -5.0 to 105.0ºC (23 to 221ºF) pH CAL Check (electrode diagnostics) probe condition indicator pH Sensor Check yes mV Range ±825 mV (pH‐mV) mV Resolution 1 mV (pH‐mV) mV Accuracy ±1 mV (pH‐mV) Temperature Range -5.0 to 105.0°C / 23.0 to 221.0°F Temperature Resolution 0.1°C / 0.1°F Temperature Accuracy ±0.5°C (up to 60°C); ±1.0°C (outside) / ±1°F (up to 140°F); ±2.0°F (outside) pH Electrode HI14143 pre-amplified pH probe with internal temperature sensor, quick connect DIN connector and 1 m (3.3’) cable (included) Automatic Shut-Off user selectable Battery Type/Life 1.5V (3) AAA / approximately 1400 hours of continuous use IP Protection IP67 Environment 0 to 50°C (32 to 122°F); RH max 100% Dimensions 154 x 63 x 30 mm (6.1 x 2.5 x 1.2”) Weight 196 g (6.91 oz.) Ordering Information HI99171 is supplied with HI14143 flat tipped pH/temperature probe, HI70004 pH 4.01 buffer solution sachet (20 mL), HI70007 pH 7.01 buffer solution sachet (20 mL), HI700680 electrode cleaning solution for ink stains sachets (2 x 20 mL), HI70960 conductive electrolyte solution for pH measurement (30 mL), 100 mL beaker, batteries, calibration certificates for both the meter and probe, instructions and rugged thermoformed carrying case. | <div aria-labelledby="tab-title-description" class="woocommerce-Tabs-panel woocommerce-Tabs-panel--description panel entry-content active" id="tab-description" role="tabpanel"> <div class="prod-view-details-container"> <p>pH measurement of paper, leather, and other surfaces are important during manufacturing and final product stages. In the paper industry, a pH measurement indicates the chemical stability and permanence of a paper. It is desirable to manufacture paper that has a neutral or slightly basic pH to aid in the preservation of important documents, publications, and artworks. An acid-free or alkaline paper is able to absorb damaging acid compounds that are naturally formed through aging.</p> <p>pH of paper and cartons is also important in the food industry. Food packaging often incorporates antimicrobial agents to inhibit microbial activity during distribution and storage conditions. The activity of antimicrobial agents can quickly change with a variation in pH. pH compatibility tests consider food composition, chemistry of the antimicrobial agents used, and packaging material.</p> <p>In leather making, tanning is one of the most chemically complex steps. Generally, tanning creates a leather product that is more breathable, flexible, and suitable for use in handbags, luggage, garments, and a variety of commercial items. Tanning is performed by a vegetable method or chrome method; chrome-tanned leather requires the addition of chromium salts and a basic component to raise the pH. The pH of the liquors used in the leather making process and the pH of the final leather product directly affect characteristics such as firmness, heat resistance, and durability.</p> </div> <div class="prod-view-details-container"> <p>The HI99171 uses the HI14143 amplified pH electrode with glass body. This specialized electrode offers numerous features that improve surface pH testing. An integrated temperature sensor allows for temperature compensated pH measurements without the need for a separate temperature probe. The probe’s flat sensing tip provides optimal surface contact with samples.</p> <p>An integral part of any pH electrode is the reference junction. The reference junction is a part of the electrode that allows for the flow of ions located in the reference cell into the sample being tested. It is vital that this flow occurs in order to complete an electrical circuit, which ultimately determines the pH value. Poor contact between the junction and sample will prevent completion of the circuit, resulting in readings that are erratic or constantly drifting.</p> </div> <div class="prod-view-details-container"> <div class="prod-view-details-left"><img alt="HI1414D" class="aligncenter" decoding="async" height="497" loading="lazy" src="https://hanna-worldwide.com/media/wysiwyg/products/portables/HI99171_Probe.jpg" width="497"/><span style="color: #555555;">The flat tip of the HI14143 provides optimal surface contact between the sample and the junction. The HI14143 features an open junction design which utilizes a viscolene reference electrolyte that comes into direct contact with the sample, providing accurate, stable readings.</span></div> <div class="prod-view-details-right"> <p><img alt="Glass Body" class="" decoding="async" height="248" loading="lazy" src="https://hanna-worldwide.com/media/wysiwyg/products/electrodes/HI1414DGlassBody_Highlight.png" width="248"/></p> <p>Glass Body<br/> The glass body of the HI14143 is chemically resistant and quick to reach thermal equilibrium, allowing for a faster, more stable response on a wide variety of surfaces.</p> <p><img alt="Flat Tip" class="" decoding="async" height="255" loading="lazy" src="https://hanna-worldwide.com/media/wysiwyg/products/electrodes/HI1414DGlassTip_Highlight.png" width="255"/></p> <p><strong>Flat Tip</strong><br/> The flat tip sensing bulb allows for the direct surface measurement of a sample. The versatility of this tip shape allows pH measurement of samples ranging from leather and paper to cartons.</p> <p><img alt="ATC" class="" decoding="async" height="254" loading="lazy" src="https://hanna-worldwide.com/media/wysiwyg/products/electrodes/HI1414DGlassTip_Highlight.png" width="254"/></p> <p><strong>Open Junction Reference</strong><br/> The open junction design consists of a solid gel interface (viscolene) between the sample and internal Ag/AgCl reference. This interface not only prevents silver from entering the sample, but also makes it impermeable to clogging, resulting in a fast response and stable reading.</p> <p><img alt="ATC" class="" decoding="async" height="255" loading="lazy" src="https://hanna-worldwide.com/media/wysiwyg/products/testers/atc.png" width="255"/></p> <p><strong>Built-In Temperature Sensor</strong><br/> Errors in calibration and measurement are eliminated with the Automatic Temperature Compensation provided by the integrated temperature sensor.</p> </div> </div> <div class="prod-view-details-container"> <h3><strong>Features at-a-glance</strong></h3> <p dir="ltr"><strong>Waterproof </strong>– The HI99171 is a waterproof meter rated IP67 for immersion in up to one meter of water for 30 minutes.</p> <p dir="ltr"><strong>Automatic Calibration</strong> – One or two-point calibration is automatic to two selectable buffer sets.</p> <p dir="ltr"><strong>Automatic Temperature Compensation</strong> – An integrated temperature sensor allows for automatic temperature compensation of pH measurements.</p> <p dir="ltr"><strong>Sensor Check</strong> – Using the pH‐mV range the user can check the sensor status by reading the mV reading in fresh buffers. At room temperature (25 <sup>o</sup>C/77<sup>o</sup>F) the reading should be +/- 30 mV in pH 7.01 and greater than 150 mV difference between pH 7.01 and 4.01.</p> <p dir="ltr"><strong>Multi-Level LCD Display</strong> – The split-level LCD displays both pH and temperature readings, along with indicators for reading stability, battery percentage, and probe condition.</p> <p dir="ltr"><strong>Probe Condition Indicator</strong> – The probe condition indicator is based on the offset and slope characteristic of the electrode. There are 5 bars ranging from all 5 indicating the probe is in excellent condition and 1 bar indicating the probe should be cleaned or replaced.</p> <p dir="ltr"><strong>Battery Error Prevention System</strong> – The meter will automatically shut off if there isn’t enough power to obtain an accurate measurement.</p> <p dir="ltr"><strong>Battery Life Indicator</strong> – The battery percent level is displayed at start up alerting the user to the remaining battery power that is available.</p> </div> <div class="prod-view-details-container"> <h4><span style="font-size: 160%;"><strong>Manual : <a href="https://hanna-worldwide.com/mwdownloads/download/link/id/360">Download</a></strong></span></h4> <h4><span style="font-size: 160%;"><strong>Specification</strong></span></h4> <table> <tbody> <tr> <td width="255"><strong>SKU</strong></td> <td width="346"><strong>HI99171</strong></td> </tr> <tr> <td width="255"><strong>Product Name</strong></td> <td width="346"><strong>Leather and Paper pH Portable Meter – HI99171</strong></td> </tr> <tr> <td width="255"><strong>Quote Required</strong></td> <td width="346"><strong>Yes</strong></td> </tr> <tr> <td width="255"><strong>pH Range</strong></td> <td width="346"><strong>-2.00 to 16.00 pH</strong></td> </tr> <tr> <td width="255"><strong>pH Resolution</strong></td> <td width="346"><strong>0.01 pH</strong></td> </tr> <tr> <td width="255"><strong>pH Accuracy</strong></td> <td width="346"><strong>±0.02 pH</strong></td> </tr> <tr> <td width="255"><strong>pH Calibration</strong></td> <td width="346"><strong>automatic, at one or two points with two sets of buffers (standard 4.01, 7.01,10.01 or NIST 4.01, 6.86, 9.18)</strong></td> </tr> <tr> <td width="255"><strong>pH Temperature Compensation</strong></td> <td width="346"><strong>automatic from -5.0 to 105.0ºC (23 to 221ºF)</strong></td> </tr> <tr> <td width="255"><strong>pH CAL Check (electrode diagnostics)</strong></td> <td width="346"><strong>probe condition indicator</strong></td> </tr> <tr> <td width="255"><strong>pH Sensor Check</strong></td> <td width="346"><strong>yes</strong></td> </tr> <tr> <td width="255"><strong>mV Range</strong></td> <td width="346"><strong>±825 mV (pH</strong><strong>‐</strong><strong>mV)</strong></td> </tr> <tr> <td width="255"><strong>mV Resolution</strong></td> <td width="346"><strong>1 mV (pH</strong><strong>‐</strong><strong>mV)</strong></td> </tr> <tr> <td width="255"><strong>mV Accuracy</strong></td> <td width="346"><strong>±1 mV (pH</strong><strong>‐</strong><strong>mV)</strong></td> </tr> <tr> <td width="255"><strong>Temperature Range</strong></td> <td width="346"><strong>-5.0 to 105.0°C / 23.0 to 221.0°F</strong></td> </tr> <tr> <td width="255"><strong>Temperature Resolution</strong></td> <td width="346"><strong>0.1°C / 0.1°F</strong></td> </tr> <tr> <td width="255"><strong>Temperature Accuracy</strong></td> <td width="346"><strong>±0.5°C (up to 60°C); ±1.0°C (outside) / ±1°F (up to 140°F); ±2.0°F (outside)</strong></td> </tr> <tr> <td width="255"><strong>pH Electrode</strong></td> <td width="346"><strong>HI14143 pre-amplified pH probe with internal temperature sensor, quick connect DIN connector and 1 m (3.3’) cable (included)</strong></td> </tr> <tr> <td width="255"><strong>Automatic Shut-Off</strong></td> <td width="346"><strong>user selectable</strong></td> </tr> <tr> <td width="255"><strong>Battery Type/Life</strong></td> <td width="346"><strong>1.5V (3) AAA / approximately 1400 hours of continuous use</strong></td> </tr> <tr> <td width="255"><strong>IP Protection</strong></td> <td width="346"><strong>IP67</strong></td> </tr> <tr> <td width="255"><strong>Environment</strong></td> <td width="346"><strong>0 to 50°C (32 to 122°F); RH max 100%</strong></td> </tr> <tr> <td width="255"><strong>Dimensions</strong></td> <td width="346"><strong>154 x 63 x 30 mm (6.1 x 2.5 x 1.2”)</strong></td> </tr> <tr> <td width="255"><strong>Weight</strong></td> <td width="346"><strong>196 g (6.91 oz.)</strong></td> </tr> <tr> <td width="255"><strong>Ordering Information</strong></td> <td width="346"><strong>HI99171 is supplied with HI14143 flat tipped pH/temperature probe, HI70004 pH 4.01 buffer solution sachet (20 mL), HI70007 pH 7.01 buffer solution sachet (20 mL), HI700680 electrode cleaning solution for ink stains sachets (2 x 20 mL), HI70960 conductive electrolyte solution for pH measurement (30 mL), 100 mL beaker, batteries, calibration certificates for both the meter and probe, instructions and rugged thermoformed carrying case.</strong></td> </tr> </tbody> </table> </div> </div> | The HI99131 is a waterproof, portable pH and temperature meter specifically designed for use in plating baths. The HI629113 pre-amplified, double junction pH probe features a recessed flat tip that is easy to clean and prevents solids in solutions from collecting on the sensor. The titanium body of the HI629113 functions as a potential matching pin for increased stability of readings and extended sensor life. | <div class="product-short-description"> <p>The HI99131 is a waterproof, portable pH and temperature meter specifically designed for use in plating baths. The HI629113 pre-amplified, double junction pH probe features a recessed flat tip that is easy to clean and prevents solids in solutions from collecting on the sensor. The titanium body of the HI629113 functions as a potential matching pin for increased stability of readings and extended sensor life.</p> </div> | https://www.hannathailand.com/wp-content/uploads/2022/11/HI99171.jpg | เครื่องสเปคโตโฟโตมิเตอร์ , HI943500A Conductivity Controller, 0 to 199.9 mS/cm with 4 to 20mA , เครื่องวัดคุณภาพน้ำดีและน้ำเสีย แบบหลายพารามิเตอร์ รวมถึงค่า pH รุ่น HI83300-02 , เครื่องวัดคลอรีน , HI98100 เครื่องวัดค่า pH Meter แบบปากกาจาก Hanna , เครื่องวัดค่าออกซิเจนที่ละลายในน้ำ รุ่น HI9147-04 ชนิดกัลวานิก , เครื่องเตาย่อยสารเคมี รุ่น HI839800 สำหรับ 25 ช่อง , เครื่องวัดค่ากรด-ด่าง แบบตั้งโต๊ะ รุ่น HI5221 (pH/ORPพร้อมโหมด CAL Check™) | <a class="woocommerce-LoopProduct-link woocommerce-loop-product__link" href="https://www.hannathailand.com/product/iris-visible-spectrophotometer/">เครื่องสเปคโตโฟโตมิเตอร์</a> , <a class="woocommerce-LoopProduct-link woocommerce-loop-product__link" href="https://www.hannathailand.com/product/hi943500a-conductivity-controller-0-to-199-9-mscm-with-4-to-20ma/">HI943500A Conductivity Controller, 0 to 199.9 mS/cm with 4 to 20mA</a> , <a class="woocommerce-LoopProduct-link woocommerce-loop-product__link" href="https://www.hannathailand.com/product/%e0%b8%99%e0%b9%89%e0%b8%b3%e0%b8%94%e0%b8%b5%e0%b9%81%e0%b8%a5%e0%b8%b0%e0%b8%99%e0%b9%89%e0%b8%b3%e0%b9%80%e0%b8%aa%e0%b8%b5%e0%b8%a2/">เครื่องวัดคุณภาพน้ำดีและน้ำเสีย แบบหลายพารามิเตอร์ รวมถึงค่า pH รุ่น HI83300-02</a> , <a class="woocommerce-LoopProduct-link woocommerce-loop-product__link" href="https://www.hannathailand.com/product/free-chlorine/">เครื่องวัดคลอรีน</a> , <a class="woocommerce-LoopProduct-link woocommerce-loop-product__link" href="https://www.hannathailand.com/product/checker-plus-ph-tester/">HI98100 เครื่องวัดค่า pH Meter แบบปากกาจาก Hanna</a> , <a class="woocommerce-LoopProduct-link woocommerce-loop-product__link" href="https://www.hannathailand.com/product/hi9147-04-dissolved-oxygen-c-meter-galvanic-do-probe/">เครื่องวัดค่าออกซิเจนที่ละลายในน้ำ รุ่น HI9147-04 ชนิดกัลวานิก</a> , <a class="woocommerce-LoopProduct-link woocommerce-loop-product__link" href="https://www.hannathailand.com/product/hi839800-cod-test-tube-heater-with-25-vial-capacity/">เครื่องเตาย่อยสารเคมี รุ่น HI839800 สำหรับ 25 ช่อง</a> , <a class="woocommerce-LoopProduct-link woocommerce-loop-product__link" href="https://www.hannathailand.com/product/ph-orp-betchtop/">เครื่องวัดค่ากรด-ด่าง แบบตั้งโต๊ะ รุ่น HI5221 (pH/ORPพร้อมโหมด CAL Check™)</a> | https://www.hannathailand.com/wp-content/uploads/2022/11/HI99171-600x600.jpg , https://www.hannathailand.com/wp-content/uploads/2022/11/HI99171-1-600x600.jpg , https://www.hannathailand.com/wp-content/uploads/2022/11/HI99171-2-600x600.jpg , https://www.hannathailand.com/wp-content/uploads/2021/12/hi801_iris_angle_720x720_72_rgb-500x500.jpg , https://www.hannathailand.com/wp-content/uploads/2022/06/hi943500_lg52d0152997b8d-600x600.jpg , https://www.hannathailand.com/wp-content/uploads/2022/09/HI83300-600x600.jpg , https://www.hannathailand.com/wp-content/uploads/2021/07/1-500x500.jpg , https://www.hannathailand.com/wp-content/uploads/2022/06/hi98100-600x600.jpg , https://www.hannathailand.com/wp-content/uploads/2022/06/fischzuchtsauerstoffhandmessgeratmit4mkabelsonde2339_11-600x600.jpg , https://www.hannathailand.com/wp-content/uploads/2021/12/hi839800-02_2023_right-low2-1200x1200-1-600x600.jpg , https://www.hannathailand.com/wp-content/uploads/2022/08/HI5221-600x600.jpg
3 | เครื่องวัดค่ากรด-ด่าง แบบภาคสนาม สำหรับวัดเนยแข็งหรือชีส รุ่น HI98165 | สินค้าทั้งหมด | https://www.hannathailand.com/product-category/product-all/ | https://www.hannathailand.com/product/ph-cheese/ | HI98165 | 39,590.00 | ขนาด 3.52 × 9.3 × 18.5 เซนติเมตร | <div aria-labelledby="tab-title-additional_information" class="woocommerce-Tabs-panel woocommerce-Tabs-panel--additional_information panel entry-content" id="tab-additional_information" role="tabpanel"> <table class="woocommerce-product-attributes shop_attributes"> <tr class="woocommerce-product-attributes-item woocommerce-product-attributes-item--dimensions"> <th class="woocommerce-product-attributes-item__label">ขนาด</th> <td class="woocommerce-product-attributes-item__value">3.52 × 9.3 × 18.5 เซนติเมตร</td> </tr> </table> </div> | The HI98165 is a rugged, waterproof, portable Foodcare pH meter that measures pH and temperature using the specialized FC2423 cheese pH electrode. This professional, waterproof meter complies with IP67 standards. The HI98165 is supplied with all necessary accessories to perform a pH/temperature measurement packaged into a durable thermoformed carrying case that holds the meters, probes and calibration buffers securely in place. Quick Connect DIn Connector USB Connection for Data Transfer Dedicated Help Button pH is an essential measurement throughout the entire cheesemaking process. From the initial measurements of incoming milk to the final measurements of ripened cheese, pH is the most important parameter for cheese quality and safety control. Acidification of milk begins with the addition of bacterial culture and rennet. The bacteria consume lactose and create lactic acid as a byproduct of fermentation. The lactic acid produced will cause the pH of the milk to go down. Once the milk reaches a particular pH, the rennet is added. The enzymes in rennet help to speed up curdling and create a firmer substance. For cheesemakers that dilute their rennet, the pH of the dilution water is also critical; water that is near pH 7 or higher can deactivate the rennet, causing problems with coagulation. Once the curds are cut, stirred, and cooked, the liquid whey must be drained. The pH of whey at draining directly affects the composition and texture of the final cheese product. Whey that has a relatively high pH contributes to higher levels of calcium and phosphate and results in a stronger curd. Typical pH levels at draining can vary depending on the type of cheese; for example, Swiss cheese is drained between pH 6.3 and 6.5 while Cheddar cheese is drained between pH 6.0 and 6.2. During brining, the cheese soaks up salt from the brine solution and loses excess moisture. The pH of the brine solution should be close to the pH of the cheese, ensuring equilibrium of ions like calcium and hydrogen. If there is an imbalance during brining, the final product can have rind defects, discoloration, a weakened texture, and a shorter shelf life. Cheeses must fall within a narrow pH range to provide an optimal environment for microbial and enzymatic processes that occur during ripening. Bacterial cultures used in ripening are responsible for familiar characteristics such as the holes in Swiss cheese, the white mold on Brie rinds, and the aroma of Limburger cheese. A deviation from the ideal pH is not only detrimental to the ecology of the bacteria, but also to the cheese structure. Higher pH levels can result in cheeses that are more elastic while lower pH levels can cause brittleness. Cheese products can provide a number of challenges for the person that needs to measure pH. Cheese products tend to be solid to semi-solids. Both types of samples will coat the sensitive glass membrane surface and/or clog the reference junction. The FC2423 that is supplied with the HI98165 is designed specifically for measuring pH in cheese. From a conic tip shape in a durable 5 mm diameter stainless steel body for easy penetration into cheese without leaving a large hole to an open junction that resist clogging; the FC2423 is an ideal general-purpose pH electrode for cheese. The FC2423 connects to the HI98165 with a quick-connect, waterproof DIN connector, allowing for a secure, non-threaded attachment. The HI99165 uses the stainless steel FC2423 amplified pH electrode. This specialized electrode offers numerous features that improve pH testing for cheese producers. The robust stainless steel sheath paired with the conical sensing tip allows for penetration in cheese at various points throughout the production process. An integrated temperature sensor also ensures that all pH measurements are compensated for temperature without the need for a separate temperature probe. Stainless Steel Body The AISI 316 stainless steel body offers durability in the production facility and can withstand chloride concentrations that cause corrosion in other types of alloys. Conic Glass Tip The conical shaped tip design allows for penetration into solids, semi-solids, and emulsions for the direct measurement of pH in samples such as cheese. Built-In Temperature Sensor Errors in calibration and measurement are eliminated with the Automatic Temperature Compensation provided by the integrated temperature sensor. Besides being supplied with a unique pH electrode made for cheese, the HI98165 has the Hanna’s unique CAL Check™ feature that alerts the user to potential problems during the calibration process. This is a very important for the food processor since it is likely that the probe will be coated with the solids found in the food product being measured. This coating can easily lead to errors in pH measurement. By comparing previous calibration data to the current calibration, the meter will inform the user, with display prompts, when the probe needs to be cleaned, replaced, or if the pH buffer might be contaminated. After calibration, the overall probe condition is displayed on screen as a percentage from 0 to 100% in increments of 10%. The probe condition is affected by both the offset and slope characteristics of the pH electrode, both of which can be found in the GLP data. Pressing the “AutoHold” virtual key in measurement mode, the meter will freeze and automatically log a stable reading. An “out of calibration range” warning can be enabled that will alert the user when a reading is not within the bracket of calibrated pH values. The log-on-demand mode allows the user to record and save up to 200 samples. The logged data, along with the associated GLP data, can then be recalled or transferred to a PC with Hanna’s HI920015 micro USB cable and HI92000 software for traceability in record keeping for specific product batches. GLP data includes date, time, calibration buffers, offset, and slope, and is directly accessible by pressing the dedicated GLP key. A contextual help menu based on the screen that is currently being viewed can be accessed at any time by the press of a dedicated button. The high contrast, graphic LCD screen is easy to view outdoors in bright sunlight as well as in low-lit areas with the backlight. A combination of dedicated and virtual keys allows for easy, intuitive meter operation in a choice of languages. The compact, durable HI720165 carrying case is thermoformed to hold all necessary components for taking a field measurement, including the meter and electrode, beakers, buffer solutions and cleaning solutions. On-Screen Features Setup screen Our extensive setup screen features a host of configurable options such as time, date, temperature units and language for help screens and guides. Calibration pH calibration features detailed CAL Check™ messages. Users are guided through the calibration procedure with step-by-step on-screen instructions. GLP Comprehensive GLP functions are directly accessible by pressing the GLP key. Calibration data, including: date, time, offset, slope and buffers used in the last calibration can be reviewed. Ergonomic, rugged, waterproof (IP67) design Supplied with FC2423 Foodcare pH/Temperature electrode Durable stainless steel body that is only 5 mm in diameter Conic tip shape for easy penetration into semi-solids Open junction design that resist clogging from food solids Built in temperature sensor for temperature compensated measurements Five-point pH calibration with seven standard buffers and five custom buffers CAL Check Alerts user to potential problems during calibration including when to clean electrode and possible buffer contamination Displays overall condition of the pH electrode after calibration that is based on the offset and slope characteristics Log-on-demand Store measurement data at the press of a button AutoHold Freezes displayed measurement reading upon stabilization GLP Features GLP data including date, time, pH calibration buffers, offset, and slope GLP data stored with logged data for traceability Calibration timeout to alert the user at a defined interval when the calibration has expired Multiple language selection 200 hour battery life with battery level displayed on measurement screen Menu driven for ease of use with virtual-key extended functionality Contextual help at the press of a button Backlit, graphic LCD Connectivity PC connectivity via a sealed opto-isolated micro USB and HI92000 software Manual : Download Specification SKU HI98165 Product Name Professional Portable Cheese pH Meter – HI98165 Quote Required Yes pH Range -2.0 to 20.0 pH; -2.00 to 20.00 pH; -2.000 to 20.000 pH pH Resolution 0.1 pH; 0.01 pH; 0.001 pH pH Accuracy ±0.1; ±0.002 pH pH Calibration up to five point calibration, seven standard buffers available (1.68, 4.01, 6.86, 7.01, 9.18, 10.01, 12.45) + five custom buffers pH Temperature Compensation manual or automatic from -20.0 to 120.0°C (-4.0 to 248.0°F) pH Input impedence 10¹² Ohms mV Range ±2000 mV mV Resolution 0.1 mV mV Accuracy ±0.2 mV Temperature Range -20.0 to 120.0°C (-4.0 to 248.0°F) Temperature Resolution 0.1°C (0.1°F) Temperature Accuracy ±0.4°C (±0.8°F) (excluding probe error) Temperature Calibration manual or automatic from -20.0 to 120.0°C (-4.0 to 248.0°F) pH Electrode FC2423 Foodcare stainless steel body, pH electrode with internal temperature sensor, quick connect DIN connector and 1 m (3.3’ cable) Logging Memory 200 samples (100 pH and 100 mV range) Connectivity opto-isolated USB with optional HI 92000 software and micro USB cable Automatic Shut-Off user selectable GLP Yes Battery Type/Life 1.5V AA batteries (4) / approximately 200 hours of continuous use without backlight (50 hours with backlight) IP Protection IP67 Environment 0 to 50°C (32 to 122°F); RH 100% Dimensions 185 x 93 x 35.2 mm (7.3 x 3.6 x 1.4”) Weight 400 g (14.2 oz.) Ordering Information HI98165 is supplied with FC2423 PVDF body pH electrode, HI7004M pH 4.01 buffer solution (230 mL), HI7007M pH 7.01 buffer solution (230 mL), HI700642 electrode cleaning solution for cheese residues sachet (2), 100 mL plastic beaker (2), 1.5V AA batteries (4), HI92000 PC software, HI920015 micro USB cable, instruction manual with quick start guide, instrument quality certificate and HI720165 hard carrying case | <div aria-labelledby="tab-title-description" class="woocommerce-Tabs-panel woocommerce-Tabs-panel--description panel entry-content active" id="tab-description" role="tabpanel"> <p>The HI98165 is a rugged, waterproof, portable Foodcare pH meter that measures pH and temperature using the specialized FC2423 cheese pH electrode. This professional, waterproof meter complies with IP67 standards. The HI98165 is supplied with all necessary accessories to perform a pH/temperature measurement packaged into a durable thermoformed carrying case that holds the meters, probes and calibration buffers securely in place.</p> <ul> <li>Quick Connect DIn Connector</li> <li>USB Connection for Data Transfer</li> <li>Dedicated Help Button</li> </ul> <p>pH is an essential measurement throughout the entire cheesemaking process. From the initial measurements of incoming milk to the final measurements of ripened cheese, pH is the most important parameter for cheese quality and safety control.</p> <p>Acidification of milk begins with the addition of bacterial culture and rennet. The bacteria consume lactose and create lactic acid as a byproduct of fermentation. The lactic acid produced will cause the pH of the milk to go down. Once the milk reaches a particular pH, the rennet is added. The enzymes in rennet help to speed up curdling and create a firmer substance. For cheesemakers that dilute their rennet, the pH of the dilution water is also critical; water that is near pH 7 or higher can deactivate the rennet, causing problems with coagulation.</p> <p>Once the curds are cut, stirred, and cooked, the liquid whey must be drained. The pH of whey at draining directly affects the composition and texture of the final cheese product. Whey that has a relatively high pH contributes to higher levels of calcium and phosphate and results in a stronger curd. Typical pH levels at draining can vary depending on the type of cheese; for example, Swiss cheese is drained between pH 6.3 and 6.5 while Cheddar cheese is drained between pH 6.0 and 6.2.</p> <p>During brining, the cheese soaks up salt from the brine solution and loses excess moisture. The pH of the brine solution should be close to the pH of the cheese, ensuring equilibrium of ions like calcium and hydrogen. If there is an imbalance during brining, the final product can have rind defects, discoloration, a weakened texture, and a shorter shelf life.</p> <p>Cheeses must fall within a narrow pH range to provide an optimal environment for microbial and enzymatic processes that occur during ripening. Bacterial cultures used in ripening are responsible for familiar characteristics such as the holes in Swiss cheese, the white mold on Brie rinds, and the aroma of Limburger cheese. A deviation from the ideal pH is not only detrimental to the ecology of the bacteria, but also to the cheese structure. Higher pH levels can result in cheeses that are more elastic while lower pH levels can cause brittleness.</p> <p>Cheese products can provide a number of challenges for the person that needs to measure pH. Cheese products tend to be solid to semi-solids. Both types of samples will coat the sensitive glass membrane surface and/or clog the reference junction. The FC2423 that is supplied with the HI98165 is designed specifically for measuring pH in cheese. From a conic tip shape in a durable 5 mm diameter stainless steel body for easy penetration into cheese without leaving a large hole to an open junction that resist clogging; the FC2423 is an ideal general-purpose pH electrode for cheese. The FC2423 connects to the HI98165 with a quick-connect, waterproof DIN connector, allowing for a secure, non-threaded attachment.</p> <div class="prod-view-details-container"> <p>The HI99165 uses the stainless steel FC2423 amplified pH electrode. This specialized electrode offers numerous features that improve pH testing for cheese producers. The robust stainless steel sheath paired with the conical sensing tip allows for penetration in cheese at various points throughout the production process. An integrated temperature sensor also ensures that all pH measurements are compensated for temperature without the need for a separate temperature probe.</p> <div class="prod-view-details-left"> <p><img alt="Probe" class="aligncenter" decoding="async" height="553" loading="lazy" src="https://hanna-worldwide.com/media/wysiwyg/products/portables/FC242D.jpg" title="Probe" width="553"/></p> </div> <div class="prod-view-details-right"> <p><img alt="Stainless Steel Body" class="" decoding="async" height="247" loading="lazy" src="https://hanna-worldwide.com/media/wysiwyg/products/portables/HI99165_StainlessBodyHighlight.png" width="247"/></p> <h3><strong>Stainless Steel Body</strong></h3> <p>The AISI 316 stainless steel body offers durability in the production facility and can withstand chloride concentrations that cause corrosion in other types of alloys.</p> <p><img alt="conical glass tip" class="" decoding="async" height="248" loading="lazy" src="https://hanna-worldwide.com/media/wysiwyg/products/portables/HI99165_TipHighlight.png" width="248"/></p> <h3><strong>Conic Glass Tip</strong></h3> <p>The conical shaped tip design allows for penetration into solids, semi-solids, and emulsions for the direct measurement of pH in samples such as cheese.</p> <p><img alt="Temp Sensor" class="" decoding="async" height="247" loading="lazy" src="https://hanna-worldwide.com/media/wysiwyg/products/portables/HI99165_TempSensorHighlight.png" width="247"/></p> <h3><strong>Built-In Temperature Sensor</strong></h3> <p>Errors in calibration and measurement are eliminated with the Automatic Temperature Compensation provided by the integrated temperature sensor.</p> </div> </div> <div class="prod-view-details-container"> <p>Besides being supplied with a unique pH electrode made for cheese, the HI98165 has the Hanna’s unique CAL Check™ feature that alerts the user to potential problems during the calibration process. This is a very important for the food processor since it is likely that the probe will be coated with the solids found in the food product being measured. This coating can easily lead to errors in pH measurement. By comparing previous calibration data to the current calibration, the meter will inform the user, with display prompts, when the probe needs to be cleaned, replaced, or if the pH buffer might be contaminated. After calibration, the overall probe condition is displayed on screen as a percentage from 0 to 100% in increments of 10%. The probe condition is affected by both the offset and slope characteristics of the pH electrode, both of which can be found in the GLP data.</p> <p>Pressing the “AutoHold” virtual key in measurement mode, the meter will freeze and automatically log a stable reading. An “out of calibration range” warning can be enabled that will alert the user when a reading is not within the bracket of calibrated pH values.</p> <p>The log-on-demand mode allows the user to record and save up to 200 samples. The logged data, along with the associated GLP data, can then be recalled or transferred to a PC with Hanna’s HI920015 micro USB cable and HI92000 software for traceability in record keeping for specific product batches. GLP data includes date, time, calibration buffers, offset, and slope, and is directly accessible by pressing the dedicated GLP key.</p> <p>A contextual help menu based on the screen that is currently being viewed can be accessed at any time by the press of a dedicated button.</p> <p>The high contrast, graphic LCD screen is easy to view outdoors in bright sunlight as well as in low-lit areas with the backlight. A combination of dedicated and virtual keys allows for easy, intuitive meter operation in a choice of languages.</p> <p>The compact, durable HI720165 carrying case is thermoformed to hold all necessary components for taking a field measurement, including the meter and electrode, beakers, buffer solutions and cleaning solutions.</p> </div> <p><span style="font-size: 105%;"><strong style="color: #333333;">On-Screen Features</strong></span></p> <div class="prod-view-details-container"> <div id="screen-left"><img alt="" decoding="async" src="https://hanna-worldwide.com/media/wysiwyg/products/portables/HI98161_setup.jpg" title="setup"/><span style="font-size: 105%;"><strong>Setup screen</strong></span><br/> Our extensive setup screen features a host of configurable options such as time, date, temperature units and language for help screens and guides. </div> <div id="screen-center"><img alt="" decoding="async" src="https://hanna-worldwide.com/media/wysiwyg/products/portables/HI98161_Cal-Check.jpg" title="calibration"/><span style="font-size: 105%;"><strong>Calibration</strong></span><br/> pH calibration features detailed CAL Check™ messages. Users are guided through the calibration procedure with step-by-step on-screen instructions. </div> <div id="screen-right"><img alt="GLP" decoding="async" src="https://hanna-worldwide.com/media/wysiwyg/products/portables/HI98161_GLP.jpg" title="GLP"/><span style="font-size: 105%;"><strong>GLP</strong></span><br/> Comprehensive GLP functions are directly accessible by pressing the GLP key. Calibration data, including: date, time, offset, slope and buffers used in the last calibration can be reviewed. <div class="prod-view-details-left"> <p><strong>Ergonomic, rugged, waterproof (IP67) design</strong></p> <p><strong>Supplied with FC2423 Foodcare pH/Temperature electrode</strong></p> <ul> <li>Durable stainless steel body that is only 5 mm in diameter</li> <li>Conic tip shape for easy penetration into semi-solids</li> <li>Open junction design that resist clogging from food solids</li> <li>Built in temperature sensor for temperature compensated measurements</li> </ul> <p><strong>Five-point pH calibration with seven standard buffers and five custom buffers</strong></p> <p><strong>CAL Check</strong></p> <ul> <li>Alerts user to potential problems during calibration including when to clean electrode and possible buffer contamination</li> <li>Displays overall condition of the pH electrode after calibration that is based on the offset and slope characteristics</li> </ul> <p><strong>Log-on-demand</strong></p> <ul> <li>Store measurement data at the press of a button</li> </ul> <p><strong>AutoHold</strong></p> <ul> <li>Freezes displayed measurement reading upon stabilization</li> </ul> <p><strong>GLP Features</strong></p> </div> <div class="prod-view-details-right"> <ul> <li>GLP data including date, time, pH calibration buffers, offset, and slope</li> <li>GLP data stored with logged data for traceability</li> </ul> <p><strong>Calibration timeout to alert the user at a defined interval when the calibration has expired</strong></p> <p><strong>Multiple language selection</strong></p> <p><strong>200 hour battery life with battery level displayed on measurement screen</strong></p> <p><strong>Menu driven for ease of use with virtual-key extended functionality</strong></p> <p><strong>Contextual help at the press of a button</strong></p> <p><strong>Backlit, graphic LCD</strong></p> <p><strong>Connectivity</strong></p> <ul> <li>PC connectivity via a sealed opto-isolated micro USB and HI92000 software</li> </ul> <p><span style="font-size: 130%;"><strong>Manual</strong> </span>: <a href="https://hanna-worldwide.com/mwdownloads/download/link/id/297">Download</a></p> <p><strong><span style="font-size: 130%;">Specification</span></strong></p> <table> <tbody> <tr> <td width="217">SKU</td> <td width="384">HI98165</td> </tr> <tr> <td width="217">Product Name</td> <td width="384">Professional Portable Cheese pH Meter – HI98165</td> </tr> <tr> <td width="217">Quote Required</td> <td width="384">Yes</td> </tr> <tr> <td width="217">pH Range</td> <td width="384">-2.0 to 20.0 pH; -2.00 to 20.00 pH; -2.000 to 20.000 pH</td> </tr> <tr> <td width="217">pH Resolution</td> <td width="384">0.1 pH; 0.01 pH; 0.001 pH</td> </tr> <tr> <td width="217">pH Accuracy</td> <td width="384">±0.1; ±0.002 pH</td> </tr> <tr> <td width="217">pH Calibration</td> <td width="384">up to five point calibration, seven standard buffers available (1.68, 4.01, 6.86, 7.01, 9.18, 10.01, 12.45) + five custom buffers</td> </tr> <tr> <td width="217">pH Temperature Compensation</td> <td width="384">manual or automatic from -20.0 to 120.0°C (-4.0 to 248.0°F)</td> </tr> <tr> <td width="217">pH Input impedence</td> <td width="384">10¹² Ohms</td> </tr> <tr> <td width="217">mV Range</td> <td width="384">±2000 mV</td> </tr> <tr> <td width="217">mV Resolution</td> <td width="384">0.1 mV</td> </tr> <tr> <td width="217">mV Accuracy</td> <td width="384">±0.2 mV</td> </tr> <tr> <td width="217">Temperature Range</td> <td width="384">-20.0 to 120.0°C (-4.0 to 248.0°F)</td> </tr> <tr> <td width="217">Temperature Resolution</td> <td width="384">0.1°C (0.1°F)</td> </tr> <tr> <td width="217">Temperature Accuracy</td> <td width="384">±0.4°C (±0.8°F) (excluding probe error)</td> </tr> <tr> <td width="217">Temperature Calibration</td> <td width="384">manual or automatic from -20.0 to 120.0°C (-4.0 to 248.0°F)</td> </tr> <tr> <td width="217">pH Electrode</td> <td width="384">FC2423 Foodcare stainless steel body, pH electrode with internal temperature sensor, quick connect DIN connector and 1 m (3.3’ cable)</td> </tr> <tr> <td width="217">Logging Memory</td> <td width="384">200 samples (100 pH and 100 mV range)</td> </tr> <tr> <td width="217">Connectivity</td> <td width="384">opto-isolated USB with optional HI 92000 software and micro USB cable</td> </tr> <tr> <td width="217">Automatic Shut-Off</td> <td width="384">user selectable</td> </tr> <tr> <td width="217">GLP</td> <td width="384">Yes</td> </tr> <tr> <td width="217">Battery Type/Life</td> <td width="384">1.5V AA batteries (4) / approximately 200 hours of continuous use without backlight (50 hours with backlight)</td> </tr> <tr> <td width="217">IP Protection</td> <td width="384">IP67</td> </tr> <tr> <td width="217">Environment</td> <td width="384">0 to 50°C (32 to 122°F); RH 100%</td> </tr> <tr> <td width="217">Dimensions</td> <td width="384">185 x 93 x 35.2 mm (7.3 x 3.6 x 1.4”)</td> </tr> <tr> <td width="217">Weight</td> <td width="384">400 g (14.2 oz.)</td> </tr> <tr> <td width="217">Ordering Information</td> <td width="384">HI98165 is supplied with FC2423 PVDF body pH electrode, HI7004M pH 4.01 buffer solution (230 mL), HI7007M pH 7.01 buffer solution (230 mL), HI700642 electrode cleaning solution for cheese residues sachet (2), 100 mL plastic beaker (2), 1.5V AA batteries (4), HI92000 PC software, HI920015 micro USB cable, instruction manual with quick start guide, instrument quality certificate and HI720165 hard carrying case</td> </tr> </tbody> </table> <p> </p> </div> </div> </div> </div> | The HI98165 is a rugged, waterproof, portable Foodcare pH meter that measures pH and temperature using the specialized FC2423 cheese pH electrode. This professional, waterproof meter complies with IP67 standards. The HI98165 is supplied with all necessary accessories to perform a pH/temperature measurement packaged into a durable thermoformed carrying case that holds the meters, probes and calibration buffers securely in place. Quick Connect DIn Connector USB Connection for Data Transfer Dedicated Help Button | <div class="product-short-description"> <p>The HI98165 is a rugged, waterproof, portable Foodcare pH meter that measures pH and temperature using the specialized FC2423 cheese pH electrode. This professional, waterproof meter complies with IP67 standards. The HI98165 is supplied with all necessary accessories to perform a pH/temperature measurement packaged into a durable thermoformed carrying case that holds the meters, probes and calibration buffers securely in place.</p> <ul> <li>Quick Connect DIn Connector</li> <li>USB Connection for Data Transfer</li> <li>Dedicated Help Button</li> </ul> </div> | https://www.hannathailand.com/wp-content/uploads/2022/09/HI98165-1.jpg | เซ็นเซอร์วัดออกซิเจนในน้ำสำหรับ HI9829 มัลติพารามิเตอร์ , เครื่องวัดปริมาณไอโอดีน รุ่น HI718 , สารละลายมาตรฐานความขุ่น 20 NTU , เครื่องวัดปริมาณโครเมี่ยม ช่วงสูง รุ่น HI723 , เครื่องวัดปริมาณไนไตรท์ ช่วงต่ำ รุ่น HI707 , เครื่องวัดปริมาณโบรมีน ในตัวอย่างน้ำ รุ่น HI716 , เครื่องวัดปริมาณแอมโมเนีย ช่วงต่ำ รุ่น HI700 , เครื่องวัดปริมาณฟอสเฟต ช่วงต่ำ รุ่น HI713 | <a class="woocommerce-LoopProduct-link woocommerce-loop-product__link" href="https://www.hannathailand.com/product/hi7609829-2/">เซ็นเซอร์วัดออกซิเจนในน้ำสำหรับ HI9829 มัลติพารามิเตอร์</a> , <a class="woocommerce-LoopProduct-link woocommerce-loop-product__link" href="https://www.hannathailand.com/product/hi718-checker-hc-iodine/">เครื่องวัดปริมาณไอโอดีน รุ่น HI718</a> , <a class="woocommerce-LoopProduct-link woocommerce-loop-product__link" href="https://www.hannathailand.com/product/hi93102-20/">สารละลายมาตรฐานความขุ่น 20 NTU</a> , <a class="woocommerce-LoopProduct-link woocommerce-loop-product__link" href="https://www.hannathailand.com/product/hi723-checker-hc-chromium-vi-hr/">เครื่องวัดปริมาณโครเมี่ยม ช่วงสูง รุ่น HI723</a> , <a class="woocommerce-LoopProduct-link woocommerce-loop-product__link" href="https://www.hannathailand.com/product/hi707-checker-hc-nitrite-lr/">เครื่องวัดปริมาณไนไตรท์ ช่วงต่ำ รุ่น HI707</a> , <a class="woocommerce-LoopProduct-link woocommerce-loop-product__link" href="https://www.hannathailand.com/product/hi716-checker-hc-bromine/">เครื่องวัดปริมาณโบรมีน ในตัวอย่างน้ำ รุ่น HI716</a> , <a class="woocommerce-LoopProduct-link woocommerce-loop-product__link" href="https://www.hannathailand.com/product/hi700-checker-hc-ammonia-lr/">เครื่องวัดปริมาณแอมโมเนีย ช่วงต่ำ รุ่น HI700</a> , <a class="woocommerce-LoopProduct-link woocommerce-loop-product__link" href="https://www.hannathailand.com/product/hi713-checker-hc-phosphate-lr/">เครื่องวัดปริมาณฟอสเฟต ช่วงต่ำ รุ่น HI713</a> | https://www.hannathailand.com/wp-content/uploads/2022/09/HI98165-1-600x600.jpg , https://www.hannathailand.com/wp-content/uploads/2022/09/HI98165-600x600.jpg , https://www.hannathailand.com/wp-content/uploads/2022/09/HI98165-2-600x600.jpg , https://www.hannathailand.com/wp-content/uploads/2021/07/5-500x500.jpg , https://www.hannathailand.com/wp-content/uploads/2022/06/miniphotometerfuriod829_11-600x600.jpg , https://www.hannathailand.com/wp-content/uploads/2021/07/9-500x500.jpg , https://www.hannathailand.com/wp-content/uploads/2022/06/miniphotometerfurchromvihoch839_11-600x600.jpg , https://www.hannathailand.com/wp-content/uploads/2022/06/hi707400-600x600.jpg , https://www.hannathailand.com/wp-content/uploads/2022/06/miniphotometerfurfreiesgesamtchlor704_11-600x600.jpg , https://www.hannathailand.com/wp-content/uploads/2022/06/hi700_400pxl-600x600.jpg , https://www.hannathailand.com/wp-content/uploads/2022/06/hi713_lg51caffcdce23e-600x600.jpg
4 | เครื่องวัดค่ากรด-ด่าง แบบภาคสนาม สำหรับอุตสาหกรรมการชุบ รุ่น HI99131 | แบบภาคสนาม | https://www.hannathailand.com/product-category/ph-meter/fieldwork/ | https://www.hannathailand.com/product/plating/ | HI99131 | 27,820.00 | น้ำหนัก 0.2 กก. ขนาด 5.8 × 3 × 15.2 เซนติเมตร | <div aria-labelledby="tab-title-additional_information" class="woocommerce-Tabs-panel woocommerce-Tabs-panel--additional_information panel entry-content" id="tab-additional_information" role="tabpanel"> <table class="woocommerce-product-attributes shop_attributes"> <tr class="woocommerce-product-attributes-item woocommerce-product-attributes-item--weight"> <th class="woocommerce-product-attributes-item__label">น้ำหนัก</th> <td class="woocommerce-product-attributes-item__value">0.2 กก.</td> </tr> <tr class="woocommerce-product-attributes-item woocommerce-product-attributes-item--dimensions"> <th class="woocommerce-product-attributes-item__label">ขนาด</th> <td class="woocommerce-product-attributes-item__value">5.8 × 3 × 15.2 เซนติเมตร</td> </tr> </table> </div> | HI99131 เป็นเครื่องวัดค่า pH และอุณหภูมิแบบกันน้ำ แบบพกพา ออกแบบมาสำหรับใช้ในอ่างชุบโดยเฉพาะ หัววัดค่า pH สองทางแยกแบบขยายสัญญาณล่วงหน้ารุ่น HI629113 มีปลายแบนแบบฝังที่ทำความสะอาดง่ายและป้องกันไม่ให้ของแข็งในสารละลายสะสมบนเซ็นเซอร์ ตัวเรือนไทเทเนียมของ HI629113 ทำหน้าที่เป็นหมุดจับคู่ที่มีศักยภาพเพื่อเพิ่มความเสถียรในการอ่านและยืดอายุเซ็นเซอร์ The HI99131 is a waterproof, portable pH and temperature meter specifically designed for use in plating baths. The HI629113 pre-amplified, double junction pH probe features a recessed flat tip that is easy to clean and prevents solids in solutions from collecting on the sensor. The titanium body of the HI629113 functions as a potential matching pin for increased stability of readings and extended sensor life. Automatic Temperature Compensation Automatic Two-Point Calibration Waterproof Unbreakable Titanium Body Titanium construction provides an unbreakable structure and allows the transfer of heat to the internal temperature sensor for rapid temperature compensation. Maintenance-Free, Gel-Filled Electrode No fill solution required. Features Automatic Temperature Compensation One or two-point automatic calibration BEPS – Alerts the user of low battery power that could adversely affect readings Compact, heavy-duty, and waterproof Battery % displayed on start-up HELP feature, displays tutorial messages on LCD Manual : Download Specification SKU HI99131 Product Name Plating pH Portable Meter – HI99131 Quote Required Yes pH Range -2.00 to 16.00 pH; -2.0 to 16.0 pH pH Resolution 0.01 pH; 0.1 pH pH Accuracy ±0.02 pH; ±0.1 pH; pH Calibration automatic, at one or two points with two sets of standard buffers (pH 4.01 / 7.01 / 10.01 or pH 4.01 / 6.86 / 9.18) pH Temperature Compensation Automatic ‐5.0 to 105.0 °C/23.0 to 221.0 °F pH CAL Check (electrode diagnostics) Probe condition indicator mV Range ±825 mV (pH‐mV) mV Resolution 1 mV (pH‐mV) mV Accuracy ±1 mV (pH‐mV) Temperature Range -5.0 to 105.0°C / 23.0 to 221.0°F Temperature Resolution 0.1°C / 0.1°F Temperature Accuracy ±0.5°C (up to 60°C); ±1.0°C (outside) / ±1°F (up to 140°F); ±2.0°F (outside) pH Electrode HI629113 titanium body, pre-amplified pH probe with internal temperature sensor, quick connect DIN connector and 1 m (3.3’) cable (included) Automatic Shut-Off user selectable Battery Type/Life 1.5V (3) AAA / approximately 1400 hours of continuous use IP Protection IP67 Environment 0 to 50°C (32 to 122°F); RH max 100% Dimensions 152 x 58 x 30 mm (6.0 x 2.3 x 1.2”) Weight 205 g (7.2 oz.) Ordering Information HI99131 is supplied with HI629113 pH probe, HI70004 pH 4.01 buffer solution sachet (1), HI70007 pH 7.01 buffer solution sachet (1), HI700601 electrode cleaning solution sachets (2 x 20 mL), 100 ml beaker, batteries, instructions, calibration certificates for the meter and probe, and rugged carrying case | <div aria-labelledby="tab-title-description" class="woocommerce-Tabs-panel woocommerce-Tabs-panel--description panel entry-content active" id="tab-description" role="tabpanel"> <p>HI99131 เป็นเครื่องวัดค่า pH และอุณหภูมิแบบกันน้ำ แบบพกพา ออกแบบมาสำหรับใช้ในอ่างชุบโดยเฉพาะ หัววัดค่า pH สองทางแยกแบบขยายสัญญาณล่วงหน้ารุ่น HI629113 มีปลายแบนแบบฝังที่ทำความสะอาดง่ายและป้องกันไม่ให้ของแข็งในสารละลายสะสมบนเซ็นเซอร์ ตัวเรือนไทเทเนียมของ HI629113 ทำหน้าที่เป็นหมุดจับคู่ที่มีศักยภาพเพื่อเพิ่มความเสถียรในการอ่านและยืดอายุเซ็นเซอร์</p> <p>The HI99131 is a waterproof, portable pH and temperature meter specifically designed for use in plating baths. The HI629113 pre-amplified, double junction pH probe features a recessed flat tip that is easy to clean and prevents solids in solutions from collecting on the sensor. The titanium body of the HI629113 functions as a potential matching pin for increased stability of readings and extended sensor life.</p> <ul> <li>Automatic Temperature Compensation</li> <li>Automatic Two-Point Calibration</li> <li>Waterproof</li> </ul> <div class="prod-view-details-container"> <div class="prod-view-details-left"> <p><img alt="pH meter for plating baths" class="aligncenter" decoding="async" height="431" loading="lazy" src="https://hanna-worldwide.com/media/wysiwyg/products/testers/hi62911.jpg" width="431"/></p> </div> <div class="prod-view-details-right"> <p><img alt="Maintenance free gel filled electrode" class="" decoding="async" height="251" loading="lazy" src="https://hanna-worldwide.com/media/wysiwyg/products/testers/fc214d-titanium.png" width="251"/></p> <h3><strong>Unbreakable Titanium Body</strong></h3> <p>Titanium construction provides an unbreakable structure and allows the transfer of heat to the internal temperature sensor for rapid temperature compensation.</p> <p><img alt="Maintenance free gel filled electrode" class="" decoding="async" height="246" loading="lazy" src="https://hanna-worldwide.com/media/wysiwyg/products/testers/check-mark.png" width="246"/></p> <h3><strong>Maintenance-Free, Gel-Filled Electrode</strong></h3> <p>No fill solution required.</p> </div> </div> <div class="prod-view-details-container"> <h4><span style="font-size: 160%;"><strong>Features</strong></span></h4> <ul> <li>Automatic Temperature Compensation</li> <li>One or two-point automatic calibration</li> <li>BEPS – Alerts the user of low battery power that could adversely affect readings</li> <li>Compact, heavy-duty, and waterproof</li> <li>Battery % displayed on start-up</li> <li>HELP feature, displays tutorial messages on LCD</li> </ul> <h4><span style="font-size: 160%;"><strong>Manual : <a href="https://hanna-worldwide.com/mwdownloads/download/link/id/1831">Download</a></strong></span></h4> <h4><span style="font-size: 160%;"><strong>Specification</strong></span></h4> <table width="614"> <tbody> <tr> <td width="179"><strong>SKU</strong></td> <td width="435"><strong>HI99131</strong></td> </tr> <tr> <td width="179"><strong>Product Name</strong></td> <td width="435"><strong>Plating pH Portable Meter – HI99131</strong></td> </tr> <tr> <td width="179"><strong>Quote Required</strong></td> <td width="435"><strong>Yes</strong></td> </tr> <tr> <td width="179"><strong>pH Range</strong></td> <td width="435"><strong>-2.00 to 16.00 pH; -2.0 to 16.0 pH</strong></td> </tr> <tr> <td width="179"><strong>pH Resolution</strong></td> <td width="435"><strong>0.01 pH; 0.1 pH</strong></td> </tr> <tr> <td width="179"><strong>pH Accuracy</strong></td> <td width="435"><strong>±0.02 pH; ±0.1 pH;</strong></td> </tr> <tr> <td width="179"><strong>pH Calibration</strong></td> <td width="435"><strong>automatic, at one or two points with two sets of standard buffers (pH 4.01 / 7.01 / 10.01 or pH 4.01 / 6.86 / 9.18)</strong></td> </tr> <tr> <td width="179"><strong>pH Temperature Compensation</strong></td> <td width="435"><strong>Automatic </strong><strong>‐</strong><strong>5.0 to 105.0 °C/23.0 to 221.0 °F</strong></td> </tr> <tr> <td width="179"><strong>pH CAL Check (electrode diagnostics)</strong></td> <td width="435"><strong>Probe condition indicator</strong></td> </tr> <tr> <td width="179"><strong>mV Range</strong></td> <td width="435"><strong>±825 mV (pH</strong><strong>‐</strong><strong>mV)</strong></td> </tr> <tr> <td width="179"><strong>mV Resolution</strong></td> <td width="435"><strong>1 mV (pH</strong><strong>‐</strong><strong>mV)</strong></td> </tr> <tr> <td width="179"><strong>mV Accuracy</strong></td> <td width="435"><strong>±1 mV (pH</strong><strong>‐</strong><strong>mV)</strong></td> </tr> <tr> <td width="179"><strong>Temperature Range</strong></td> <td width="435"><strong>-5.0 to 105.0°C / 23.0 to 221.0°F</strong></td> </tr> <tr> <td width="179"><strong>Temperature Resolution</strong></td> <td width="435"><strong>0.1°C / 0.1°F</strong></td> </tr> <tr> <td width="179"><strong>Temperature Accuracy</strong></td> <td width="435"><strong>±0.5°C (up to 60°C); ±1.0°C (outside) / ±1°F (up to 140°F); ±2.0°F (outside)</strong></td> </tr> <tr> <td width="179"><strong>pH Electrode</strong></td> <td width="435"><strong>HI629113 titanium body, pre-amplified pH probe with internal temperature sensor, quick connect DIN connector and 1 m (3.3’) cable (included)</strong></td> </tr> <tr> <td width="179"><strong>Automatic Shut-Off</strong></td> <td width="435"><strong>user selectable</strong></td> </tr> <tr> <td width="179"><strong>Battery Type/Life</strong></td> <td width="435"><strong>1.5V (3) AAA / approximately 1400 hours of continuous use</strong></td> </tr> <tr> <td width="179"><strong>IP Protection</strong></td> <td width="435"><strong>IP67</strong></td> </tr> <tr> <td width="179"><strong>Environment</strong></td> <td width="435"><strong>0 to 50°C (32 to 122°F); RH max 100%</strong></td> </tr> <tr> <td width="179"><strong>Dimensions</strong></td> <td width="435"><strong>152 x 58 x 30 mm (6.0 x 2.3 x 1.2”)</strong></td> </tr> <tr> <td width="179"><strong>Weight</strong></td> <td width="435"><strong>205 g (7.2 oz.)</strong></td> </tr> <tr> <td width="179"><strong>Ordering Information</strong></td> <td width="435"><strong>HI99131 is supplied with HI629113 pH probe, HI70004 pH 4.01 buffer solution sachet (1), HI70007 pH 7.01 buffer solution sachet (1), HI700601 electrode cleaning solution sachets (2 x 20 mL), 100 ml beaker, batteries, instructions, calibration certificates for the meter and probe, and rugged carrying case</strong></td> </tr> </tbody> </table> </div> </div> | The HI99131 is a waterproof, portable pH and temperature meter specifically designed for use in plating baths. The HI629113 pre-amplified, double junction pH probe features a recessed flat tip that is easy to clean and prevents solids in solutions from collecting on the sensor. The titanium body of the HI629113 functions as a potential matching pin for increased stability of readings and extended sensor life. | <div class="product-short-description"> <p>The HI99131 is a waterproof, portable pH and temperature meter specifically designed for use in plating baths. The HI629113 pre-amplified, double junction pH probe features a recessed flat tip that is easy to clean and prevents solids in solutions from collecting on the sensor. The titanium body of the HI629113 functions as a potential matching pin for increased stability of readings and extended sensor life.</p> </div> | https://www.hannathailand.com/wp-content/uploads/2022/09/HI99131-1.jpg | เครื่องวัดคุณภาพน้ำแบบหลายพารามิเตอร์ (pH/ORP/EC/TDS/Salinity/DO/Pressure/Temperature) รุ่น HI98194 , เครื่องวัดคุณภาพน้ำแบบหลายพารามิเตอร์ รุ่น HI9829 (pH/ISE/EC/DO/Turbidity) , เครื่องวัดค่ากรด-ด่าง/โออาร์พี รุ่น HI98190 (pH/ORP) , เครื่องวัดคุณภาพน้ำ แบบหลายพารามิเตอร์ ช่วงต่ำ รุ่น HI991300 (pH/EC/TDS/°C) , เครื่องวัดค่ากรด-ด่าง แบบภาคสนาม รุ่น HI8424 , เครื่องวัดคุณภาพน้ำ แบบหลายพารามิเตอร์ ช่วงสูง รุ่น HI991301 (pH/EC/TDS/°C) , HI991404 pH/EC/TDS/°C-Monitor with Electrode, ATC – GRO’CHEK COMBO , HI99141 pH Meter / Boiler & Cooling Towers | <a class="woocommerce-LoopProduct-link woocommerce-loop-product__link" href="https://www.hannathailand.com/product/multiparameter-phorpecdopressure-temperature-waterproof-meter/">เครื่องวัดคุณภาพน้ำแบบหลายพารามิเตอร์ (pH/ORP/EC/TDS/Salinity/DO/Pressure/Temperature) รุ่น HI98194</a> , <a class="woocommerce-LoopProduct-link woocommerce-loop-product__link" href="https://www.hannathailand.com/product/hi9829-multiparameter-phiseecdoturbidity-waterproof-meter-with-gps-option/">เครื่องวัดคุณภาพน้ำแบบหลายพารามิเตอร์ รุ่น HI9829 (pH/ISE/EC/DO/Turbidity)</a> , <a class="woocommerce-LoopProduct-link woocommerce-loop-product__link" href="https://www.hannathailand.com/product/%e0%b9%80%e0%b8%84%e0%b8%a3%e0%b8%b7%e0%b9%88%e0%b8%ad%e0%b8%87%e0%b8%a7%e0%b8%b1%e0%b8%94%e0%b8%84%e0%b9%88%e0%b8%b2%e0%b8%81%e0%b8%a3%e0%b8%94-%e0%b8%94%e0%b9%88%e0%b8%b2%e0%b8%87-%e0%b9%82%e0%b8%ad/">เครื่องวัดค่ากรด-ด่าง/โออาร์พี รุ่น HI98190 (pH/ORP)</a> , <a class="woocommerce-LoopProduct-link woocommerce-loop-product__link" href="https://www.hannathailand.com/product/hi991300-multiparameter-phectdsc-ec-to-3999-%c2%b5s/">เครื่องวัดคุณภาพน้ำ แบบหลายพารามิเตอร์ ช่วงต่ำ รุ่น HI991300 (pH/EC/TDS/°C)</a> , <a class="woocommerce-LoopProduct-link woocommerce-loop-product__link" href="https://www.hannathailand.com/product/hi8424/">เครื่องวัดค่ากรด-ด่าง แบบภาคสนาม รุ่น HI8424</a> , <a class="woocommerce-LoopProduct-link woocommerce-loop-product__link" href="https://www.hannathailand.com/product/multiparameter-ph-ec-tds-temp/">เครื่องวัดคุณภาพน้ำ แบบหลายพารามิเตอร์ ช่วงสูง รุ่น HI991301 (pH/EC/TDS/°C)</a> , <a class="woocommerce-LoopProduct-link woocommerce-loop-product__link" href="https://www.hannathailand.com/?post_type=product&amp;p=4280">HI991404 pH/EC/TDS/°C-Monitor with Electrode, ATC – GRO’CHEK COMBO</a> , <a class="woocommerce-LoopProduct-link woocommerce-loop-product__link" href="https://www.hannathailand.com/product/hi99141-ph-meter-boiler-cooling-towers/">HI99141 pH Meter / Boiler &amp; Cooling Towers</a> | https://www.hannathailand.com/wp-content/uploads/2022/09/HI99131-1-600x600.jpg , https://www.hannathailand.com/wp-content/uploads/2022/09/HI99131-600x600.jpg , https://www.hannathailand.com/wp-content/uploads/2022/09/HI99131-2-600x600.jpg , https://www.hannathailand.com/wp-content/uploads/2022/06/hi98194-600x600.jpg , https://www.hannathailand.com/wp-content/uploads/2022/06/hi9829_v2-600x600.jpg , https://www.hannathailand.com/wp-content/uploads/2023/08/HI98190-600x600.jpg , https://www.hannathailand.com/wp-content/uploads/2022/06/hi991300_c720x72041235e8b36d4432eae66e66eb7a32aee-600x600.jpg , https://www.hannathailand.com/wp-content/uploads/2023/11/hi8424_1-600x600.jpg , https://www.hannathailand.com/wp-content/uploads/2022/06/hi991301_c720x720ddd0371e3b954215b89c0fdea8133f90-600x600.jpg , https://www.hannathailand.com/wp-content/uploads/2021/12/phectdscindikatorbis3999s1515_11-500x500.jpg , https://www.hannathailand.com/wp-content/uploads/2022/06/hi99141_c720x720c83ee47ceef74c95b201cc053d482234-600x600.jpg
5 | เครื่องวัดค่ากรด-ด่าง แบบภาคสนาม สำหรับอุตสาหกรรมทั่วไป รุ่น HI991001 | อุตสาหกรรมทั่วไป | https://www.hannathailand.com/product-category/general-industry/ | https://www.hannathailand.com/product/%e0%b9%80%e0%b8%84%e0%b8%a3%e0%b8%b7%e0%b9%88%e0%b8%ad%e0%b8%87%e0%b8%a7%e0%b8%b1%e0%b8%94%e0%b8%84%e0%b9%88%e0%b8%b2%e0%b8%81%e0%b8%a3%e0%b8%94-%e0%b8%94%e0%b9%88%e0%b8%b2%e0%b8%87-%e0%b9%81%e0%b8%9a/ | HI991001 | 21,400.00 | น้ำหนัก 0.2 กก. ขนาด 6.3 × 3 × 15.4 เซนติเมตร | <div aria-labelledby="tab-title-additional_information" class="woocommerce-Tabs-panel woocommerce-Tabs-panel--additional_information panel entry-content" id="tab-additional_information" role="tabpanel"> <table class="woocommerce-product-attributes shop_attributes"> <tr class="woocommerce-product-attributes-item woocommerce-product-attributes-item--weight"> <th class="woocommerce-product-attributes-item__label">น้ำหนัก</th> <td class="woocommerce-product-attributes-item__value">0.2 กก.</td> </tr> <tr class="woocommerce-product-attributes-item woocommerce-product-attributes-item--dimensions"> <th class="woocommerce-product-attributes-item__label">ขนาด</th> <td class="woocommerce-product-attributes-item__value">6.3 × 3 × 15.4 เซนติเมตร</td> </tr> </table> </div> | เครื่องวัด HI991001 มีหน้าจอ LCD หลายระดับขนาดใหญ่ ซึ่งแสดงค่า pH และอุณหภูมิพร้อมกันด้วยความละเอียด 0.01 pH และความแม่นยำ ±0.02 pH หน้าจอ LCD ยังมีตัวบ่งชี้สำหรับสถานะการสอบเทียบและความเสถียร เช่นเดียวกับข้อความสอนการใช้งานบนหน้าจอ HI991001 มีคุณสมบัติขั้นสูงมากมายที่พบในเครื่องมือวัดแบบพกพาที่มีราคาแพงกว่า รวมถึงการสอบเทียบอัตโนมัติ การจดจำบัฟเฟอร์ และการชดเชยอุณหภูมิ ระดับเปอร์เซ็นต์แบตเตอรี่จะแสดงเมื่อเริ่มต้นระบบเพื่อแจ้งเตือนผู้ใช้ถึงพลังงานแบตเตอรี่ที่เหลืออยู่ The HI991001 meter features a large multi level LCD screen which displays both pH and temperature readings simultaneously with 0.01 pH resolution and an accuracy of ±0.02 pH. The LCD screen also has indicators for calibration status and stability, as well as on-screen tutorial messages. The HI991001 has many advanced features that are found in more expensive portable instrumentation including automatic calibration, buffer recognition,and temperature compensation. The battery percent level is displayed at start up alerting the user to the remaining battery power that is available. HI12963 pH Electrode with Quick Connect DIN Connector The HI991001 is supplied with the pre-amplified titanium body pH/temperature electrode. The titanium body is resistant to many aggressive chemicals including those used in plating and chemical manufacturing. The titanium body acts as a matching pin that, together with the built-in amplifier, will help reduce the effects of electrical noise on the high impedance pH measurement. Examples of sources of electrical noise include rectifiers, motors and ballasts. The HI12963 pH electrode also features an extractable cloth junction. The extractable cloth junction of the HI12963 allows for the renewing of the junction. Simply extract ⅛” of the junction by pulling on the junction will expose a new portion. Any clogging that was present will be cleared and the response time will be back to normal extending the life of the pH electrode. Titanium body that is resistant to harsh chemicals Pre-amplified and matching pin for resistance to electrical noise Extractable cloth junction to clear any clogging Built-in temperature sensor for automatic temperature compensated readings Features at-a-glance Waterproof Designed to float if accidentally dropped in a tank Expanded pH Range pH range is from -2.00 to 16.00 pH Automatic Two-Point Calibration One or two-point calibration is automatic to two selectable buffer sets (4.01, 7.01 and 10.01 or NIST 4.01, 6.86, and 9.18). Automatic Temperature Compensation All readings are compensated for variations in temperature Temperature displayed in °C or °F along with pH reading Stability Indicator Meter displays a clock tag that will disappear when the reading has achieved stability HOLD button Freezes reading on the display to allow recording of measurement BEPS (Battery Error Prevention System) Meter will automatically shut off if there is not enough power to get an accurate measurement Battery % level at startup Low Battery Indicator When the level is below 5%, the battery symbol on the LCD blinks to indicate a low battery condition. Auto-Off Meter automatically shuts off after 8 minutes of non-use to maximize battery life Manual : Download Specification SKU HI991001 Product Name Waterproof Portable pH/Temperature Meter – HI991001 Quote Required Yes pH Range -2.00 to 16.00 pH; -2.0 to 16.0 pH pH Resolution 0.01 pH; 0.1 pH pH Accuracy ±0.02 pH; ±0.1 pH pH Calibration automatic, at one or two points with two sets of standard buffers (pH 4.01 / 7.01 / 10.01 or pH 4.01 / 6.86 / 9.18) pH Temperature Compensation automatic ‐5.0 to 105.0 °C/23.0 to 221.0 °F pH CAL Check (electrode diagnostics) probe condition indicator pH Sensor Check yes mV Range ±825 mV (pH‐mV) mV Resolution 1 mV (pH‐mV) mV Accuracy ±1 mV (pH‐mV) Temperature Range -5.0 to 80.0°C / 23.0 to 176.0°F Temperature Resolution 0.1°C / 0.1°F Temperature Accuracy ±0.5°C (up to 60°C); ±1.0°C (outside) / ±1°F (up to 140°F); ±2.0°F (outside) pH Electrode HI12963 pre-amplified pH probe with internal temperature sensor, quick connect DIN connector and 1 m (3.3’) cable (included) Automatic Shut-Off user selectable Battery Type/Life 1.5V (3) AAA / approximately 1400 hours of continuous use IP Protection IP67 Environment 0 to 50°C (32 to 122°F); RH max 100% Dimensions 154 x 63 x 30 mm (6.1 x 2.5 x 1.2”) Weight 196 g (6.91 oz.) Ordering Information HI991001 is supplied with HI12963 pH probe with internal temperature sensor, HI70004 pH 4.01 buffer sachet (20 mL x1), HI70007 pH 7.01 buffer sachet (20 mL x1), HI700601 electrode cleaning solution sachet (2 x 20 mL), 100 mL beaker (1), calibration certificates for both meter and probe, batteries, instructions, and rugged thermoformed carrying case. | <div aria-labelledby="tab-title-description" class="woocommerce-Tabs-panel woocommerce-Tabs-panel--description panel entry-content active" id="tab-description" role="tabpanel"> <p>เครื่องวัด HI991001 มีหน้าจอ LCD หลายระดับขนาดใหญ่ ซึ่งแสดงค่า pH และอุณหภูมิพร้อมกันด้วยความละเอียด 0.01 pH และความแม่นยำ ±0.02 pH หน้าจอ LCD ยังมีตัวบ่งชี้สำหรับสถานะการสอบเทียบและความเสถียร เช่นเดียวกับข้อความสอนการใช้งานบนหน้าจอ HI991001 มีคุณสมบัติขั้นสูงมากมายที่พบในเครื่องมือวัดแบบพกพาที่มีราคาแพงกว่า รวมถึงการสอบเทียบอัตโนมัติ การจดจำบัฟเฟอร์ และการชดเชยอุณหภูมิ ระดับเปอร์เซ็นต์แบตเตอรี่จะแสดงเมื่อเริ่มต้นระบบเพื่อแจ้งเตือนผู้ใช้ถึงพลังงานแบตเตอรี่ที่เหลืออยู่</p> <p>The HI991001 meter features a large multi level LCD screen which displays both pH and temperature readings simultaneously with 0.01 pH resolution and an accuracy of ±0.02 pH. The LCD screen also has indicators for calibration status and stability, as well as on-screen tutorial messages. The HI991001 has many advanced features that are found in more expensive portable instrumentation including automatic calibration, buffer recognition,and temperature compensation. The battery percent level is displayed at start up alerting the user to the remaining battery power that is available.</p> <p><img alt="" class="wp-image-8668 aligncenter" decoding="async" height="429" loading="lazy" sizes="(max-width: 429px) 100vw, 429px" src="https://www.hannathailand.com/wp-content/uploads/2022/11/HI1296.jpg" srcset="https://www.hannathailand.com/wp-content/uploads/2022/11/HI1296-600x600.jpg 600w, https://www.hannathailand.com/wp-content/uploads/2022/11/HI1296-100x100.jpg 100w" width="429"/></p> <h2 style="font-weight: 500;">HI12963 pH Electrode with Quick Connect DIN Connector</h2> <p>The HI991001 is supplied with the pre-amplified titanium body pH/temperature electrode. The titanium body is resistant to many aggressive chemicals including those used in plating and chemical manufacturing. The titanium body acts as a matching pin that, together with the built-in amplifier, will help reduce the effects of electrical noise on the high impedance pH measurement. Examples of sources of electrical noise include rectifiers, motors and ballasts.</p> <p>The HI12963 pH electrode also features an extractable cloth junction. The extractable cloth junction of the HI12963 allows for the renewing of the junction. Simply extract ⅛” of the junction by pulling on the junction will expose a new portion. Any clogging that was present will be cleared and the response time will be back to normal extending the life of the pH electrode.</p> <ul> <li>Titanium body that is resistant to harsh chemicals</li> <li>Pre-amplified and matching pin for resistance to electrical noise</li> <li>Extractable cloth junction to clear any clogging</li> <li>Built-in temperature sensor for automatic temperature compensated readings</li> </ul> <h2 style="font-weight: 500;">Features at-a-glance</h2> <p style="font-weight: 400;"><b><strong>Waterproof</strong></b></p> <ul> <li>Designed to float if accidentally dropped in a tank</li> </ul> <p style="font-weight: 400;"><b><strong>Expanded pH Range</strong></b></p> <ul> <li>pH range is from -2.00 to 16.00 pH</li> </ul> <p><b><strong>Automatic Two-Point Calibration</strong></b></p> <ul> <li>One or two-point calibration is automatic to two selectable buffer sets (4.01, 7.01 and 10.01 or NIST 4.01, 6.86, and 9.18).</li> </ul> <p style="font-weight: 400;"><b><strong>Automatic Temperature Compensation</strong></b></p> <ul> <li>All readings are compensated for variations in temperature</li> <li>Temperature displayed in <sup>°</sup>C or <sup>°</sup>F along with pH reading</li> </ul> <p style="font-weight: 400;"><b><strong>Stability Indicator</strong></b></p> <ul> <li>Meter displays a clock tag that will disappear when the reading has achieved stability</li> </ul> <p style="font-weight: 400;"><b><strong>HOLD button</strong></b></p> <ul> <li>Freezes reading on the display to allow recording of measurement</li> </ul> <p style="font-weight: 400;"><b><strong>BEPS (Battery Error Prevention System)</strong></b></p> <ul> <li>Meter will automatically shut off if there is not enough power to get an accurate measurement</li> </ul> <p style="font-weight: 400;"><b><strong>Battery % level at startup</strong></b></p> <p><b><strong>Low Battery Indicator</strong></b></p> <ul> <li>When the level is below 5%, the battery symbol on the LCD blinks to indicate a low battery condition.</li> </ul> <p style="font-weight: 400;"><b><strong>Auto-Off</strong></b></p> <ul> <li>Meter automatically shuts off after 8 minutes of non-use to maximize battery life</li> </ul> <div class="prod-view-details-container"> <h4><span style="font-size: 160%;"><strong>Manual : <a href="https://hanna-worldwide.com/mwdownloads/download/link/id/324">Download</a></strong></span></h4> <h4><span style="font-size: 160%;"><strong>Specification</strong></span></h4> <table> <tbody> <tr> <td width="255"><strong>SKU</strong></td> <td width="346"><strong>HI991001</strong></td> </tr> <tr> <td width="255"><strong>Product Name</strong></td> <td width="346"><strong>Waterproof Portable pH/Temperature Meter – HI991001</strong></td> </tr> <tr> <td width="255"><strong>Quote Required</strong></td> <td width="346"><strong>Yes</strong></td> </tr> <tr> <td width="255"><strong>pH Range</strong></td> <td width="346"><strong>-2.00 to 16.00 pH; -2.0 to 16.0 pH</strong></td> </tr> <tr> <td width="255"><strong>pH Resolution</strong></td> <td width="346"><strong>0.01 pH; 0.1 pH</strong></td> </tr> <tr> <td width="255"><strong>pH Accuracy</strong></td> <td width="346"><strong>±0.02 pH; ±0.1 pH</strong></td> </tr> <tr> <td width="255"><strong>pH Calibration</strong></td> <td width="346"><strong>automatic, at one or two points with two sets of standard buffers (pH 4.01 / 7.01 / 10.01 or pH 4.01 / 6.86 / 9.18)</strong></td> </tr> <tr> <td width="255"><strong>pH Temperature Compensation</strong></td> <td width="346"><strong>automatic </strong><strong>‐</strong><strong>5.0 to 105.0 </strong><strong>°</strong><strong>C/23.0 to 221.0 </strong><strong>°</strong><strong>F</strong></td> </tr> <tr> <td width="255"><strong>pH CAL Check (electrode diagnostics)</strong></td> <td width="346"><strong>probe condition indicator</strong></td> </tr> <tr> <td width="255"><strong>pH Sensor Check</strong></td> <td width="346"><strong>yes</strong></td> </tr> <tr> <td width="255"><strong>mV Range</strong></td> <td width="346"><strong>±825 mV (pH</strong><strong>‐</strong><strong>mV)</strong></td> </tr> <tr> <td width="255"><strong>mV Resolution</strong></td> <td width="346"><strong>1 mV (pH</strong><strong>‐</strong><strong>mV)</strong></td> </tr> <tr> <td width="255"><strong>mV Accuracy</strong></td> <td width="346"><strong>±1 mV (pH</strong><strong>‐</strong><strong>mV)</strong></td> </tr> <tr> <td width="255"><strong>Temperature Range</strong></td> <td width="346"><strong>-5.0 to 80.0°C / 23.0 to 176.0°F</strong></td> </tr> <tr> <td width="255"><strong>Temperature Resolution</strong></td> <td width="346"><strong>0.1°C / 0.1°F</strong></td> </tr> <tr> <td width="255"><strong>Temperature Accuracy</strong></td> <td width="346"><strong>±0.5°C (up to 60°C); ±1.0°C (outside) / ±1°F (up to 140°F); ±2.0°F (outside)</strong></td> </tr> <tr> <td width="255"><strong>pH Electrode</strong></td> <td width="346"><strong>HI12963 pre-amplified pH probe with internal temperature sensor, quick connect DIN connector and 1 m (3.3’) cable (included)</strong></td> </tr> <tr> <td width="255"><strong>Automatic Shut-Off</strong></td> <td width="346"><strong>user selectable</strong></td> </tr> <tr> <td width="255"><strong>Battery Type/Life</strong></td> <td width="346"><strong>1.5V (3) AAA / approximately 1400 hours of continuous use</strong></td> </tr> <tr> <td width="255"><strong>IP Protection</strong></td> <td width="346"><strong>IP67</strong></td> </tr> <tr> <td width="255"><strong>Environment</strong></td> <td width="346"><strong>0 to 50°C (32 to 122°F); RH max 100%</strong></td> </tr> <tr> <td width="255"><strong>Dimensions</strong></td> <td width="346"><strong>154 x 63 x 30 mm (6.1 x 2.5 x 1.2”)</strong></td> </tr> <tr> <td width="255"><strong>Weight</strong></td> <td width="346"><strong>196 g (6.91 oz.)</strong></td> </tr> <tr> <td width="255"><strong>Ordering Information</strong></td> <td width="346"><strong>HI991001 is supplied with HI12963 pH probe with internal temperature sensor, HI70004 pH 4.01 buffer sachet (20 mL x1), HI70007 pH 7.01 buffer sachet (20 mL x1), HI700601 electrode cleaning solution sachet (2 x 20 mL), 100 mL beaker (1), calibration certificates for both meter and probe, batteries, instructions, and rugged thermoformed carrying case.</strong></td> </tr> </tbody> </table> </div> </div> | The HI99131 is a waterproof, portable pH and temperature meter specifically designed for use in plating baths. The HI629113 pre-amplified, double junction pH probe features a recessed flat tip that is easy to clean and prevents solids in solutions from collecting on the sensor. The titanium body of the HI629113 functions as a potential matching pin for increased stability of readings and extended sensor life. | <div class="product-short-description"> <p>The HI99131 is a waterproof, portable pH and temperature meter specifically designed for use in plating baths. The HI629113 pre-amplified, double junction pH probe features a recessed flat tip that is easy to clean and prevents solids in solutions from collecting on the sensor. The titanium body of the HI629113 functions as a potential matching pin for increased stability of readings and extended sensor life.</p> </div> | https://www.hannathailand.com/wp-content/uploads/2022/11/HI991001-1.jpg | เครื่องสเปคโตโฟโตมิเตอร์ , HI8931DN Conductivity Controller (0.1 uS/cm resolution) with Input from Probe or Transmitter , เครื่องวัดค่าออกซิเจนที่ละลายในน้ำ รุ่น HI9147-04 ชนิดกัลวานิก , เครื่องวัดค่ากรด-ด่าง แบบตั้งโต๊ะ รุ่น HI5221 (pH/ORPพร้อมโหมด CAL Check™) , HI8931BN Conductivity Controller (0.01mS/cm resolution) with Input from Probe or Transmitter , HI943500C Conductivity Controller, 0 to 1999 uS/cm with 4 to 20mA , เครื่องวัดค่าการนำไฟฟ้า สำหรับน้ำบริสุทธิ์สูง (UPW) รุ่น HI98309 , เครื่องวัดค่าความเค็ม สำหรับน้ำทะเล รุ่น HI98319 | <a class="woocommerce-LoopProduct-link woocommerce-loop-product__link" href="https://www.hannathailand.com/product/iris-visible-spectrophotometer/">เครื่องสเปคโตโฟโตมิเตอร์</a> , <a class="woocommerce-LoopProduct-link woocommerce-loop-product__link" href="https://www.hannathailand.com/product/hi8931dn-conductivity-controller-0-1-uscm-resolution-with-input-from-probe-or-transmitter/">HI8931DN Conductivity Controller (0.1 uS/cm resolution) with Input from Probe or Transmitter</a> , <a class="woocommerce-LoopProduct-link woocommerce-loop-product__link" href="https://www.hannathailand.com/product/hi9147-04-dissolved-oxygen-c-meter-galvanic-do-probe/">เครื่องวัดค่าออกซิเจนที่ละลายในน้ำ รุ่น HI9147-04 ชนิดกัลวานิก</a> , <a class="woocommerce-LoopProduct-link woocommerce-loop-product__link" href="https://www.hannathailand.com/product/ph-orp-betchtop/">เครื่องวัดค่ากรด-ด่าง แบบตั้งโต๊ะ รุ่น HI5221 (pH/ORPพร้อมโหมด CAL Check™)</a> , <a class="woocommerce-LoopProduct-link woocommerce-loop-product__link" href="https://www.hannathailand.com/product/hi8931bn-conductivity-controller-0-01mscm-resolution-with-input-from-probe-or-transmitter/">HI8931BN Conductivity Controller (0.01mS/cm resolution) with Input from Probe or Transmitter</a> , <a class="woocommerce-LoopProduct-link woocommerce-loop-product__link" href="https://www.hannathailand.com/product/hi943500c-conductivity-controller-0-to-1999-uscm-with-4-to-20ma/">HI943500C Conductivity Controller, 0 to 1999 uS/cm with 4 to 20mA</a> , <a class="woocommerce-LoopProduct-link woocommerce-loop-product__link" href="https://www.hannathailand.com/product/hi98309-upw-ultra-pure-water-tester-conductivity-up-to-1-999-%c2%b5scm/">เครื่องวัดค่าการนำไฟฟ้า สำหรับน้ำบริสุทธิ์สูง (UPW) รุ่น HI98309</a> , <a class="woocommerce-LoopProduct-link woocommerce-loop-product__link" href="https://www.hannathailand.com/product/marine-salinity-waterproof-tester/">เครื่องวัดค่าความเค็ม สำหรับน้ำทะเล รุ่น HI98319</a> | https://www.hannathailand.com/wp-content/uploads/2022/11/HI991001-1-600x600.jpg , https://www.hannathailand.com/wp-content/uploads/2022/11/HI991001-2-600x600.jpg , https://www.hannathailand.com/wp-content/uploads/2022/11/HI991001-3-600x600.jpg , https://www.hannathailand.com/wp-content/uploads/2022/11/HI991001-4-600x600.jpg , https://www.hannathailand.com/wp-content/uploads/2022/11/HI991001-5-600x600.jpg , https://www.hannathailand.com/wp-content/uploads/2022/11/HI991001-6-600x600.jpg , https://www.hannathailand.com/wp-content/uploads/2021/12/hi801_iris_angle_720x720_72_rgb-500x500.jpg , https://www.hannathailand.com/wp-content/uploads/2022/06/hi8931ec-600x600.jpg , https://www.hannathailand.com/wp-content/uploads/2022/06/fischzuchtsauerstoffhandmessgeratmit4mkabelsonde2339_11-600x600.jpg , https://www.hannathailand.com/wp-content/uploads/2022/08/HI5221-600x600.jpg , https://www.hannathailand.com/wp-content/uploads/2022/06/hi8931ec-600x600.jpg , https://www.hannathailand.com/wp-content/uploads/2022/06/hi943500_lg52d014ad92c75-600x600.jpg , https://www.hannathailand.com/wp-content/uploads/2021/12/HI98309-600x600.jpg , https://www.hannathailand.com/wp-content/uploads/2021/12/hi98319-angle-c-600x600.jpg
6 | เครื่องวัดค่ากรด-ด่าง แบบภาคสนาม สำหรับเนยแข็งหรือชีส รุ่น HI99165 | สินค้าทั้งหมด | https://www.hannathailand.com/product-category/product-all/ | https://www.hannathailand.com/product/ph-cheese-2/ | HI99165 | 26,215.00 | น้ำหนัก 0.2 กก. ขนาด 6.3 × 3 × 15.4 เซนติเมตร | <div aria-labelledby="tab-title-additional_information" class="woocommerce-Tabs-panel woocommerce-Tabs-panel--additional_information panel entry-content" id="tab-additional_information" role="tabpanel"> <table class="woocommerce-product-attributes shop_attributes"> <tr class="woocommerce-product-attributes-item woocommerce-product-attributes-item--weight"> <th class="woocommerce-product-attributes-item__label">น้ำหนัก</th> <td class="woocommerce-product-attributes-item__value">0.2 กก.</td> </tr> <tr class="woocommerce-product-attributes-item woocommerce-product-attributes-item--dimensions"> <th class="woocommerce-product-attributes-item__label">ขนาด</th> <td class="woocommerce-product-attributes-item__value">6.3 × 3 × 15.4 เซนติเมตร</td> </tr> </table> </div> | The Hanna Instruments HI99165 is a durable, waterproof, and portable Foodcare pH and temperature meter designed specifically for cheese analysis. Automatic calibration is performed at one or two points with two sets of buffers. All calibration and measurement readings are automatically compensated for temperature variations. The HI99165 uses the FC2423 stainless steel body, amplified pH electrode that offers numerous features that improve pH testing for cheese producers. The split-level LCD displays both pH and temperature readings, along with indicators for reading stability, battery percentage, and calibration instructions. Automatic Temperature Compensation Automatic Two-Point Calibration Waterproof pH is an essential measurement throughout the entire cheesemaking process. From the initial measurements of incoming milk to the final measurements of ripened cheese, pH is the most important parameter for cheese quality and safety control. Acidification of milk begins with the addition of bacterial culture and rennet. The bacteria consume lactose and create lactic acid as a byproduct of fermentation. The lactic acid produced will cause the pH of the milk to go down. Once the milk reaches a particular pH, the rennet is added. The enzymes in rennet help to speed up curdling and create a firmer substance. For cheesemakers that dilute their rennet, the pH of the dilution water is also critical; water that is near pH 7 or higher can deactivate the rennet, causing problems with coagulation. Once the curds are cut, stirred, and cooked, the liquid whey must be drained. The pH of whey at draining directly affects the composition and texture of the final cheese product. Whey that has a relatively high pH contributes to higher levels of calcium and phosphate and results in a stronger curd. Typical pH levels at draining can vary depending on the type of cheese; for example, Swiss cheese is drained between pH 6.3 and 6.5 while Cheddar cheese is drained between pH 6.0 and 6.2. During brining, the cheese soaks up salt from the brine solution and loses excess moisture. The pH of the brine solution should be close to the pH of the cheese, ensuring equilibrium of ions like calcium and hydrogen. If there is an imbalance during brining, the final product can have rind defects, discoloration, a weakened texture, and a shorter shelf life. Cheeses must fall within a narrow pH range to provide an optimal environment for microbial and enzymatic processes that occur during ripening. Bacterial cultures used in ripening are responsible for familiar characteristics such as the holes in Swiss cheese, the white mold on Brie rinds, and the aroma of Limburger cheese. A deviation from the ideal pH is not only detrimental to the ecology of the bacteria, but also to the cheese structure. Higher pH levels can result in cheeses that are more elastic while lower pH levels can cause brittleness. The HI99165 uses the stainless steel FC2423 amplified pH electrode. This specialized electrode offers numerous features that improve pH testing for cheese producers. The robust stainless steel sheath paired with the conical sensing tip allows for penetration in cheese at various points throughout the production process. An integrated temperature sensor also ensures that all pH measurements are compensated for temperature without the need for a separate temperature probe. Stainless Steel Body The AISI 316 stainless steel body offers durability in the production facility and can withstand chloride concentrations that cause corrosion in other types of alloys.. Conic Glass Tip The conical shaped tip design allows for penetration into solids, semi-solids, and emulsions for the direct measurement of pH in samples such as cheese. Built-In Temperature Sensor Errors in calibration and measurement are eliminated with the Automatic Temperature Compensation provided by the integrated temperature sensor. Features Waterproof – The HI99165 is a waterproof meter rated IP67 for immersion in up to one meter of water for 30 minutes. Automatic Calibration – One or two-point calibration is automatic to two selectable buffer sets. Automatic Temperature Compensation – An integrated temperature sensor allows for automatic temperature compensation of pH measurements. Sensor Check – Using the pH‐mV range the user can check the sensor status by reading the mV reading in fresh buffers. At room temperature (25 oC/77oF) the reading should be +/- 30 mV in pH 7.01 and greater than 150 mV difference between pH 7.01 and 4.01. Multi-Level LCD Display – The split-level LCD displays both pH and temperature readings, along with indicators for reading stability, battery percentage, and probe condition. Probe Condition Indicator – The probe condition indicator is based on the offset and slope characteristic of the electrode. There are 5 bars ranging from all 5 indicating the probe is in excellent condition and 1 bar indicating the probe should be cleaned or replaced. Battery Error Prevention System – The meter will automatically shut off if there isn’t enough power to obtain an accurate measurement. Battery Life Indicator – The battery percent level is displayed at start up alerting the user to the remaining battery power that is available. Manual : Download Specification SKU HI99165 Product Name Portable Cheese pH Meter – HI99165 Quote Required Yes pH Range -2.00 to 16.00 pH; -2.0 to 16.0 pH pH Resolution 0.01 pH; 0.1 pH pH Accuracy ±0.02 pH; ±0.1 pH pH Calibration automatic, at one or two points with two sets of buffers (standard 4.01, 7.01,10.01 or NIST 4.01, 6.86, 9.18) pH Temperature Compensation Automatic ‐5.0 to 105.0 °C/23.0 to 221.0 °F pH CAL Check (electrode diagnostics) probe condition indicator pH Sensor Check yes mV Range ±825 mV (pH‐mV) mV Resolution 1 mV (pH‐mV) mV Accuracy ±1 mV (pH‐mV) Temperature Range -5.0 to 105.0°C / 23.0 to 221.0°F Temperature Resolution 0.1°C / 0.1°F Temperature Accuracy ±0.5°C (up to 60°C); ±1.0°C (outside) / ±1°F (up to 140°F); ±2.0°F (outside) pH Electrode FC2423 pre-amplified pH probe with internal temperature sensor, quick connect DIN connector and 1 m (3.3’) cable (included) Automatic Shut-Off user selectable Battery Type/Life 1.5V (3) AAA / approximately 1400 hours of continuous use IP Protection IP67 Environment 0 to 50°C (32 to 122°F); RH max 100% Dimensions 154 x 63 x 30 mm (6.1 x 2.5 x 1.2”) Weight 196 g (6.91 oz.) Ordering Information HI99165 is supplied with FC2423 pH probe with internal temperature sensor, HI70004 pH 4.01 buffer sachet (20 mL), HI70007 pH 7.01 buffer sachet (20 mL), HI700642 electrode cleaning solution for cheese deposits sachets (2 x 20 mL), 100 ml beaker (1), batteries, calibration certificates for both meter and probe, instruction manual, and rugged thermoformed carrying case. | <div aria-labelledby="tab-title-description" class="woocommerce-Tabs-panel woocommerce-Tabs-panel--description panel entry-content active" id="tab-description" role="tabpanel"> <p style="font-weight: 400;">The Hanna Instruments HI99165 is a durable, waterproof, and portable Foodcare pH and temperature meter designed specifically for cheese analysis. Automatic calibration is performed at one or two points with two sets of buffers. All calibration and measurement readings are automatically compensated for temperature variations.</p> <p style="font-weight: 400;">The HI99165 uses the FC2423 stainless steel body, amplified pH electrode that offers numerous features that improve pH testing for cheese producers. The split-level LCD displays both pH and temperature readings, along with indicators for reading stability, battery percentage, and calibration instructions.</p> <ul style="font-weight: 400;"> <li>Automatic Temperature Compensation</li> <li>Automatic Two-Point Calibration</li> <li>Waterproof</li> </ul> <div class="prod-view-details-container"> <p>pH is an essential measurement throughout the entire cheesemaking process. From the initial measurements of incoming milk to the final measurements of ripened cheese, pH is the most important parameter for cheese quality and safety control.</p> <p>Acidification of milk begins with the addition of bacterial culture and rennet. The bacteria consume lactose and create lactic acid as a byproduct of fermentation. The lactic acid produced will cause the pH of the milk to go down. Once the milk reaches a particular pH, the rennet is added. The enzymes in rennet help to speed up curdling and create a firmer substance. For cheesemakers that dilute their rennet, the pH of the dilution water is also critical; water that is near pH 7 or higher can deactivate the rennet, causing problems with coagulation.</p> <p>Once the curds are cut, stirred, and cooked, the liquid whey must be drained. The pH of whey at draining directly affects the composition and texture of the final cheese product. Whey that has a relatively high pH contributes to higher levels of calcium and phosphate and results in a stronger curd. Typical pH levels at draining can vary depending on the type of cheese; for example, Swiss cheese is drained between pH 6.3 and 6.5 while Cheddar cheese is drained between pH 6.0 and 6.2.</p> <p>During brining, the cheese soaks up salt from the brine solution and loses excess moisture. The pH of the brine solution should be close to the pH of the cheese, ensuring equilibrium of ions like calcium and hydrogen. If there is an imbalance during brining, the final product can have rind defects, discoloration, a weakened texture, and a shorter shelf life.</p> <p>Cheeses must fall within a narrow pH range to provide an optimal environment for microbial and enzymatic processes that occur during ripening. Bacterial cultures used in ripening are responsible for familiar characteristics such as the holes in Swiss cheese, the white mold on Brie rinds, and the aroma of Limburger cheese. A deviation from the ideal pH is not only detrimental to the ecology of the bacteria, but also to the cheese structure. Higher pH levels can result in cheeses that are more elastic while lower pH levels can cause brittleness.</p> </div> <div class="prod-view-details-container"> <p>The HI99165 uses the stainless steel FC2423 amplified pH electrode. This specialized electrode offers numerous features that improve pH testing for cheese producers. The robust stainless steel sheath paired with the conical sensing tip allows for penetration in cheese at various points throughout the production process. An integrated temperature sensor also ensures that all pH measurements are compensated for temperature without the need for a separate temperature probe.</p> <div class="prod-view-details-left"> <p><img alt="Probe" class="aligncenter" decoding="async" height="548" loading="lazy" src="https://hanna-worldwide.com/media/wysiwyg/products/portables/FC242D.jpg" title="Probe" width="548"/></p> </div> <div class="prod-view-details-right"> <p><img alt="Stainless Steel Body" class="" decoding="async" height="222" loading="lazy" src="https://hanna-worldwide.com/media/wysiwyg/products/portables/HI99165_StainlessBodyHighlight.png" width="222"/></p> <h3><strong>Stainless Steel Body</strong></h3> <p>The AISI 316 stainless steel body offers durability in the production facility and can withstand chloride concentrations that cause corrosion in other types of alloys..</p> <p><img alt="conical glass tip" class="" decoding="async" height="224" loading="lazy" src="https://hanna-worldwide.com/media/wysiwyg/products/portables/HI99165_TipHighlight.png" width="224"/></p> <h3><strong>Conic Glass Tip</strong></h3> <p>The conical shaped tip design allows for penetration into solids, semi-solids, and emulsions for the direct measurement of pH in samples such as cheese.</p> <p><img alt="Temp Sensor" class="" decoding="async" height="227" loading="lazy" src="https://hanna-worldwide.com/media/wysiwyg/products/portables/HI99165_TempSensorHighlight.png" width="227"/></p> <h3><strong>Built-In Temperature Sensor</strong></h3> <p>Errors in calibration and measurement are eliminated with the Automatic Temperature Compensation provided by the integrated temperature sensor.</p> </div> </div> <div class="prod-view-details-container"> <h3><strong>Features</strong></h3> <p dir="ltr"><strong>Waterproof </strong>– The HI99165 is a waterproof meter rated IP67 for immersion in up to one meter of water for 30 minutes.</p> <p dir="ltr"><strong>Automatic Calibration</strong> – One or two-point calibration is automatic to two selectable buffer sets.</p> <p dir="ltr"><strong>Automatic Temperature Compensation</strong> – An integrated temperature sensor allows for automatic temperature compensation of pH measurements.</p> <p dir="ltr"><strong>Sensor Check</strong> – Using the pH‐mV range the user can check the sensor status by reading the mV reading in fresh buffers. At room temperature (25 <sup>o</sup>C/77<sup>o</sup>F) the reading should be +/- 30 mV in pH 7.01 and greater than 150 mV difference between pH 7.01 and 4.01.</p> <p dir="ltr"><strong>Multi-Level LCD Display</strong> – The split-level LCD displays both pH and temperature readings, along with indicators for reading stability, battery percentage, and probe condition.</p> <p dir="ltr"><strong>Probe Condition Indicator</strong> – The probe condition indicator is based on the offset and slope characteristic of the electrode. There are 5 bars ranging from all 5 indicating the probe is in excellent condition and 1 bar indicating the probe should be cleaned or replaced.</p> <p dir="ltr"><strong>Battery Error Prevention System</strong> – The meter will automatically shut off if there isn’t enough power to obtain an accurate measurement.</p> <p dir="ltr"><strong>Battery Life Indicator</strong> – The battery percent level is displayed at start up alerting the user to the remaining battery power that is available.</p> <p dir="ltr"><span style="font-size: 130%;"><strong>Manual : </strong></span><a href="https://hanna-worldwide.com/mwdownloads/download/link/id/2136">Download</a></p> <p dir="ltr"><strong><span style="font-size: 130%;">Specification</span></strong></p> <table> <tbody> <tr> <td width="217"><strong>SKU</strong></td> <td width="384"><strong>HI99165</strong></td> </tr> <tr> <td width="217"><strong>Product Name</strong></td> <td width="384"><strong>Portable Cheese pH Meter – HI99165</strong></td> </tr> <tr> <td width="217"><strong>Quote Required</strong></td> <td width="384"><strong>Yes</strong></td> </tr> <tr> <td width="217"><strong>pH Range</strong></td> <td width="384"><strong>-2.00 to 16.00 pH; -2.0 to 16.0 pH</strong></td> </tr> <tr> <td width="217"><strong>pH Resolution</strong></td> <td width="384"><strong>0.01 pH; 0.1 pH</strong></td> </tr> <tr> <td width="217"><strong>pH Accuracy</strong></td> <td width="384"><strong>±0.02 pH; ±0.1 pH</strong></td> </tr> <tr> <td width="217"><strong>pH Calibration</strong></td> <td width="384"><strong>automatic, at one or two points with two sets of buffers (standard 4.01, 7.01,10.01 or NIST 4.01, 6.86, 9.18)</strong></td> </tr> <tr> <td width="217"><strong>pH Temperature Compensation</strong></td> <td width="384"><strong>Automatic </strong><strong>‐</strong><strong>5.0 to 105.0 °C/23.0 to 221.0 °F</strong></td> </tr> <tr> <td width="217"><strong>pH CAL Check (electrode diagnostics)</strong></td> <td width="384"><strong>probe condition indicator</strong></td> </tr> <tr> <td width="217"><strong>pH Sensor Check</strong></td> <td width="384"><strong>yes</strong></td> </tr> <tr> <td width="217"><strong>mV Range</strong></td> <td width="384"><strong>±825 mV (pH</strong><strong>‐</strong><strong>mV)</strong></td> </tr> <tr> <td width="217"><strong>mV Resolution</strong></td> <td width="384"><strong>1 mV (pH</strong><strong>‐</strong><strong>mV)</strong></td> </tr> <tr> <td width="217"><strong>mV Accuracy</strong></td> <td width="384"><strong>±1 mV (pH</strong><strong>‐</strong><strong>mV)</strong></td> </tr> <tr> <td width="217"><strong>Temperature Range</strong></td> <td width="384"><strong>-5.0 to 105.0°C / 23.0 to 221.0°F</strong></td> </tr> <tr> <td width="217"><strong>Temperature Resolution</strong></td> <td width="384"><strong>0.1°C / 0.1°F</strong></td> </tr> <tr> <td width="217"><strong>Temperature Accuracy</strong></td> <td width="384"><strong>±0.5°C (up to 60°C); ±1.0°C (outside) / ±1°F (up to 140°F); ±2.0°F (outside)</strong></td> </tr> <tr> <td width="217"><strong>pH Electrode</strong></td> <td width="384"><strong>FC2423 pre-amplified pH probe with internal temperature sensor, quick connect DIN connector and 1 m (3.3’) cable (included)</strong></td> </tr> <tr> <td width="217"><strong>Automatic Shut-Off</strong></td> <td width="384"><strong>user selectable</strong></td> </tr> <tr> <td width="217"><strong>Battery Type/Life</strong></td> <td width="384"><strong>1.5V (3) AAA / approximately 1400 hours of continuous use</strong></td> </tr> <tr> <td width="217"><strong>IP Protection</strong></td> <td width="384"><strong>IP67</strong></td> </tr> <tr> <td width="217"><strong>Environment</strong></td> <td width="384"><strong>0 to 50°C (32 to 122°F); RH max 100%</strong></td> </tr> <tr> <td width="217"><strong>Dimensions</strong></td> <td width="384"><strong>154 x 63 x 30 mm (6.1 x 2.5 x 1.2”)</strong></td> </tr> <tr> <td width="217"><strong>Weight</strong></td> <td width="384"><strong>196 g (6.91 oz.)</strong></td> </tr> <tr> <td width="217"><strong>Ordering Information</strong></td> <td width="384"><strong>HI99165 is supplied with FC2423 pH probe with internal temperature sensor, HI70004 pH 4.01 buffer sachet (20 mL), HI70007 pH 7.01 buffer sachet (20 mL), HI700642 electrode cleaning solution for cheese deposits sachets (2 x 20 mL), 100 ml beaker (1), batteries, calibration certificates for both meter and probe, instruction manual, and rugged thermoformed carrying case.</strong></td> </tr> </tbody> </table> </div> </div> | The Hanna Instruments HI99165 is a durable, waterproof, and portable Foodcare pH and temperature meter designed specifically for cheese analysis. Automatic calibration is performed at one or two points with two sets of buffers. All calibration and measurement readings are automatically compensated for temperature variations. | <div class="product-short-description"> <p>The Hanna Instruments HI99165 is a durable, waterproof, and portable Foodcare pH and temperature meter designed specifically for cheese analysis. Automatic calibration is performed at one or two points with two sets of buffers. All calibration and measurement readings are automatically compensated for temperature variations.</p> <p> </p> </div> | https://www.hannathailand.com/wp-content/uploads/2022/09/HI99165-2.jpg | เครื่องวัดค่าเหล็ก รุ่น HI721 , เครื่องวัดปริมาณคลอรีนรวม รุ่น HI711 , เครื่องควบคุมค่าความนำไฟฟ้า , เครื่องวัดปริมาณฟอสฟอรัส ช่วงสูง รุ่น HI706 , เครื่องวัดสีในน้ำตัวอย่าง HI727 , เครื่องวัดปริมาณแอมโมเนีย ช่วงสูง รุ่น HI733 , สารละลายมาตรฐานความขุ่น 20 NTU , เครื่องวัดปริมาณซิลิกา ช่วงต่ำ ในตัวอย่างน้ำ รุ่น HI705 | <a class="woocommerce-LoopProduct-link woocommerce-loop-product__link" href="https://www.hannathailand.com/product/hi721-checker-hc-iron/">เครื่องวัดค่าเหล็ก รุ่น HI721</a> , <a class="woocommerce-LoopProduct-link woocommerce-loop-product__link" href="https://www.hannathailand.com/product/hi711-checker-hc-total-chlorine/">เครื่องวัดปริมาณคลอรีนรวม รุ่น HI711</a> , <a class="woocommerce-LoopProduct-link woocommerce-loop-product__link" href="https://www.hannathailand.com/product/hi8931cn/">เครื่องควบคุมค่าความนำไฟฟ้า</a> , <a class="woocommerce-LoopProduct-link woocommerce-loop-product__link" href="https://www.hannathailand.com/product/hi706-checker-hc-phosphorous-hr/">เครื่องวัดปริมาณฟอสฟอรัส ช่วงสูง รุ่น HI706</a> , <a class="woocommerce-LoopProduct-link woocommerce-loop-product__link" href="https://www.hannathailand.com/product/hi727-checker-hc-color-of-water/">เครื่องวัดสีในน้ำตัวอย่าง HI727</a> , <a class="woocommerce-LoopProduct-link woocommerce-loop-product__link" href="https://www.hannathailand.com/product/hi733-checker-hc-ammonia-hr/">เครื่องวัดปริมาณแอมโมเนีย ช่วงสูง รุ่น HI733</a> , <a class="woocommerce-LoopProduct-link woocommerce-loop-product__link" href="https://www.hannathailand.com/product/hi93102-20/">สารละลายมาตรฐานความขุ่น 20 NTU</a> , <a class="woocommerce-LoopProduct-link woocommerce-loop-product__link" href="https://www.hannathailand.com/product/hi705-checker-hc-silica-lr/">เครื่องวัดปริมาณซิลิกา ช่วงต่ำ ในตัวอย่างน้ำ รุ่น HI705</a> | https://www.hannathailand.com/wp-content/uploads/2022/09/HI99165-2-600x600.jpg , https://www.hannathailand.com/wp-content/uploads/2022/09/HI99165-600x600.jpg , https://www.hannathailand.com/wp-content/uploads/2022/09/HI99165-1-600x600.jpg , https://www.hannathailand.com/wp-content/uploads/2022/09/HI99165-3-600x600.jpg , https://www.hannathailand.com/wp-content/uploads/2022/06/miniphotometerfureisen832_11-600x600.jpg , https://www.hannathailand.com/wp-content/uploads/2022/06/hi711_lg-600x600.jpg , https://www.hannathailand.com/wp-content/uploads/2021/07/2-500x500.jpg , https://www.hannathailand.com/wp-content/uploads/2022/06/hi706_400-600x600.jpg , https://www.hannathailand.com/wp-content/uploads/2022/06/miniphotometerfurfarbe843_11-600x600.jpg , https://www.hannathailand.com/wp-content/uploads/2022/06/miniphotometerfurammoniumhoch2418_11-600x600.jpg , https://www.hannathailand.com/wp-content/uploads/2021/07/9-500x500.jpg , https://www.hannathailand.com/wp-content/uploads/2022/06/hi705400-600x600.jpg
7 | เครื่องวัดค่ากรด-ด่าง แบบภาคสนาม สำหรับเนื้อสัตว์ รุ่น HI98163 | อุตสาหกรรมอาหาร | https://www.hannathailand.com/product-category/food-industry/ | https://www.hannathailand.com/product/meat/ | HI98163 | 1,872.50 | น้ำหนัก 0.4 กก. ขนาด 9.3 × 3.5 × 18.5 เซนติเมตร | <div aria-labelledby="tab-title-additional_information" class="woocommerce-Tabs-panel woocommerce-Tabs-panel--additional_information panel entry-content" id="tab-additional_information" role="tabpanel"> <table class="woocommerce-product-attributes shop_attributes"> <tr class="woocommerce-product-attributes-item woocommerce-product-attributes-item--weight"> <th class="woocommerce-product-attributes-item__label">น้ำหนัก</th> <td class="woocommerce-product-attributes-item__value">0.4 กก.</td> </tr> <tr class="woocommerce-product-attributes-item woocommerce-product-attributes-item--dimensions"> <th class="woocommerce-product-attributes-item__label">ขนาด</th> <td class="woocommerce-product-attributes-item__value">9.3 × 3.5 × 18.5 เซนติเมตร</td> </tr> </table> </div> | HI98163 เป็นเครื่องวัดค่า pH แบบพกพาที่ทนทานและกันน้ำได้ของ Foodcare ซึ่งวัดค่า pH และอุณหภูมิโดยใช้หัววัดค่า pH ของเนื้อ FC2323 แบบพิเศษพร้อมใบมีดเจาะเหล็กกล้าไร้สนิม มิเตอร์กันน้ำระดับมืออาชีพนี้เป็นไปตามมาตรฐาน IP67 HI98163 มาพร้อมกับอุปกรณ์เสริมที่จำเป็นทั้งหมดเพื่อทำการวัดค่า pH/อุณหภูมิ ซึ่งบรรจุอยู่ในกระเป๋าพกพาที่ทำจากเทอร์โมฟอร์มที่ทนทาน ซึ่งเก็บมาตรวัด โพรบ และบัฟเฟอร์การสอบเทียบไว้อย่างแน่นหนา The HI98163 is a rugged, waterproof, Foodcare portable pH meter that measures pH and temperature using the specialized FC2323 meat pH electrode with a stainless steel piercing blade. This professional, waterproof meter complies with IP67 standards. The HI98163 is supplied with all necessary accessories to perform a pH/temperature measurement packaged into a durable thermoformed carrying case that holds the meters, probes and calibration buffers securely in place. Quick Connect DIn Connector USB Connection for Data Transfer Dedicated Help Button In the meat processing industry, the monitoring of pH is considered to be of the utmost importance due to its effect on the meat’s quality factors including water binding capacity and shelf life. Upon slaughter, biochemical processes begin to break down the meat. Glycolysis begins post-mortem, converting glycogen to lactic acid, reducing the pH of the carcass. Depending on a number of factors such as type of animal and even breed, this decrease in pH can take anywhere from a single hour to many. It is vital to monitor pH during this phase as once the lowest pH value is reached, the pH will begin to slowly rise, indicating that decomposition has begun. Conical Glass Tip The conical shaped tip design allows for penetration into solids, semi-solids, and emulsions for the direct measurement of pH in food products including meat, cheese, yogurt, and milk. Open Junction Reference The open junction design consists of a solid gel interface (viscolene) between the sample and internal Ag/AgCl reference. This interface not only prevents silver from entering the sample, but also makes it impermeable to clogging, resulting in a fast response and stable reading. PVDF Body Polyvinylidene fluoride (PVDF) is a food grade plastic that is resistant to most chemicals and solvents, including sodium hypochlorite. It has high abrasion resistance, mechanical strength and resistance to ultraviolet and nuclear radiation. PVDF is also resistant to fungal growth. Besides being supplied with a unique pH electrode for meat, the HI98163 has the Hanna’s unique CAL Check™ feature that alerts the user to potential problems during the calibration process. This is a very important for the food processor since it is likely that the probe will be coated with the solids found in the food product being measured. This coating can easily lead to errors in pH measurement. By comparing previous calibration data to the current calibration, the meter will inform the user, with display prompts, when the probe needs to be cleaned, replaced, or if the pH buffer might be contaminated. After calibration, the overall probe condition is displayed on screen as a percentage from 0 to 100% in increments of 10%. The probe condition is affected by both the offset and slope characteristics of the pH electrode, both of which can be found in the GLP data. Pressing the “AutoHold” virtual key in measurement mode, the meter will freeze and automatically log a stable reading. An “out of calibration range” warning can be enabled that will alert the user when a reading is not within the bracket of calibrated pH values. The log-on-demand mode allows the user to record and save up to 200 samples. The logged data, along with the associated GLP data, can then be recalled or transferred to a PC with Hanna’s HI920015 micro USB cable and HI92000 software for traceability in record keeping for specific product batches. GLP data includes date, time, calibration buffers, offset, and slope, and is directly accessible by pressing the dedicated GLP key. A contextual help menu based on the screen that is currently being viewed can be accessed at any time by the press of a dedicated button. The high contrast, graphic LCD screen is easy to view outdoors in bright sunlight as well as in low-lit areas with the backlight. A combination of dedicated and virtual keys allows for easy, intuitive meter operation in a choice of languages. The compact, durable HI720161 carrying case is thermoformed to hold all necessary components for taking a field measurement, including the meter and electrode, beakers, buffer solutions and cleaning solutions. Manual : Download Specification SKU HI98163 Product Name Professional Portable Meat pH Meter – HI98163 Quote Required Yes pH Range -2.0 to 20.0 pH; -2.00 to 20.00 pH; -2.000 to 20.000 pH pH Resolution 0.1 pH; 0.01 pH; 0.001 pH pH Accuracy ±0.1; ±0.002 pH pH Calibration up to five point calibration, seven standard buffers available (1.68, 4.01, 6.86, 7.01, 9.18, 10.01, 12.45) + five custom buffers pH Temperature Compensation manual or automatic from -20.0 to 120.0°C (-4.0 to 248.0°F) pH Input impedence 10¹² Ohms mV Range ±2000 mV mV Resolution 0.1 mV mV Accuracy ±0.2 mV Temperature Range -20.0 to 120.0°C (-4.0 to 248.0°F) Temperature Resolution 0.1°C (0.1°F) Temperature Accuracy ±0.4°C (±0.8°F) (excluding probe error) Temperature Compensation manual or automatic from -20.0 to 120.0°C (-4.0 to 248.0°F) pH Electrode FC2323 Foodcare PVDF body, pH electrode with internal temperature sensor, quick connect DIN connector and 1 m (3.3’ cable) Logging Memory 200 samples (100 pH and 100 mV range) Connectivity opto-isolated USB with optional HI 92000 software and micro USB cable Automatic Shut-Off user selectable GLP Yes Battery Type/Life 1.5V AA batteries (4) / approximately 200 hours of continuous use without backlight (50 hours with backlight) IP Protection IP67 Environment 0 to 50°C (32 to 122°F); RH 100% Dimensions 185 x 93 x 35.2 mm (7.3 x 3.6 x 1.4”) Weight 400 g (14.2 oz.) Ordering Information HI98163 is supplied with FC2323 PVDF body pH electrode, HI7004M pH 4.01 buffer solution (230 mL), HI7007M pH 7.01 buffer solution (230 mL), HI700630 electrode acid cleaning solution for meat grease and fat deposits sachet (2), 100 mL plastic beaker (2), 1.5V AA batteries (4), HI92000 PC software, HI920015 micro USB cable, instruction manual with quick start guide, instrument quality certificate and HI720161 hard carrying case | <div aria-labelledby="tab-title-description" class="woocommerce-Tabs-panel woocommerce-Tabs-panel--description panel entry-content active" id="tab-description" role="tabpanel"> <p>HI98163 เป็นเครื่องวัดค่า pH แบบพกพาที่ทนทานและกันน้ำได้ของ Foodcare ซึ่งวัดค่า pH และอุณหภูมิโดยใช้หัววัดค่า pH ของเนื้อ FC2323 แบบพิเศษพร้อมใบมีดเจาะเหล็กกล้าไร้สนิม มิเตอร์กันน้ำระดับมืออาชีพนี้เป็นไปตามมาตรฐาน IP67 HI98163 มาพร้อมกับอุปกรณ์เสริมที่จำเป็นทั้งหมดเพื่อทำการวัดค่า pH/อุณหภูมิ ซึ่งบรรจุอยู่ในกระเป๋าพกพาที่ทำจากเทอร์โมฟอร์มที่ทนทาน ซึ่งเก็บมาตรวัด โพรบ และบัฟเฟอร์การสอบเทียบไว้อย่างแน่นหนา</p> <p>The HI98163 is a rugged, waterproof, Foodcare portable pH meter that measures pH and temperature using the specialized FC2323 meat pH electrode with a stainless steel piercing blade. This professional, waterproof meter complies with IP67 standards. The HI98163 is supplied with all necessary accessories to perform a pH/temperature measurement packaged into a durable thermoformed carrying case that holds the meters, probes and calibration buffers securely in place.</p> <ul> <li>Quick Connect DIn Connector</li> <li>USB Connection for Data Transfer</li> <li>Dedicated Help Button</li> </ul> <p style="font-weight: 400;">In the meat processing industry, the monitoring of pH is considered to be of the utmost importance due to its effect on the meat’s quality factors including water binding capacity and shelf life. Upon slaughter, biochemical processes begin to break down the meat. Glycolysis begins post-mortem, converting glycogen to lactic acid, reducing the pH of the carcass. Depending on a number of factors such as type of animal and even breed, this decrease in pH can take anywhere from a single hour to many. It is vital to monitor pH during this phase as once the lowest pH value is reached, the pH will begin to slowly rise, indicating that decomposition has begun.</p> <h3 style="font-weight: 800;">Conical Glass Tip</h3> <p>The conical shaped tip design allows for penetration into solids, semi-solids, and emulsions for the direct measurement of pH in food products including meat, cheese, yogurt, and milk.</p> <h3 style="font-weight: 800;">Open Junction Reference</h3> <p>The open junction design consists of a solid gel interface (viscolene) between the sample and internal Ag/AgCl reference. This interface not only prevents silver from entering the sample, but also makes it impermeable to clogging, resulting in a fast response and stable reading.</p> <h3 style="font-weight: 800;">PVDF Body</h3> <p>Polyvinylidene fluoride (PVDF) is a food grade plastic that is resistant to most chemicals and solvents, including sodium hypochlorite. It has high abrasion resistance, mechanical strength and resistance to ultraviolet and nuclear radiation. PVDF is also resistant to fungal growth.</p> <p>Besides being supplied with a unique pH electrode for meat, the HI98163 has the Hanna’s unique CAL Check™ feature that alerts the user to potential problems during the calibration process. This is a very important for the food processor since it is likely that the probe will be coated with the solids found in the food product being measured. This coating can easily lead to errors in pH measurement. By comparing previous calibration data to the current calibration, the meter will inform the user, with display prompts, when the probe needs to be cleaned, replaced, or if the pH buffer might be contaminated. After calibration, the overall probe condition is displayed on screen as a percentage from 0 to 100% in increments of 10%. The probe condition is affected by both the offset and slope characteristics of the pH electrode, both of which can be found in the GLP data.</p> <p>Pressing the “AutoHold” virtual key in measurement mode, the meter will freeze and automatically log a stable reading. An “out of calibration range” warning can be enabled that will alert the user when a reading is not within the bracket of calibrated pH values.</p> <p>The log-on-demand mode allows the user to record and save up to 200 samples. The logged data, along with the associated GLP data, can then be recalled or transferred to a PC with Hanna’s HI920015 micro USB cable and HI92000 software for traceability in record keeping for specific product batches. GLP data includes date, time, calibration buffers, offset, and slope, and is directly accessible by pressing the dedicated GLP key.</p> <p>A contextual help menu based on the screen that is currently being viewed can be accessed at any time by the press of a dedicated button.</p> <p>The high contrast, graphic LCD screen is easy to view outdoors in bright sunlight as well as in low-lit areas with the backlight. A combination of dedicated and virtual keys allows for easy, intuitive meter operation in a choice of languages.</p> <p>The compact, durable HI720161 carrying case is thermoformed to hold all necessary components for taking a field measurement, including the meter and electrode, beakers, buffer solutions and cleaning solutions.</p> <p> </p> <div class="prod-view-details-left"></div> <div class="prod-view-details-right"> <h3 style="font-weight: 800;">Manual : <a href="https://hanna-worldwide.com/mwdownloads/download/link/id/2190">Download</a></h3> <h3 style="font-weight: 800;">Specification</h3> <table> <tbody> <tr> <td width="170">SKU</td> <td width="431">HI98163</td> </tr> <tr> <td width="170">Product Name</td> <td width="431">Professional Portable Meat pH Meter – HI98163</td> </tr> <tr> <td width="170">Quote Required</td> <td width="431">Yes</td> </tr> <tr> <td width="170">pH Range</td> <td width="431">-2.0 to 20.0 pH; -2.00 to 20.00 pH; -2.000 to 20.000 pH</td> </tr> <tr> <td width="170">pH Resolution</td> <td width="431">0.1 pH; 0.01 pH; 0.001 pH</td> </tr> <tr> <td width="170">pH Accuracy</td> <td width="431">±0.1; ±0.002 pH</td> </tr> <tr> <td width="170">pH Calibration</td> <td width="431">up to five point calibration, seven standard buffers available (1.68, 4.01, 6.86, 7.01, 9.18, 10.01, 12.45) + five custom buffers</td> </tr> <tr> <td width="170">pH Temperature Compensation</td> <td width="431">manual or automatic from -20.0 to 120.0°C (-4.0 to 248.0°F)</td> </tr> <tr> <td width="170">pH Input impedence</td> <td width="431">10¹² Ohms</td> </tr> <tr> <td width="170">mV Range</td> <td width="431">±2000 mV</td> </tr> <tr> <td width="170">mV Resolution</td> <td width="431">0.1 mV</td> </tr> <tr> <td width="170">mV Accuracy</td> <td width="431">±0.2 mV</td> </tr> <tr> <td width="170">Temperature Range</td> <td width="431">-20.0 to 120.0°C (-4.0 to 248.0°F)</td> </tr> <tr> <td width="170">Temperature Resolution</td> <td width="431">0.1°C (0.1°F)</td> </tr> <tr> <td width="170">Temperature Accuracy</td> <td width="431">±0.4°C (±0.8°F) (excluding probe error)</td> </tr> <tr> <td width="170">Temperature Compensation</td> <td width="431">manual or automatic from -20.0 to 120.0°C (-4.0 to 248.0°F)</td> </tr> <tr> <td width="170">pH Electrode</td> <td width="431">FC2323 Foodcare PVDF body, pH electrode with internal temperature sensor, quick connect DIN connector and 1 m (3.3’ cable)</td> </tr> <tr> <td width="170">Logging Memory</td> <td width="431">200 samples (100 pH and 100 mV range)</td> </tr> <tr> <td width="170">Connectivity</td> <td width="431">opto-isolated USB with optional HI 92000 software and micro USB cable</td> </tr> <tr> <td width="170">Automatic Shut-Off</td> <td width="431">user selectable</td> </tr> <tr> <td width="170">GLP</td> <td width="431">Yes</td> </tr> <tr> <td width="170">Battery Type/Life</td> <td width="431">1.5V AA batteries (4) / approximately 200 hours of continuous use without backlight (50 hours with backlight)</td> </tr> <tr> <td width="170">IP Protection</td> <td width="431">IP67</td> </tr> <tr> <td width="170">Environment</td> <td width="431">0 to 50°C (32 to 122°F); RH 100%</td> </tr> <tr> <td width="170">Dimensions</td> <td width="431">185 x 93 x 35.2 mm (7.3 x 3.6 x 1.4”)</td> </tr> <tr> <td width="170">Weight</td> <td width="431">400 g (14.2 oz.)</td> </tr> <tr> <td width="170">Ordering Information</td> <td width="431">HI98163 is supplied with FC2323 PVDF body pH electrode, HI7004M pH 4.01 buffer solution (230 mL), HI7007M pH 7.01 buffer solution (230 mL), HI700630 electrode acid cleaning solution for meat grease and fat deposits sachet (2), 100 mL plastic beaker (2), 1.5V AA batteries (4), HI92000 PC software, HI920015 micro USB cable, instruction manual with quick start guide, instrument quality certificate and HI720161 hard carrying case</td> </tr> </tbody> </table> <p> </p> </div> </div> | The HI98163 is a rugged, waterproof, Foodcare portable pH meter that measures pH and temperature using the specialized FC2323 meat pH electrode with a stainless steel piercing blade. This professional, waterproof meter complies with IP67 standards. The HI98163 is supplied with all necessary accessories to perform a pH/temperature measurement packaged into a durable thermoformed carrying case that holds the meters, probes and calibration buffers securely in place. | <div class="product-short-description"> <p>The HI98163 is a rugged, waterproof, Foodcare portable pH meter that measures pH and temperature using the specialized FC2323 meat pH electrode with a stainless steel piercing blade. This professional, waterproof meter complies with IP67 standards. The HI98163 is supplied with all necessary accessories to perform a pH/temperature measurement packaged into a durable thermoformed carrying case that holds the meters, probes and calibration buffers securely in place.</p> </div> | https://www.hannathailand.com/wp-content/uploads/2022/09/HI98163-1.jpg | Reagents for HI 705 Checker HC ®, 25 Tests , เครื่องวัดปริมาณฟลูออไรด์ ช่วงต่ำ รุ่น HI729 , Reagents for HI 701 (Free Chlorine), 25 Tests , Reagents for HI 708 Checker HC ®, 25 Tests , Calibration Standard HI 758 Checker HC ® , Reagents for HI 700 Checker HC ®, 25 Tests , เครื่องวัดปริมาณซิลิกา ช่วงสูง รุ่น HI770 , เครื่องวัดปริมาณคลอรีนรวม รุ่น HI711 | <a class="woocommerce-LoopProduct-link woocommerce-loop-product__link" href="https://www.hannathailand.com/product/reagents-for-hi-705-checker-hc-25-tests/">Reagents for HI 705 Checker HC ®, 25 Tests</a> , <a class="woocommerce-LoopProduct-link woocommerce-loop-product__link" href="https://www.hannathailand.com/product/hi729-checker-hc-fluoride-lr/">เครื่องวัดปริมาณฟลูออไรด์ ช่วงต่ำ รุ่น HI729</a> , <a class="woocommerce-LoopProduct-link woocommerce-loop-product__link" href="https://www.hannathailand.com/product/reagents-for-hi-701-free-chlorine-25-tests/">Reagents for HI 701 (Free Chlorine), 25 Tests</a> , <a class="woocommerce-LoopProduct-link woocommerce-loop-product__link" href="https://www.hannathailand.com/product/reagents-for-hi-708-checker-hc-25-tests/">Reagents for HI 708 Checker HC ®, 25 Tests</a> , <a class="woocommerce-LoopProduct-link woocommerce-loop-product__link" href="https://www.hannathailand.com/product/calibration-standard-hi-758-checker-hc/">Calibration Standard HI 758 Checker HC ®</a> , <a class="woocommerce-LoopProduct-link woocommerce-loop-product__link" href="https://www.hannathailand.com/product/reagents-for-hi-700-checker-hc-25-tests/">Reagents for HI 700 Checker HC ®, 25 Tests</a> , <a class="woocommerce-LoopProduct-link woocommerce-loop-product__link" href="https://www.hannathailand.com/product/hi770-checker-hc-silica-hr/">เครื่องวัดปริมาณซิลิกา ช่วงสูง รุ่น HI770</a> , <a class="woocommerce-LoopProduct-link woocommerce-loop-product__link" href="https://www.hannathailand.com/product/hi711-checker-hc-total-chlorine/">เครื่องวัดปริมาณคลอรีนรวม รุ่น HI711</a> | https://www.hannathailand.com/wp-content/uploads/2022/09/HI98163-1-600x600.jpg , https://www.hannathailand.com/wp-content/uploads/2022/09/HI98163-600x600.jpg , https://www.hannathailand.com/wp-content/uploads/2022/09/HI98163-2-600x600.jpg , https://www.hannathailand.com/wp-content/uploads/2022/06/reagenzienfurhi70525tests711_11-600x600.jpg , https://www.hannathailand.com/wp-content/uploads/2022/06/miniphotometerfurfluoridniedrig844_11-600x600.jpg , https://www.hannathailand.com/wp-content/uploads/2022/06/reagenzienfurhi70025tests2410_11-600x600.jpg , https://www.hannathailand.com/wp-content/uploads/2022/06/reagenzienfurhi70525tests711_1151cbf336d55e3-600x600.jpg , https://www.hannathailand.com/wp-content/uploads/2022/06/kalibrierstandardfurhi7582426_11-600x600.jpg , https://www.hannathailand.com/wp-content/uploads/2022/06/reagenzienfurhi70025tests2410_11-600x600.jpg , https://www.hannathailand.com/wp-content/uploads/2022/06/miniphotometerfursilikathoch2434_11-600x600.jpg , https://www.hannathailand.com/wp-content/uploads/2022/06/hi711_lg-600x600.jpg
8 | เครื่องวัดค่ากรด-ด่าง แบบภาคสนาม สำหรับเนื้อสัตว์ รุ่น HI99163 | อุตสาหกรรมอาหาร | https://www.hannathailand.com/product-category/food-industry/ | https://www.hannathailand.com/product/meat-2/ | HI99163 | 29,425.00 | น้ำหนัก 0.2 กก. ขนาด 6.3 × 3 × 15.4 เซนติเมตร | <div aria-labelledby="tab-title-additional_information" class="woocommerce-Tabs-panel woocommerce-Tabs-panel--additional_information panel entry-content" id="tab-additional_information" role="tabpanel"> <table class="woocommerce-product-attributes shop_attributes"> <tr class="woocommerce-product-attributes-item woocommerce-product-attributes-item--weight"> <th class="woocommerce-product-attributes-item__label">น้ำหนัก</th> <td class="woocommerce-product-attributes-item__value">0.2 กก.</td> </tr> <tr class="woocommerce-product-attributes-item woocommerce-product-attributes-item--dimensions"> <th class="woocommerce-product-attributes-item__label">ขนาด</th> <td class="woocommerce-product-attributes-item__value">6.3 × 3 × 15.4 เซนติเมตร</td> </tr> </table> </div> | The HI99163 is a portable Foodcare pH/temperature meter specially designed for the meat processing industry. Automatic calibration is performed at one or two points with two sets of buffers. All calibration and measurement readings are automatically compensated for temperature variations. The HI99163 uses the PVDF body FC2323 amplified pH electrode that offers numerous features to improve pH testing for meat processors. The probe comes with the FC099 removable stainless steel blade to help users perform non-intrusive measurements of meat products, inside and out. The free diffusion junction helps to avoid a clogged reference and the external body material is non-toxic and food compatible. Automatic Temperature Compensation Automatic Two-Point Calibration Waterproof The FC2323 is an amplified pH electrode with a built-in temperature sensor. This probe is designed with low temperature (LT) glass, a conical tip shape, and is housed in a food grade PVDF body with a removable, piercing stainless steel blade. This electrode also features a unique open junction design in which there a viscolene (hard gel) electrolyte layer that is free of silver chloride (AgCl) between the sample to be measured and the internal reference cell. The open junction design resists clogging and the probe’s conical tip makes it ideal for pH measurements in meat and semi-solid food samples. Conical Glass Tip The conical shaped tip design allows for penetration into solids, semi-solids, and emulsions for the direct measurement of pH in food products including meat, cheese, yogurt, and milk. Open Junction Reference The open junction design consists of a solid gel interface (viscolene) between the sample and internal Ag/AgCl reference. This interface not only prevents silver from entering the sample, but also makes it impermeable to clogging, resulting in a fast response and stable reading. PVDF Body Polyvinylidene fluoride (PVDF) is a food grade plastic that is resistant to most chemicals and solvents, including sodium hypochlorite. It has high abrasion resistance, mechanical strength and resistance to ultraviolet and nuclear radiation. PVDF is also resistant to fungal growth. Features Automatic Temperature Compensation One or two-point automatic calibration BEPS – Alerts the user of low battery power that could adversely affect readings Compact, heavy-duty, and waterproof Battery % displayed on start-up HELP feature, displays tutorial messages on LCD Manual : Download Specification SKU HI99163 Product Name Portable Meat pH Meter – HI99163 Quote Required Yes pH Range -2.00 to 16.00 pH; -2.0 to 16.0 pH pH Resolution 0.01 pH; 0.1 pH pH Accuracy ±0.02 pH; ±0.1 pH pH Calibration automatic, at one or two points with two sets of standard buffers (pH 4.01 / 7.01 / 10.01 or pH 4.01 / 6.86 / 9.18) pH Temperature Compensation automatic ‐5.0 to 105.0 °C/23.0 to 221.0 °F pH CAL Check (electrode diagnostics) probe condition indicator mV Range ±825 mV (pH‐mV) mV Resolution 1 mV (pH‐mV) mV Accuracy ±1 mV (pH‐mV) Temperature Range -5.0 to 105.0°C / 23.0 to 221.0°F Temperature Resolution 0.1°C / 0.1°F Temperature Accuracy ±0.5°C (up to 60°C); ±1.0°C (outside) / ±1°F (up to 140°F); ±2.0°F (outside) pH Electrode FC2323 pre-amplified pH probe with internal temperature sensor, quick connect DIN connector and 1 m (3.3’ cable) Automatic Shut-Off user selectable Battery Type/Life 1.5V (3) AAA / approximately 1400 hours of continuous use IP Protection IP67 Environment 0 to 50°C (32 to 122°F); RH max 100% Dimensions 154 x 63 x 30 mm (6.1 x 2.5 x 1.2”) Weight 196 g (6.91 oz.) Ordering Information HI99163 is supplied with FC2323 pH/ temperature probe with FC099 stainless steel blade tip, HI70004 pH 4.01 buffer solution sachet (20 mL), HI70007 pH 7.01 buffer solution sachet (20 mL), HI700630 electrode acid cleaning solution sachets for meat, grease and fats (2 x 20 mL), batteries, 100 ml beaker (1), calibration certificates for meter and probe, instructions, and rugged thermoformed carrying case. | <div aria-labelledby="tab-title-description" class="woocommerce-Tabs-panel woocommerce-Tabs-panel--description panel entry-content active" id="tab-description" role="tabpanel"> <p>The HI99163 is a portable Foodcare pH/temperature meter specially designed for the meat processing industry. Automatic calibration is performed at one or two points with two sets of buffers. All calibration and measurement readings are automatically compensated for temperature variations.</p> <p>The HI99163 uses the PVDF body FC2323 amplified pH electrode that offers numerous features to improve pH testing for meat processors. The probe comes with the FC099 removable stainless steel blade to help users perform non-intrusive measurements of meat products, inside and out. The free diffusion junction helps to avoid a clogged reference and the external body material is non-toxic and food compatible.</p> <ul> <li>Automatic Temperature Compensation</li> <li>Automatic Two-Point Calibration</li> <li>Waterproof</li> </ul> <p>The FC2323 is an amplified pH electrode with a built-in temperature sensor. This probe is designed with low temperature (LT) glass, a conical tip shape, and is housed in a food grade PVDF body with a removable, piercing stainless steel blade. This electrode also features a unique open junction design in which there a viscolene (hard gel) electrolyte layer that is free of silver chloride (AgCl) between the sample to be measured and the internal reference cell. The open junction design resists clogging and the probe’s conical tip makes it ideal for pH measurements in meat and semi-solid food samples.</p> <h3 style="font-weight: 800;">Conical Glass Tip</h3> <p>The conical shaped tip design allows for penetration into solids, semi-solids, and emulsions for the direct measurement of pH in food products including meat, cheese, yogurt, and milk.</p> <h3 style="font-weight: 800;">Open Junction Reference</h3> <p>The open junction design consists of a solid gel interface (viscolene) between the sample and internal Ag/AgCl reference. This interface not only prevents silver from entering the sample, but also makes it impermeable to clogging, resulting in a fast response and stable reading.</p> <h3 style="font-weight: 800;">PVDF Body</h3> <p>Polyvinylidene fluoride (PVDF) is a food grade plastic that is resistant to most chemicals and solvents, including sodium hypochlorite. It has high abrasion resistance, mechanical strength and resistance to ultraviolet and nuclear radiation. PVDF is also resistant to fungal growth.</p> <h3 style="font-weight: 800;">Features</h3> <ul> <li>Automatic Temperature Compensation</li> <li>One or two-point automatic calibration</li> <li>BEPS – Alerts the user of low battery power that could adversely affect readings</li> <li>Compact, heavy-duty, and waterproof</li> <li>Battery % displayed on start-up</li> <li>HELP feature, displays tutorial messages on LCD</li> </ul> <h3 style="font-weight: 800;">Manual : <a href="https://hanna-worldwide.com/mwdownloads/download/link/id/366">Download</a></h3> <h3 style="font-weight: 800;">Specification</h3> <table> <tbody> <tr> <td width="170">SKU</td> <td width="431">HI99163</td> </tr> <tr> <td width="170">Product Name</td> <td width="431">Portable Meat pH Meter – HI99163</td> </tr> <tr> <td width="170">Quote Required</td> <td width="431">Yes</td> </tr> <tr> <td width="170">pH Range</td> <td width="431">-2.00 to 16.00 pH; -2.0 to 16.0 pH</td> </tr> <tr> <td width="170">pH Resolution</td> <td width="431">0.01 pH; 0.1 pH</td> </tr> <tr> <td width="170">pH Accuracy</td> <td width="431">±0.02 pH; ±0.1 pH</td> </tr> <tr> <td width="170">pH Calibration</td> <td width="431">automatic, at one or two points with two sets of standard buffers (pH 4.01 / 7.01 / 10.01 or pH 4.01 / 6.86 / 9.18)</td> </tr> <tr> <td width="170">pH Temperature Compensation</td> <td width="431">automatic ‐5.0 to 105.0 °C/23.0 to 221.0 °F</td> </tr> <tr> <td width="170">pH CAL Check (electrode diagnostics)</td> <td width="431">probe condition indicator</td> </tr> <tr> <td width="170">mV Range</td> <td width="431">±825 mV (pH‐mV)</td> </tr> <tr> <td width="170">mV Resolution</td> <td width="431">1 mV (pH‐mV)</td> </tr> <tr> <td width="170">mV Accuracy</td> <td width="431">±1 mV (pH‐mV)</td> </tr> <tr> <td width="170">Temperature Range</td> <td width="431">-5.0 to 105.0°C / 23.0 to 221.0°F</td> </tr> <tr> <td width="170">Temperature Resolution</td> <td width="431">0.1°C / 0.1°F</td> </tr> <tr> <td width="170">Temperature Accuracy</td> <td width="431">±0.5°C (up to 60°C); ±1.0°C (outside) / ±1°F (up to 140°F); ±2.0°F (outside)</td> </tr> <tr> <td width="170">pH Electrode</td> <td width="431">FC2323 pre-amplified pH probe with internal temperature sensor, quick connect DIN connector and 1 m (3.3’ cable)</td> </tr> <tr> <td width="170">Automatic Shut-Off</td> <td width="431">user selectable</td> </tr> <tr> <td width="170">Battery Type/Life</td> <td width="431">1.5V (3) AAA / approximately 1400 hours of continuous use</td> </tr> <tr> <td width="170">IP Protection</td> <td width="431">IP67</td> </tr> <tr> <td width="170">Environment</td> <td width="431">0 to 50°C (32 to 122°F); RH max 100%</td> </tr> <tr> <td width="170">Dimensions</td> <td width="431">154 x 63 x 30 mm (6.1 x 2.5 x 1.2”)</td> </tr> <tr> <td width="170">Weight</td> <td width="431">196 g (6.91 oz.)</td> </tr> <tr> <td width="170">Ordering Information</td> <td width="431">HI99163 is supplied with FC2323 pH/ temperature probe with FC099 stainless steel blade tip, HI70004 pH 4.01 buffer solution sachet (20 mL), HI70007 pH 7.01 buffer solution sachet (20 mL), HI700630 electrode acid cleaning solution sachets for meat, grease and fats (2 x 20 mL), batteries, 100 ml beaker (1), calibration certificates for meter and probe, instructions, and rugged thermoformed carrying case.</td> </tr> </tbody> </table> <p> </p> </div> | The HI99163 is a portable Foodcare pH/temperature meter specially designed for the meat processing industry. Automatic calibration is performed at one or two points with two sets of buffers. All calibration and measurement readings are automatically compensated for temperature variations. | <div class="product-short-description"> <p>The HI99163 is a portable Foodcare pH/temperature meter specially designed for the meat processing industry. Automatic calibration is performed at one or two points with two sets of buffers. All calibration and measurement readings are automatically compensated for temperature variations.</p> </div> | https://www.hannathailand.com/wp-content/uploads/2022/09/HI99163-1.jpg | Calibration Standard HI 755 Checker HC ® , เครื่องวัดปริมาณโครเมี่ยม ช่วงสูง รุ่น HI723 , เครื่องวัดปริมาณฟลูออไรด์ ช่วงต่ำ รุ่น HI729 , เครื่องวัดปริมาณแอมโมเนีย ในน้ำ รุ่น HI715 , Calibration Standard HI 771 Checker HC ® , Reagents for HI 708 Checker HC ®, 25 Tests , เครื่องวัดปริมาณคลอรีนรวม ช่วงต่ำมาก รุ่น HI761 , เครื่องวัดปริมาณคลอรีนอิสระ รุ่น HI701 | <a class="woocommerce-LoopProduct-link woocommerce-loop-product__link" href="https://www.hannathailand.com/product/calibration-standard-hi-755-checker-hc/">Calibration Standard HI 755 Checker HC ®</a> , <a class="woocommerce-LoopProduct-link woocommerce-loop-product__link" href="https://www.hannathailand.com/product/hi723-checker-hc-chromium-vi-hr/">เครื่องวัดปริมาณโครเมี่ยม ช่วงสูง รุ่น HI723</a> , <a class="woocommerce-LoopProduct-link woocommerce-loop-product__link" href="https://www.hannathailand.com/product/hi729-checker-hc-fluoride-lr/">เครื่องวัดปริมาณฟลูออไรด์ ช่วงต่ำ รุ่น HI729</a> , <a class="woocommerce-LoopProduct-link woocommerce-loop-product__link" href="https://www.hannathailand.com/product/hi715-checker-hc-ammonia-mr/">เครื่องวัดปริมาณแอมโมเนีย ในน้ำ รุ่น HI715</a> , <a class="woocommerce-LoopProduct-link woocommerce-loop-product__link" href="https://www.hannathailand.com/product/calibration-standard-hi-771-checker-hc/">Calibration Standard HI 771 Checker HC ®</a> , <a class="woocommerce-LoopProduct-link woocommerce-loop-product__link" href="https://www.hannathailand.com/product/reagents-for-hi-708-checker-hc-25-tests/">Reagents for HI 708 Checker HC ®, 25 Tests</a> , <a class="woocommerce-LoopProduct-link woocommerce-loop-product__link" href="https://www.hannathailand.com/product/checker-hc-total-chlorine-ulr-hi761/">เครื่องวัดปริมาณคลอรีนรวม ช่วงต่ำมาก รุ่น HI761</a> , <a class="woocommerce-LoopProduct-link woocommerce-loop-product__link" href="https://www.hannathailand.com/product/hi701-checker-hc-free-chlorine/">เครื่องวัดปริมาณคลอรีนอิสระ รุ่น HI701</a> | https://www.hannathailand.com/wp-content/uploads/2022/09/HI99163-1-600x600.jpg , https://www.hannathailand.com/wp-content/uploads/2022/09/HI99163-600x600.jpg , https://www.hannathailand.com/wp-content/uploads/2022/09/HI99163-2-600x600.jpg , https://www.hannathailand.com/wp-content/uploads/2022/09/HI99163-3-600x600.jpg , https://www.hannathailand.com/wp-content/uploads/2022/06/kalibrierstandardfurhi7082396_1151cb26893c09e-600x600.jpg , https://www.hannathailand.com/wp-content/uploads/2022/06/miniphotometerfurchromvihoch839_11-600x600.jpg , https://www.hannathailand.com/wp-content/uploads/2022/06/miniphotometerfurfluoridniedrig844_11-600x600.jpg , https://www.hannathailand.com/wp-content/uploads/2022/06/miniphotometerfurammoniakmittel2416_11-600x600.jpg , https://www.hannathailand.com/wp-content/uploads/2022/06/kalibrierstandardfurhi7012393_1151cb278d5771b-600x600.jpg , https://www.hannathailand.com/wp-content/uploads/2022/06/reagenzienfurhi70525tests711_1151cbf336d55e3-600x600.jpg , https://www.hannathailand.com/wp-content/uploads/2022/06/miniphotometerfurchlorgesamtultraniedrig2423_11-600x600.jpg , https://www.hannathailand.com/wp-content/uploads/2021/11/hi701-500x500.jpg
9 | เครื่องวัดค่ากรด-ด่าง/คลอรีน/อุณหภูมิ แบบต่อเนื่อง รุ่น PCA320 | วัดคลอรีนอิสระ/คลอรีนรวม , สินค้าทั้งหมด , เครื่องควบคุมแบบต่อเนื่อง , แบบติดตั้ง | https://www.hannathailand.com/product-category/pneumatics-control/chlorine/chlorine-installation/ | https://www.hannathailand.com/product/pca-320-online-ph-chlorine-c-analyzer-controller/ | PCA320-2 | 117,700.00 |  | <div aria-labelledby="tab-title-additional_information" class="woocommerce-Tabs-panel woocommerce-Tabs-panel--additional_information panel entry-content" id="tab-additional_information" role="tabpanel"> </div> | PCA320 ใช้วิธีการวัดสี DPD เพื่อกำหนดความเข้มข้นของคลอรีนอิสระหรือทั้งหมด การสอบเทียบเซลล์โฟโตเมตริกหนึ่งจุด รองรับการสอบเทียบ pH สูงสุดสองจุดและรองรับการสอบเทียบอิเล็กโทรด pH ในบรรทัด ควบคุมรอบเวลาปรับได้ระหว่าง 3 ถึง 90 นาที การควบคุมความเข้มข้นของคลอรีนตามสัดส่วน การควบคุมการตรวจสอบค่า pH ตามสัดส่วน การวัดค่าอยู่นอกขอบเขตและการแจ้งเตือนระบบวินิจฉัยตัวเอง การควบคุมพารามิเตอร์ผ่านเอาต์พุตอะนาล็อกหรือรีเลย์เฉพาะ พื้นที่บันทึกได้ถึง 3,500 การวัดและสถานะการแจ้งเตือน การสนับสนุนหลายภาษา การเชื่อมต่อ RS485 หัววัดค่า pH ขายแยกกัน Implements the DPD colorimetric method to determine free or total chlorine concentration One point calibration of photometric cell Up to two point pH calibration and in-line pH electrode calibration support Control time cycles adjustable between 3 to 90 minutes Proportional control of chlorine concentration Proportional control of pH monitoring Out of range measurement and self-diagnostic system alarms Parameter control through analog output or dedicated relays Logging space of up to of 3500 measurements and alarm status Multi-language support RS485 connectivity pH probe sold seperarelty Models The HANNA PCA 300 series models are chlorine, bromine or iodine and pH, ORP and temperature process analyzers which continuously monitor a sample stream and control the dosing to adjust the chlorine, bromine or iodine content and pH. From drinking and wastewater treatment to the pool and spa sanitation, the monitoring of chlorine, bromine or iodine levels has an important bearing on public health as well as ROI and efficiency for heating system and industrial applications. The PCA 3X0 series monitors the free chlorine or total chlorine in the 0 to 5.0 mg/L range; In the DPD Colorimetric method, N, N-Diethyl-p-phenylene-Diamine indicator and a buffer are mixed with the sample. Free available chlorine oxidizes the DPD indicator reagent at a pH between 6.3 and 6.6 to form a magenta colored compound. The intensity of the resulting color is proportional to the concentration of chlorine in the sample. The purpose of the buffer solution is to maintain the proper pH. In total chlorine measurement (free available chlorine plus combined chloramines), potassium iodide is added. The chloramines in the sample cause the iodide ions to become iodine which reacts with free chlorine to oxidize the DPD indicator. A pH of 5.1 is required for this reaction. Thus total chlorine measurements require a different buffer solution containing potassium iodide. Once the chemical reaction is completed, the optical signal at 555 nm is compared to the signal measured through the sample before the reagents were added. From these measurements chlorine concentration is calculated and shown on the display. Indicator and buffer reagent bottles are placed directly into the instrument case. With a sampling period of 5 minutes, reagents need only to be replenished about once a month. HANNA has designed our new analyzers PCA 32X and PCA 33X with pH control and temperature and pH control, ORP monitoring and temperature respectively. PCA 32X and PCA 33X use the HI 1005 pH probe to continuously measure the pH of the sample stream in the range of 0 to 14 pH. The sample temperature is measured in the 5 to 75°C range. pH and temperature are displayed on the front panel, and the pH value is temperature compensated. PCA 33X uses the HI 2008 platinum ORP electrode to continuously measure the sample ORP value. The pH/temperature combined sensor and the ORP sensor are placed inside the case, directly in the sample stream. Measurement and Control Cycle The PCA has a control time cycle that can be set by the user according with the dimensions of the controlled system. The control process, dosing commands and alarms can be performed according to this time cycle. The range of cycle timing is from 3 to 90 minutes. Chlorine Control Four chlorine level set points can be adjusted by the operator: a proportional dosing set point, two alarm set points and a minimum level for dosing. The proportional dosing factor (1/Δ) is user selectable with a delta between 0.1 and 2 pH. Chlorine/ bromine/iodine dosing system controls a SPST relay. Each alarm can be enabled or disabled. pH Control Three pH level set points can be adjusted by the operator: a control set point and two alarm set points. The pH control mode is user selectable; on/off or proportional dosing. The proportional dosing factor (1/Δ) is user selectable with a delta between 0.1 and 2 pH. The on/off dosing hysteresis is user selectable between 0.05 and 2.00 pH. The pH dosing system controls a SPST relay. Each pH, ORP and temperature alarm can be enabled or disabled, and two alarm levels can be set by the user also for temperature and ORP. Alarm condition controls a SPDT relay. The system error feature activates a relay to signal the need for operator intervention. System error condition controls a SPST relay. Analog Output Two current outputs of 4-20 mA or 0-20 mA are available to drive external devices such as chart recorders. The analyzer can drive two dosing pumps through the 4-20 mA outputs for chloride and acid/alkali dosing. The analog output is fully programmable and can be proportional with chlorine concentration, pH, ORP or temperature value. The limits of the analog output is selectable for each parameter. Logging The analyzers can store up to 3500 readings (at least 7 days at 3 minutes sampling interval), that can be available for consulting or downloading. Logged records contain the time stamp, full information about the parameter values and the alarm status at the time. Alarm and Warning System Through the system, users have the ability to enable or disable the low and high level of alarms for all parameters. The system also offers overdosing protection that generates an alarm if something within the system is not working properly. The system will stop processes until the error is corrected by the user. Time is displayed on the main panel and time related reminders are available for “old calibration”, “reagent expired”, and “SIM expired”. All these warnings are generated based on user settings. Mounting These controllers are offered in an easy to access, wall mounted casing that offers outstanding chemical, mechanical and temperature resistance. Order Information: Each PCA 300 series model is supplied with reagent bottles (2), reagent caps (2), 1 DPD compound powder, tubing and instructions. (Probes are sold Separately) PCA 320-2 Free & total chlorine analyzer/control, pH control, temperature (230V) Product Manuals Manual: Download Spezifikationen : Range Free & Total Cl2 0.00 to 5.00 mg/L (ppm) pH 0.00 to 14.00 pH Temperature 5.0 to 75.0 °C (41 to 167 °F) Resolution Free & Total Cl2 0.01 mg/L (ppm) pH 0.01 pH Temperature 0.1 °C Accuracy Free & Total Cl2 ±8% or ±0.05 mg/L whichever is greater pH ±0.05 pH Temperature ±0.5°C Min. Detectable Level Free & Total Cl2 0.05 mg/L (ppm) Input Impedance 1012 Ohm Calibration Free & Total Cl2 one point pH one or two point or in line calibration Sampling Rate Free & Total Cl2 adjustable from 3 to 90 minutes pH adjustable from 3 to 120 seconds Dosage Free & Total Cl2 proportional pH ON/OFF or proportional, relay or 4-20mA output Delta Free & Total Cl2 selectable from 0.1 to 5 mg/L (ppm) pH selectable from 0.1 to 2 pH (hysteresis adjustable from 0.05 to 2 pH) Recorder Output 4-20mA, 0-20mA PC Connectivity RS485 port, galvanically isolated Baud Rate 1200, 2400, 4800, 9600 bps Data Logging up to 3500 data points Alarm Relay SPDT contact with 5A, 230V resistive load Dosing Relay SPDT contact with 5A, 230V resistive load System Error SPDT contact with 5A, 230V resistive load Inlet Pressure 0.07 to 4 bar with no external pressure regulator (for pressure exceeding four bar an external pressure regulator is required) Sample Flow 100 to 300 mL/min Sample Temperature 5 to 40°C (41 to 104°F) Sample Inlet/ Outlet Connection 12mm (1/2″) male NPT fitting Drain Connection 10mm (3/8″) barb Power Supply 115 VAC ±10% or 230 VAC ±10%; 50/60 Hz; 20 VA Enclosure NEMA-4X standard, molded fiberglass polyester with transparent Lexan window Dimensions/Weight 318 x 267 x 159 mm (12.5 x 10.5 x 6.25’’) / 5 kg (11 lb.) without reagents | <div aria-labelledby="tab-title-description" class="woocommerce-Tabs-panel woocommerce-Tabs-panel--description panel entry-content active" id="tab-description" role="tabpanel"> <p>PCA320 ใช้วิธีการวัดสี DPD เพื่อกำหนดความเข้มข้นของคลอรีนอิสระหรือทั้งหมด</p> <ul> <li>การสอบเทียบเซลล์โฟโตเมตริกหนึ่งจุด</li> <li>รองรับการสอบเทียบ pH สูงสุดสองจุดและรองรับการสอบเทียบอิเล็กโทรด pH ในบรรทัด</li> <li>ควบคุมรอบเวลาปรับได้ระหว่าง 3 ถึง 90 นาที</li> <li>การควบคุมความเข้มข้นของคลอรีนตามสัดส่วน</li> <li>การควบคุมการตรวจสอบค่า pH ตามสัดส่วน</li> <li>การวัดค่าอยู่นอกขอบเขตและการแจ้งเตือนระบบวินิจฉัยตัวเอง</li> <li>การควบคุมพารามิเตอร์ผ่านเอาต์พุตอะนาล็อกหรือรีเลย์เฉพาะ</li> <li>พื้นที่บันทึกได้ถึง 3,500 การวัดและสถานะการแจ้งเตือน</li> <li>การสนับสนุนหลายภาษา</li> <li>การเชื่อมต่อ RS485</li> <li>หัววัดค่า pH ขายแยกกัน</li> </ul> <p>Implements the DPD colorimetric method to determine free or total chlorine concentration</p> <ul> <li>One point calibration of photometric cell</li> <li>Up to two point pH calibration and in-line pH electrode calibration support</li> <li>Control time cycles adjustable between 3 to 90 minutes</li> <li>Proportional control of chlorine concentration</li> <li>Proportional control of pH monitoring</li> <li>Out of range measurement and self-diagnostic system alarms</li> <li>Parameter control through analog output or dedicated relays</li> <li>Logging space of up to of 3500 measurements and alarm status</li> <li>Multi-language support</li> <li>RS485 connectivity</li> <li>pH probe sold seperarelty</li> </ul> <p> </p> <p><big><span style="font-size: x-large;">Models</span></big></p> <p>The HANNA PCA 300 series models are chlorine, bromine or iodine and pH, ORP and temperature process analyzers which continuously monitor a sample stream and control the dosing to adjust the chlorine, bromine or iodine content and pH.</p> <p>From drinking and wastewater treatment to the pool and spa sanitation, the monitoring of chlorine, bromine or iodine levels has an important bearing on public health as well as ROI and efficiency for heating system and industrial applications.</p> <p>The PCA 3X0 series monitors the free chlorine or total chlorine in the 0 to 5.0 mg/L range;</p> <p>In the DPD Colorimetric method, N, N-Diethyl-p-phenylene-Diamine indicator and a buffer are mixed with the sample. Free available chlorine oxidizes the DPD indicator reagent at a pH between 6.3 and 6.6 to form a magenta colored compound. The intensity of the resulting color is proportional to the concentration of chlorine in the sample. The purpose of the buffer solution is to maintain the proper pH.</p> <p>In total chlorine measurement (free available chlorine plus combined chloramines), potassium iodide is added. The chloramines in the sample cause the iodide ions to become iodine which reacts with free chlorine to oxidize the DPD indicator. A pH of 5.1 is required for this reaction. Thus total chlorine measurements require a different buffer solution containing potassium iodide. Once the chemical reaction is completed, the optical signal at 555 nm is compared to the signal measured through the sample before the reagents were added. From these measurements chlorine concentration is calculated and shown on the display.</p> <p>Indicator and buffer reagent bottles are placed directly into the instrument case. With a sampling period of 5 minutes, reagents need only to be replenished about once a month.<br/> HANNA has designed our new analyzers PCA 32X and PCA 33X with pH control and temperature and pH control, ORP monitoring and temperature respectively.</p> <p>PCA 32X and PCA 33X use the HI 1005 pH probe to continuously measure the pH of the sample stream in the range of 0 to 14 pH. The sample temperature is measured in the 5 to 75°C range. pH and temperature are displayed on the front panel, and the pH value is temperature compensated.</p> <p>PCA 33X uses the HI 2008 platinum ORP electrode to continuously measure the sample ORP value. The pH/temperature combined sensor and the ORP sensor are placed inside the case, directly in the sample stream.</p> <p><big><span style="font-size: x-large;">Measurement and Control Cycle</span></big></p> <p>The PCA has a control time cycle that can be set by the user according with the dimensions of the controlled system. The control process, dosing commands and alarms can be performed according to this time cycle. The range of cycle timing is from 3 to 90 minutes.</p> <p><big><span style="font-size: x-large;">Chlorine Control</span></big></p> <p>Four chlorine level set points can be adjusted by the operator: a proportional dosing set point, two alarm set points and a minimum level for dosing. The proportional dosing factor (1/Δ) is user selectable with a delta between 0.1 and 2 pH. Chlorine/ bromine/iodine dosing system controls a SPST relay. Each alarm can be enabled or disabled.</p> <p><big><span style="font-size: x-large;">pH Control</span></big></p> <p>Three pH level set points can be adjusted by the operator: a control set point and two alarm set points. The pH control mode is user selectable; on/off or proportional dosing. The proportional dosing factor (1/Δ) is user selectable with a delta between 0.1 and 2 pH. The on/off dosing hysteresis is user selectable between 0.05 and 2.00 pH. The pH dosing system controls a SPST relay.</p> <p>Each pH, ORP and temperature alarm can be enabled or disabled, and two alarm levels can be set by the user also for temperature and ORP. Alarm condition controls a SPDT relay. The system error feature activates a relay to signal the need for operator intervention. System error condition controls a SPST relay.</p> <p><big><span style="font-size: x-large;">Analog Output</span></big></p> <p>Two current outputs of 4-20 mA or 0-20 mA are available to drive external devices such as chart recorders. The analyzer can drive two dosing pumps through the 4-20 mA outputs for chloride and acid/alkali dosing. The analog output is fully programmable and can be proportional with chlorine concentration, pH, ORP or temperature value. The limits of the analog output is selectable for each parameter.</p> <p><big><span style="font-size: x-large;">Logging</span></big></p> <p>The analyzers can store up to 3500 readings (at least 7 days at 3 minutes sampling interval), that can be available for consulting or downloading. Logged records contain the time stamp, full information about the parameter values and the alarm status at the time.</p> <p><big><span style="font-size: x-large;">Alarm and Warning System</span></big></p> <p>Through the system, users have the ability to enable or disable the low and high level of alarms for all parameters. The system also offers overdosing protection that generates an alarm if something within the system is not working properly. The system will stop processes until the error is corrected by the user. Time is displayed on the main panel and time related reminders are available for “old calibration”, “reagent expired”, and “SIM expired”. All these warnings are generated based on user settings.</p> <p><big><span style="font-size: x-large;">Mounting</span></big></p> <p>These controllers are offered in an easy to access, wall mounted casing that offers outstanding chemical, mechanical and temperature resistance.</p> <p> </p> <p> </p> <p> </p> <p><strong>Order Information:</strong><br/> Each PCA 300 series model is supplied with reagent bottles (2), reagent caps (2), 1 DPD compound powder, tubing and instructions. (Probes are sold Separately)</p> <p>PCA 320-2 Free &amp; total chlorine analyzer/control, pH control, temperature (230V)</p> <div><strong>Product Manuals</strong></div> <p><img align="absmiddle" alt="" border="0" decoding="async" height="22" loading="lazy" src="http://www.hannainst.com/usa/images/icon-pdf.gif" width="20"/> Manual: <a href="http://www.hannainst.com/manuals/manPCA_310_320_330.pdf" rel="noopener" target="_blank" title="Download Product Manual">Download</a></p> <p><strong>Spezifikationen :</strong></p> <table class="spec_table mceItemTable"> <tbody> <tr> <td><strong>Range</strong></td> <td><strong><small><span style="font-size: small;">Free &amp; Total Cl<sub>2</sub></span></small></strong></td> <td><small><span style="font-size: small;">0.00 to 5.00 mg/L (ppm)</span></small></td> </tr> <tr> <td></td> <td><strong><small><span style="font-size: small;">pH</span></small></strong></td> <td><small><span style="font-size: small;">0.00 to 14.00 pH</span></small></td> </tr> <tr> <td></td> <td><strong><small><span style="font-size: small;">Temperature</span></small></strong></td> <td><small><span style="font-size: small;">5.0 to 75.0 °C (41 to 167 °F)</span></small></td> </tr> <tr> <td><strong>Resolution</strong></td> <td><strong><small><span style="font-size: small;">Free &amp; Total Cl<sub>2</sub></span></small></strong></td> <td><small><span style="font-size: small;">0.01 mg/L (ppm)</span></small></td> </tr> <tr> <td></td> <td><strong><small><span style="font-size: small;">pH</span></small></strong></td> <td><small><span style="font-size: small;">0.01 pH</span></small></td> </tr> <tr> <td></td> <td><strong><small><span style="font-size: small;">Temperature</span></small></strong></td> <td><small><span style="font-size: small;">0.1 °C</span></small></td> </tr> <tr> <td><strong>Accuracy</strong></td> <td><strong><small><span style="font-size: small;">Free &amp; Total Cl<sub>2</sub></span></small></strong></td> <td><small><span style="font-size: small;">±8% or ±0.05 mg/L whichever is greater</span></small></td> </tr> <tr> <td></td> <td><strong><small><span style="font-size: small;">pH</span></small></strong></td> <td><small><span style="font-size: small;">±0.05 pH</span></small></td> </tr> <tr> <td></td> <td><strong><small><span style="font-size: small;">Temperature</span></small></strong></td> <td><small><span style="font-size: small;">±0.5°C</span></small></td> </tr> <tr> <td><strong>Min. Detectable<br/> Level</strong></td> <td><strong><small><span style="font-size: small;">Free &amp; Total Cl<sub>2</sub></span></small></strong></td> <td><small><span style="font-size: small;">0.05 mg/L (ppm)</span></small></td> </tr> <tr> <td><strong>Input Impedance</strong></td> <td></td> <td><small><span style="font-size: small;">10<sup>12</sup> Ohm</span></small></td> </tr> <tr> <td><strong>Calibration</strong></td> <td><strong><small><span style="font-size: small;">Free &amp; Total Cl<sub>2</sub></span></small></strong></td> <td><small><span style="font-size: small;">one point</span></small></td> </tr> <tr> <td></td> <td><strong><small><span style="font-size: small;">pH</span></small></strong></td> <td><small><span style="font-size: small;">one or two point or in line calibration</span></small></td> </tr> <tr> <td><strong>Sampling Rate</strong></td> <td><strong><small><span style="font-size: small;">Free &amp; Total Cl<sub>2</sub></span></small></strong></td> <td><small><span style="font-size: small;">adjustable from 3 to 90 minutes</span></small></td> </tr> <tr> <td></td> <td><strong><small><span style="font-size: small;">pH</span></small></strong></td> <td><small><span style="font-size: small;">adjustable from 3 to 120 seconds</span></small></td> </tr> <tr> <td><strong>Dosage</strong></td> <td><strong><small><span style="font-size: small;">Free &amp; Total Cl<sub>2</sub></span></small></strong></td> <td><small><span style="font-size: small;">proportional</span></small></td> </tr> <tr> <td></td> <td><strong><small><span style="font-size: small;">pH</span></small></strong></td> <td><small><span style="font-size: small;">ON/OFF or proportional, relay or 4-20mA output</span></small></td> </tr> <tr> <td><strong>Delta</strong></td> <td><strong><small><span style="font-size: small;">Free &amp; Total Cl<sub>2</sub></span></small></strong></td> <td><small><span style="font-size: small;">selectable from 0.1 to 5 mg/L (ppm)</span></small></td> </tr> <tr> <td></td> <td><strong><small><span style="font-size: small;">pH</span></small></strong></td> <td><small><span style="font-size: small;">selectable from 0.1 to 2 pH (hysteresis adjustable from 0.05 to 2 pH)</span></small></td> </tr> <tr> <td><strong>Recorder Output</strong></td> <td></td> <td><small><span style="font-size: small;">4-20mA, 0-20mA</span></small></td> </tr> <tr> <td><strong>PC Connectivity</strong></td> <td></td> <td><small><span style="font-size: small;">RS485 port, galvanically isolated</span></small></td> </tr> <tr> <td><strong>Baud Rate</strong></td> <td></td> <td><small><span style="font-size: small;">1200, 2400, 4800, 9600 bps</span></small></td> </tr> <tr> <td><strong>Data Logging</strong></td> <td></td> <td><small><span style="font-size: small;">up to 3500 data points</span></small></td> </tr> <tr> <td><strong>Alarm Relay</strong></td> <td></td> <td><small><span style="font-size: small;">SPDT contact with 5A, 230V resistive load</span></small></td> </tr> <tr> <td><strong>Dosing Relay</strong></td> <td></td> <td><small><span style="font-size: small;">SPDT contact with 5A, 230V resistive load</span></small></td> </tr> <tr> <td><strong>System Error</strong></td> <td></td> <td><small><span style="font-size: small;">SPDT contact with 5A, 230V resistive load</span></small></td> </tr> <tr> <td><strong>Inlet Pressure</strong></td> <td></td> <td><small><span style="font-size: small;">0.07 to 4 bar with no external pressure regulator (for pressure exceeding four bar an external pressure regulator is required)</span></small></td> </tr> <tr> <td><strong>Sample Flow</strong></td> <td></td> <td><small><span style="font-size: small;">100 to 300 mL/min</span></small></td> </tr> <tr> <td><strong>Sample Temperature</strong></td> <td></td> <td><small><span style="font-size: small;">5 to 40°C (41 to 104°F)</span></small></td> </tr> <tr> <td><strong>Sample Inlet/<br/> Outlet Connection</strong></td> <td></td> <td><small><span style="font-size: small;">12mm (1/2″) male NPT fitting</span></small></td> </tr> <tr> <td><strong>Drain Connection</strong></td> <td></td> <td><small><span style="font-size: small;">10mm (3/8″) barb</span></small></td> </tr> <tr> <td><strong>Power Supply</strong></td> <td></td> <td><small><span style="font-size: small;">115 VAC ±10% or 230 VAC ±10%; 50/60 Hz; 20 VA</span></small></td> </tr> <tr> <td><strong>Enclosure</strong></td> <td></td> <td><small><span style="font-size: small;">NEMA-4X standard, molded fiberglass polyester with transparent Lexan window</span></small></td> </tr> <tr> <td><strong>Dimensions/Weight</strong></td> <td></td> <td><small><span style="font-size: small;">318 x 267 x 159 mm (12.5 x 10.5 x 6.25’’) / 5 kg (11 lb.) without reagents</span></small></td> </tr> </tbody> </table> <p> </p> </div> | PCA 320-2 is a microprocessor-controlled analyzer with pressure regulator for controlling the duration of Free and Total Chlorine by the DPD method, pH and temperature – and with high reliability and low maintenance. Highlights: a user-friendly interface, versatile features and programming options, an alarm relay and analog outputs, a storage capacity of up to 3,500 data as well as a RS485 port for data transfer to the PC. | <div class="product-short-description"> <p>PCA 320-2 is a microprocessor-controlled analyzer with pressure regulator for controlling the duration of Free and Total Chlorine by the DPD method, pH and temperature – and with high reliability and low maintenance. Highlights: a user-friendly interface, versatile features and programming options, an alarm relay and analog outputs, a storage capacity of up to 3,500 data as well as a RS485 port for data transfer to the PC.</p> </div> | https://www.hannathailand.com/wp-content/uploads/2022/06/hanpca320220zm1.jpg | น้ำยามาตรฐานสอบเทียบ ค่ามาตรฐานความเค็ม , เครื่องวัดปริมาณแอมโมเนีย ในน้ำ รุ่น HI715 , เครื่องวัดปริมาณนิกเกิล ช่วงสูง รุ่น HI726 , เซ็นเซอร์วัดออกซิเจนในน้ำสำหรับ HI9829 มัลติพารามิเตอร์ , เครื่องวัดปริมาณซิลิกา ช่วงต่ำ ในตัวอย่างน้ำ รุ่น HI705 , เครื่องวัดปริมาณไนไตรท์ ช่วงต่ำ รุ่น HI707 , น้ำยามาตรฐานสอบเทียบ , เครื่องวัดค่าเหล็ก รุ่น HI721 | <a class="woocommerce-LoopProduct-link woocommerce-loop-product__link" href="https://www.hannathailand.com/product/hi7083l/">น้ำยามาตรฐานสอบเทียบ ค่ามาตรฐานความเค็ม</a> , <a class="woocommerce-LoopProduct-link woocommerce-loop-product__link" href="https://www.hannathailand.com/product/hi715-checker-hc-ammonia-mr/">เครื่องวัดปริมาณแอมโมเนีย ในน้ำ รุ่น HI715</a> , <a class="woocommerce-LoopProduct-link woocommerce-loop-product__link" href="https://www.hannathailand.com/product/hi726-checker-hc-nickel-hr/">เครื่องวัดปริมาณนิกเกิล ช่วงสูง รุ่น HI726</a> , <a class="woocommerce-LoopProduct-link woocommerce-loop-product__link" href="https://www.hannathailand.com/product/hi7609829-2/">เซ็นเซอร์วัดออกซิเจนในน้ำสำหรับ HI9829 มัลติพารามิเตอร์</a> , <a class="woocommerce-LoopProduct-link woocommerce-loop-product__link" href="https://www.hannathailand.com/product/hi705-checker-hc-silica-lr/">เครื่องวัดปริมาณซิลิกา ช่วงต่ำ ในตัวอย่างน้ำ รุ่น HI705</a> , <a class="woocommerce-LoopProduct-link woocommerce-loop-product__link" href="https://www.hannathailand.com/product/hi707-checker-hc-nitrite-lr/">เครื่องวัดปริมาณไนไตรท์ ช่วงต่ำ รุ่น HI707</a> , <a class="woocommerce-LoopProduct-link woocommerce-loop-product__link" href="https://www.hannathailand.com/product/hi9828-25/">น้ำยามาตรฐานสอบเทียบ</a> , <a class="woocommerce-LoopProduct-link woocommerce-loop-product__link" href="https://www.hannathailand.com/product/hi721-checker-hc-iron/">เครื่องวัดค่าเหล็ก รุ่น HI721</a> | https://www.hannathailand.com/wp-content/uploads/2021/07/10-500x500.jpg , https://www.hannathailand.com/wp-content/uploads/2022/06/miniphotometerfurammoniakmittel2416_11-600x600.jpg , https://www.hannathailand.com/wp-content/uploads/2022/06/miniphotometerfurnickelhoch841_11-600x600.jpg , https://www.hannathailand.com/wp-content/uploads/2021/07/5-500x500.jpg , https://www.hannathailand.com/wp-content/uploads/2022/06/hi705400-600x600.jpg , https://www.hannathailand.com/wp-content/uploads/2022/06/hi707400-600x600.jpg , https://www.hannathailand.com/wp-content/uploads/2021/07/8-500x500.jpg , https://www.hannathailand.com/wp-content/uploads/2022/06/miniphotometerfureisen832_11-600x600.jpg
10 | เครื่องวัดค่ากรด-ด่าง/ปริมาณออกซิเจนในน้ำ รุ่น HI98196 | เครื่องวัดออกซิเจนในน้ำ , แบบภาคสนาม | https://www.hannathailand.com/product-category/dissolved-oxygen-meter/oxygen-fieldwork/ | https://www.hannathailand.com/product/ph-orp-do/ | HI98196 | 35,845.00 | น้ำหนัก 0.4 กก. ขนาด 18.5 × 3.5 × 9.3 เซนติเมตร | <div aria-labelledby="tab-title-additional_information" class="woocommerce-Tabs-panel woocommerce-Tabs-panel--additional_information panel entry-content" id="tab-additional_information" role="tabpanel"> <table class="woocommerce-product-attributes shop_attributes"> <tr class="woocommerce-product-attributes-item woocommerce-product-attributes-item--weight"> <th class="woocommerce-product-attributes-item__label">น้ำหนัก</th> <td class="woocommerce-product-attributes-item__value">0.4 กก.</td> </tr> <tr class="woocommerce-product-attributes-item woocommerce-product-attributes-item--dimensions"> <th class="woocommerce-product-attributes-item__label">ขนาด</th> <td class="woocommerce-product-attributes-item__value">18.5 × 3.5 × 9.3 เซนติเมตร</td> </tr> </table> </div> | เครื่องวัด pH, เครื่องวัด ORP Meter, DO Meter, Temperature และ Atmospheric Pressure จาก Hanna รุ่น HI98196 เป็นเครื่องวัดคุณภาพน้ำ แบบ Multiparameter แบบพกพากันน้ำได้ตามมาตรฐาน IP68 ซึ่งสามารถตรวจสอบพารามิเตอร์คุณภาพน้ำได้ถึง 5 แบบได้แก่ pH ORP DO และ Atmospheric Pressure เป็นต้น มีฟังก์ชั่น GLP Data สายวัดยาว4เมตร (สามารถเลือกรุนที่มีสายวัดยาว 10เมตร และ 20เมตรได้) The HI98196 is a waterproof portable logging multiparameter meter that monitors up to 7 different water quality parameters including 5 measured and 2 calculated. The microprocessor based multi-sensor probe allows for the measurement of key parameters including pH, ORP, dissolved oxygen, and temperature. The probe transmits readings digitally to the meter, where data points can be displayed and logged. The use of digital communication allows for noise free transfer of data for up to 100 meters in cable length. The complete system is simple to setup and easy to use. Features at-a-glance Backlit Graphic LCD Display – The HI98196 features a backlit graphic LCD with on-screen help and the capability to display up to nine parameters simultaneously. The graphic display allows for the use of virtual keys to provide for an intuitive user interface. Waterproof Protection – The meter is enclosed in an IP67 rated waterproof casing and can withstand immersion in water at a depth of 1 m for up to 30 minutes. The probe features an IP68 rating for continuous immersion in water. Quick Connect Digital Probe – The HI7698196 probe features a Quick Connect DIN connector that makes a waterproof connection with the meter. Color Coded, Field Replaceable Sensors – Sensor replacement is quick and easy with field replaceable, screw type connectors that are color coded for easy sensor port identification. Auto-sensor Recognition – The probe and meter automatically recognize the sensors that are connected. Any ports not used on the probe will not have the parameter displayed or be configurable. Automatic temperature compensation – Integrated temperature sensor allows for automatic temperature compensation of pH and conductivity measurements. Automatic Barometric Pressure Compensation – The meter features a built-in barometer with user-selectable units for dissolved oxygen pressure compensation. Standard or Quick Calibration – Quick Calibration provides a speedy, single point calibration for pH and conductivity. Standard pH calibration options are available for calibrating up to three points from a selection of five standard buffers and one custom buffer. Conductivity calibration is a single point from six standard selections or one custom standard. GLP Data – HI98196 includes a GLP feature thatallows users to view calibration data and calibration expiration information at the touch of a key. Calibration data includes date, time, buffers/standards used for calibration, and slope characteristics. Data Logging – The HI98196 allows users to store up to 45,000 continuous or log-on-demand samples with logging intervals from one second to three hours. Intuitive Keypad – The fitted rubber keypad has dedicated keys for power, backlight, up/down arrows, help and alphanumeric characters. The meter also features two virtual soft keys that navigate the user through the configuration of each parameter, meter setup, and logging of data. The interface is intuitive for any user’s level of experience. Dedicated Help Key – Contextual help is always available through a dedicated “HELP” key. Clear tutorial messages and directions are available on-screen to quickly and easily guide users through setup and calibration. The help information displayed is relative to the setting/option being viewed. PC Connectivity – Logged data can be transferred to a Window’s compatible PC with the included HI920015 micro USB cable and HI9298194 software. Long Battery Life – The display of the meter has a battery icon indicator to show the remaining power. The meter uses four 1.5V AA batteries that provide up to 360 hours of battery life. Rugged thermoformed carrying case – The HI98196 meter, probe, and all accessories are supplied in a rugged carrying case designed to provide years of use. The inside compartment of the carrying case is thermoformed to securely hold and protect all of the components. On-screen Features Setup screen Our extensive setup screen features a host of configurable options such as time, date, temperature units and language for help screens and guides. Quick Calibration The quick calibration feature allows for a single point calibration for pH, conductivity, and dissolved oxygen all in few simple steps. Probe Details The HI7698196 is a multiparameter pH/EC/Temperature probe for use with the HI98196 portable meter. It features a quick connect that makes a waterproof connection with the meter. Sensors are automatically recognized by the probe and meter when connected. Any ports not used on the probe will not have the parameter displayed on the meter. Sensor replacement is quick and easy with field replaceable, screw type connectors that are color coded for easy sensor identification. The probe features a multistrand-multiconductor shielded cable with 4m, 10m, 20m, and 40m lengths available. It’s rugged, waterproof design makes it ideal for field use. Manual : Download Specification : SKU HI98196 Product Name Multiparameter pH/ORP/DO/Pressure/Temperature Waterproof Meter – HI98196 Quote Required Yes pH Range 0.00 to 14.00 pH pH Resolution 0.01 pH pH Accuracy ±0.02 pH pH Calibration automatic one, two, or three points with automatic recognition of five standard buffers (pH 4.01, 6.86, 7.01, 9.18, 10.01) or one custom buffer ORP Range ±2000 mV ORP Resolution 0.1 mV ORP Accuracy ±1.0 mV ORP Calibration automatic at one custom point (relative mV) mV Range ±600.0 mV mV Resolution 0.1 mV mV Accuracy ±0.5 mV Dissolved Oxygen Measurement Type galvanic Dissolved Oxygen Range 0.0 to 500.0%; 0.00 to 50.00 ppm (mg/L) Dissolved Oxygen Resolution 0.1%; 0.01 ppm (mg/L) Dissolved Oxygen Accuracy 0.0 to 300.0% saturation Dissolved Oxygen Calibration automatic one or two point at 100% saturation (8.26 mg/L) and 0% saturation (0 mg/L). Dissolved Oxygen Temperature Compensation automatic from 0.0 to 50.0 °C (32.0 to 122.0 °F) Barometric Pressure Compensation automatic from 450 to 850 mmHg Salinity Compensation automatic from 0 to 70 g/L Temperature Range -5.00 to 55.00 °C, 23.00 to 131.00 °F, 268.15 to 328.15 K Temperature Resolution 0.01 K, 0.01 °C, 0.01 °F Temperature Accuracy ±0.15 °C; ±0.27 °F; ±0.15 K Temperature Calibration automatic at one custom point Temperature Compensation automatic from -5 to 55 °C (23 to 131 °F) Logging Memory 45,000 records (continuous logging or log-on-demand of all parameters) Logging Interval one second to three hours Connectivity USB to PC with HI9298194 Hanna software installed Battery Type/Life 1.5V AA batteries (4) / approximately 360 hours of continuous use without backlight (50 hours with backlight) Environment 0 to 50°C (32 to 122°F); RH 100% (IP67) Dimensions 185 x 93 x 35.2 mm (7.3 x 3.6 x 1.4”) Weight 400 g (14.2 oz.) Ordering Information HI98196 is supplied with HI7698196 probe, HI7698194-1 pH/ORP sensor, HI7698194-2 DO sensor, HI 76981942 Probe maintenance kit (HI 7042S DO electrolyte solution, DO membrane caps (5), O-rings for sensors (5), syringe with grease to lubricate the O-rings), HI9298194 Hanna PC software, HI920015 micro USB cable, 1.5V AA batteries (4), instruction manual, quick start guide, quality certificate, and rugged carrying case with custom thermoformed insert. Atmospheric Pressure Range 450 to 850 mm Hg; 17.72 to 33.46 in Hg; 600.0 to 1133.2 mbar; 8.702 to 16.436 psi; 0.5921 to 1.1184 atm; 60.00 to 113.32 kPa Atmospheric Pressure Resolution 0.1 mm Hg; 0.01 in Hg; 0.1 mbar; 0.001 psi; 0.0001 atm; 0.01 kPa Atmospheric Pressure Accuracy ±3 mm Hg within ±15% from calibration point Atmospheric Pressure Calibration automatic at one custom point | <div aria-labelledby="tab-title-description" class="woocommerce-Tabs-panel woocommerce-Tabs-panel--description panel entry-content active" id="tab-description" role="tabpanel"> <p>เครื่องวัด pH, เครื่องวัด ORP Meter, DO Meter, Temperature และ Atmospheric Pressure จาก Hanna รุ่น HI98196 เป็นเครื่องวัดคุณภาพน้ำ แบบ Multiparameter แบบพกพากันน้ำได้ตามมาตรฐาน IP68 ซึ่งสามารถตรวจสอบพารามิเตอร์คุณภาพน้ำได้ถึง 5 แบบได้แก่ pH ORP DO และ Atmospheric Pressure เป็นต้น มีฟังก์ชั่น GLP Data สายวัดยาว4เมตร (สามารถเลือกรุนที่มีสายวัดยาว 10เมตร และ 20เมตรได้)</p> <p>The HI98196 is a waterproof portable logging multiparameter meter that monitors up to 7 different water quality parameters including 5 measured and 2 calculated. The microprocessor based multi-sensor probe allows for the measurement of key parameters including pH, ORP, dissolved oxygen, and temperature. The probe transmits readings digitally to the meter, where data points can be displayed and logged. The use of digital communication allows for noise free transfer of data for up to 100 meters in cable length. The complete system is simple to setup and easy to use.</p> <h3 style="font-weight: 800;">Features at-a-glance</h3> <p><b><strong>Backlit Graphic LCD Display </strong></b>– The HI98196 features a backlit graphic LCD with on-screen help and the capability to display up to nine parameters simultaneously. The graphic display allows for the use of virtual keys to provide for an intuitive user interface.</p> <p><b><strong>Waterproof Protection </strong></b>– The meter is enclosed in an IP67 rated waterproof casing and can withstand immersion in water at a depth of 1 m for up to 30 minutes. The probe features an IP68 rating for continuous immersion in water.</p> <p><b><strong>Quick Connect Digital Probe</strong></b> – The HI7698196 probe features a Quick Connect DIN connector that makes a waterproof connection with the meter.</p> <p><b><strong>Color Coded, Field Replaceable Sensors</strong></b> – Sensor replacement is quick and easy with field replaceable, screw type connectors that are color coded for easy sensor port identification.</p> <p><b><strong>Auto-sensor Recognition</strong></b> – The probe and meter automatically recognize the sensors that are connected. Any ports not used on the probe will not have the parameter displayed or be configurable.</p> <p><b><strong>Automatic temperature compensation</strong></b> – Integrated temperature sensor allows for automatic temperature compensation of pH and conductivity measurements.</p> <p><b><strong>Automatic Barometric Pressure Compensation</strong></b> – The meter features a built-in barometer with user-selectable units for dissolved oxygen pressure compensation.</p> <p><b><strong>Standard or Quick Calibration</strong></b> – Quick Calibration provides a speedy, single point calibration for pH and conductivity. Standard pH calibration options are available for calibrating up to three points from a selection of five standard buffers and one custom buffer. Conductivity calibration is a single point from six standard selections or one custom standard.</p> <p><b><strong>GLP Data</strong></b> – HI98196 includes a GLP feature thatallows users to view calibration data and calibration expiration information at the touch of a key. Calibration data includes date, time, buffers/standards used for calibration, and slope characteristics.</p> <p><b><strong>Data Logging</strong></b> – The HI98196 allows users to store up to 45,000 continuous or log-on-demand samples with logging intervals from one second to three hours.</p> <p><b><strong>Intuitive Keypad</strong></b> – The fitted rubber keypad has dedicated keys for power, backlight, up/down arrows, help and alphanumeric characters. The meter also features two virtual soft keys that navigate the user through the configuration of each parameter, meter setup, and logging of data. The interface is intuitive for any user’s level of experience.</p> <p><b><strong>Dedicated Help Key</strong></b> – Contextual help is always available through a dedicated “HELP” key. Clear tutorial messages and directions are available on-screen to quickly and easily guide users through setup and calibration. The help information displayed is relative to the setting/option being viewed.</p> <p><b><strong>PC Connectivity</strong></b> – Logged data can be transferred to a Window’s compatible PC with the included HI920015 micro USB cable and HI9298194 software.</p> <p><b><strong>Long Battery Life </strong></b>– The display of the meter has a battery icon indicator to show the remaining power. The meter uses four 1.5V AA batteries that provide up to 360 hours of battery life.</p> <p><b><strong>Rugged thermoformed carrying case</strong></b> – The HI98196 meter, probe, and all accessories are supplied in a rugged carrying case designed to provide years of use. The inside compartment of the carrying case is thermoformed to securely hold and protect all of the components.</p> <h3 style="font-weight: 800;">On-screen Features</h3> <p><b><strong>Setup screen</strong></b><br/> Our extensive setup screen features a host of configurable options such as time, date, temperature units and language for help screens and guides.</p> <p><b><strong>Quick Calibration</strong></b><br/> The quick calibration feature allows for a single point calibration for pH, conductivity, and dissolved oxygen all in few simple steps.</p> <h3 style="font-weight: 800;">Probe Details</h3> <p>The HI7698196 is a multiparameter pH/EC/Temperature probe for use with the HI98196 portable meter. It features a quick connect that makes a waterproof connection with the meter. Sensors are automatically recognized by the probe and meter when connected. Any ports not used on the probe will not have the parameter displayed on the meter. Sensor replacement is quick and easy with field replaceable, screw type connectors that are color coded for easy sensor identification. The probe features a multistrand-multiconductor shielded cable with 4m, 10m, 20m, and 40m lengths available. It’s rugged, waterproof design makes it ideal for field use.</p> <h3><strong>Manual : <a href="https://hanna-worldwide.com/mwdownloads/download/link/id/408">Download</a></strong></h3> <h3><strong>Specification :</strong></h3> <table> <tbody> <tr> <td width="179">SKU</td> <td width="293">HI98196</td> </tr> <tr> <td width="179">Product Name</td> <td width="293">Multiparameter pH/ORP/DO/Pressure/Temperature Waterproof Meter – HI98196</td> </tr> <tr> <td width="179">Quote Required</td> <td width="293">Yes</td> </tr> <tr> <td width="179">pH Range</td> <td width="293">0.00 to 14.00 pH</td> </tr> <tr> <td width="179">pH Resolution</td> <td width="293">0.01 pH</td> </tr> <tr> <td width="179">pH Accuracy</td> <td width="293">±0.02 pH</td> </tr> <tr> <td width="179">pH Calibration</td> <td width="293">automatic one, two, or three points with automatic recognition of five standard buffers (pH 4.01, 6.86, 7.01, 9.18, 10.01) or one custom buffer</td> </tr> <tr> <td width="179">ORP Range</td> <td width="293">±2000 mV</td> </tr> <tr> <td width="179">ORP Resolution</td> <td width="293">0.1 mV</td> </tr> <tr> <td width="179">ORP Accuracy</td> <td width="293">±1.0 mV</td> </tr> <tr> <td width="179">ORP Calibration</td> <td width="293">automatic at one custom point (relative mV)</td> </tr> <tr> <td width="179">mV Range</td> <td width="293">±600.0 mV</td> </tr> <tr> <td width="179">mV Resolution</td> <td width="293">0.1 mV</td> </tr> <tr> <td width="179">mV Accuracy</td> <td width="293">±0.5 mV</td> </tr> <tr> <td width="179">Dissolved Oxygen Measurement Type</td> <td width="293">galvanic</td> </tr> <tr> <td width="179">Dissolved Oxygen Range</td> <td width="293">0.0 to 500.0%; 0.00 to 50.00 ppm (mg/L)</td> </tr> <tr> <td width="179">Dissolved Oxygen Resolution</td> <td width="293">0.1%; 0.01 ppm (mg/L)</td> </tr> <tr> <td width="179">Dissolved Oxygen Accuracy</td> <td width="293">0.0 to 300.0% saturation</td> </tr> <tr> <td width="179">Dissolved Oxygen Calibration</td> <td width="293">automatic one or two point at 100% saturation (8.26 mg/L) and 0% saturation (0 mg/L).</td> </tr> <tr> <td width="179">Dissolved Oxygen Temperature Compensation</td> <td width="293">automatic from 0.0 to 50.0 °C (32.0 to 122.0 °F)</td> </tr> <tr> <td width="179">Barometric Pressure Compensation</td> <td width="293">automatic from 450 to 850 mmHg</td> </tr> <tr> <td width="179">Salinity Compensation</td> <td width="293">automatic from 0 to 70 g/L</td> </tr> <tr> <td width="179">Temperature Range</td> <td width="293">-5.00 to 55.00 °C, 23.00 to 131.00 °F, 268.15 to 328.15 K</td> </tr> <tr> <td width="179">Temperature Resolution</td> <td width="293">0.01 K, 0.01 °C, 0.01 °F</td> </tr> <tr> <td width="179">Temperature Accuracy</td> <td width="293">±0.15 °C; ±0.27 °F; ±0.15 K</td> </tr> <tr> <td width="179">Temperature Calibration</td> <td width="293">automatic at one custom point</td> </tr> <tr> <td width="179">Temperature Compensation</td> <td width="293">automatic from -5 to 55 °C (23 to 131 °F)</td> </tr> <tr> <td width="179">Logging Memory</td> <td width="293">45,000 records (continuous logging or log-on-demand of all parameters)</td> </tr> <tr> <td width="179">Logging Interval</td> <td width="293">one second to three hours</td> </tr> <tr> <td width="179">Connectivity</td> <td width="293">USB to PC with HI9298194 Hanna software installed</td> </tr> <tr> <td width="179">Battery Type/Life</td> <td width="293">1.5V AA batteries (4) / approximately 360 hours of continuous use without backlight (50 hours with backlight)</td> </tr> <tr> <td width="179">Environment</td> <td width="293">0 to 50°C (32 to 122°F); RH 100% (IP67)</td> </tr> <tr> <td width="179">Dimensions</td> <td width="293">185 x 93 x 35.2 mm (7.3 x 3.6 x 1.4”)</td> </tr> <tr> <td width="179">Weight</td> <td width="293">400 g (14.2 oz.)</td> </tr> <tr> <td width="179">Ordering Information</td> <td width="293">HI98196 is supplied with HI7698196 probe, HI7698194-1 pH/ORP sensor, HI7698194-2 DO sensor, HI 76981942 Probe maintenance kit (HI 7042S DO electrolyte solution, DO membrane caps (5), O-rings for sensors (5), syringe with grease to lubricate the O-rings), HI9298194 Hanna PC software, HI920015 micro USB cable, 1.5V AA batteries (4), instruction manual, quick start guide, quality certificate, and rugged carrying case with custom thermoformed insert.</td> </tr> <tr> <td width="179">Atmospheric Pressure Range</td> <td width="293">450 to 850 mm Hg; 17.72 to 33.46 in Hg; 600.0 to 1133.2 mbar; 8.702 to 16.436 psi; 0.5921 to 1.1184 atm; 60.00 to 113.32 kPa</td> </tr> <tr> <td width="179">Atmospheric Pressure Resolution</td> <td width="293">0.1 mm Hg; 0.01 in Hg; 0.1 mbar; 0.001 psi; 0.0001 atm; 0.01 kPa</td> </tr> <tr> <td width="179">Atmospheric Pressure Accuracy</td> <td width="293">±3 mm Hg within ±15% from calibration point</td> </tr> <tr> <td width="179">Atmospheric Pressure Calibration</td> <td width="293">automatic at one custom point</td> </tr> </tbody> </table> <p> </p> <p> </p> </div> | ไม่มี | ไม่มี | https://www.hannathailand.com/wp-content/uploads/2022/11/HI98197.jpg | เครื่องวัดค่าออกซิเจน รุ่น HI2004 (edge®) , เครื่องวัดคุณภาพน้ำ แบบหลายพารามิเตอร์ รุ่น HI2020 edge™ , HI7609829-2 – Dissolved Oxygen Sensor for HI9829 Multiparameter , เครื่องวัดหาค่าออกซิเจนที่ละลายในน้ำ ชนิดโพลาโรกราฟิก รุ่น HI9146-04 , เครื่องวัดคุณภาพน้ำแบบหลายพารามิเตอร์ รุ่น HI9829 (pH/ISE/EC/DO/Turbidity) , เครื่องวัดค่าออกซิเจนที่ละลายในน้ำ รุ่น HI9147-04 ชนิดกัลวานิก , เครื่องวัดค่าออกซิเจนในน้ำ แบบเชิงแสง รุ่น HI98198 , เครื่องวัดคุณภาพน้ำแบบหลายพารามิเตอร์ (pH/ORP/EC/TDS/Salinity/DO/Pressure/Temperature) รุ่น HI98194 | <a class="woocommerce-LoopProduct-link woocommerce-loop-product__link" href="https://www.hannathailand.com/product/do-dissolve-oxygen-oxygen-meter-oxygen-hanna-hanna-thailand/">เครื่องวัดค่าออกซิเจน รุ่น HI2004 (edge®)</a> , <a class="woocommerce-LoopProduct-link woocommerce-loop-product__link" href="https://www.hannathailand.com/product/hi2020-edge-ph-meter/">เครื่องวัดคุณภาพน้ำ แบบหลายพารามิเตอร์ รุ่น HI2020 edge™</a> , <a class="woocommerce-LoopProduct-link woocommerce-loop-product__link" href="https://www.hannathailand.com/product/hi7609829-2-dissolved-oxygen-sensor-for-hi9829-multiparameter/">HI7609829-2 – Dissolved Oxygen Sensor for HI9829 Multiparameter</a> , <a class="woocommerce-LoopProduct-link woocommerce-loop-product__link" href="https://www.hannathailand.com/product/hi9146-04/">เครื่องวัดหาค่าออกซิเจนที่ละลายในน้ำ ชนิดโพลาโรกราฟิก รุ่น HI9146-04</a> , <a class="woocommerce-LoopProduct-link woocommerce-loop-product__link" href="https://www.hannathailand.com/product/hi9829-multiparameter-phiseecdoturbidity-waterproof-meter-with-gps-option/">เครื่องวัดคุณภาพน้ำแบบหลายพารามิเตอร์ รุ่น HI9829 (pH/ISE/EC/DO/Turbidity)</a> , <a class="woocommerce-LoopProduct-link woocommerce-loop-product__link" href="https://www.hannathailand.com/product/hi9147-04-dissolved-oxygen-c-meter-galvanic-do-probe/">เครื่องวัดค่าออกซิเจนที่ละลายในน้ำ รุ่น HI9147-04 ชนิดกัลวานิก</a> , <a class="woocommerce-LoopProduct-link woocommerce-loop-product__link" href="https://www.hannathailand.com/product/optical-dissolved-oxygen-meter-hi98198/">เครื่องวัดค่าออกซิเจนในน้ำ แบบเชิงแสง รุ่น HI98198</a> , <a class="woocommerce-LoopProduct-link woocommerce-loop-product__link" href="https://www.hannathailand.com/product/multiparameter-phorpecdopressure-temperature-waterproof-meter/">เครื่องวัดคุณภาพน้ำแบบหลายพารามิเตอร์ (pH/ORP/EC/TDS/Salinity/DO/Pressure/Temperature) รุ่น HI98194</a> | https://www.hannathailand.com/wp-content/uploads/2022/11/HI98197-600x600.jpg , https://www.hannathailand.com/wp-content/uploads/2022/11/HI98197-1-600x600.jpg , https://www.hannathailand.com/wp-content/uploads/2022/11/HI98197-2-600x600.jpg , https://www.hannathailand.com/wp-content/uploads/2022/11/HI98197-3-600x600.jpg , https://www.hannathailand.com/wp-content/uploads/2022/11/HI98197-4-600x600.jpg , https://www.hannathailand.com/wp-content/uploads/2022/11/HI98197-5-600x600.jpg , https://www.hannathailand.com/wp-content/uploads/2022/06/hi20041-600x600.jpg , https://www.hannathailand.com/wp-content/uploads/2022/06/edgewithscreenvertical01-600x600.jpg , https://www.hannathailand.com/wp-content/uploads/2021/12/hi7609829_2_do-500x500.jpg , https://www.hannathailand.com/wp-content/uploads/2022/06/sauerstoffhandmessgeratmit4mkabelsonde1080_1151e139489ab9a-600x600.jpg , https://www.hannathailand.com/wp-content/uploads/2022/06/hi9829_v2-600x600.jpg , https://www.hannathailand.com/wp-content/uploads/2022/06/fischzuchtsauerstoffhandmessgeratmit4mkabelsonde2339_11-600x600.jpg , https://www.hannathailand.com/wp-content/uploads/2021/12/HI98198-600x600.jpg , https://www.hannathailand.com/wp-content/uploads/2022/06/hi98194-600x600.jpg