## Sheet1
| ชื่อสินค้า | หมวดหมู่ | ลิงค์หมวดหมู่ | ลิงค์สินค้า | รหัสสินค้า | ราคา | SPECIFICATION | SPECIFICATION HTML | รายละเอียด | รายละเอียด HTML | รายละเอียด short | รายละเอียด short HTML | ภาพสินค้า | สินค้าที่เกียวข้อง | สินค้าที่เกี่ยวข้องพร้อมชื่อและลิงค์ | รูปครบๆ New
0 | เครื่องวัดค่ากรด-ด่าง/โออาร์พี/คลอรีน/อุณหภูมิ แบบต่อเนื่อง รุ่น PCA330 | วัดคลอรีนอิสระ/คลอรีนรวม , สินค้าทั้งหมด , เครื่องควบคุมแบบต่อเนื่อง , แบบติดตั้ง | https://www.hannathailand.com/product-category/pneumatics-control/chlorine/chlorine-installation/ | https://www.hannathailand.com/product/pca-330-online-ph-orp-chlorine-c-analyzer-controller/ | PCA330-2 | 133,750.00 |  | <div aria-labelledby="tab-title-additional_information" class="woocommerce-Tabs-panel woocommerce-Tabs-panel--additional_information panel entry-content" id="tab-additional_information" role="tabpanel"> </div> | PCA330 ใช้วิธีการวัดสี DPD เพื่อกำหนดความเข้มข้นของคลอรีนอิสระหรือทั้งหมด การสอบเทียบเซลล์โฟโตเมตริกหนึ่งจุด รองรับการสอบเทียบ pH สูงสุดสองจุดและรองรับการสอบเทียบอิเล็กโทรด pH ในบรรทัด การตรวจสอบโออาร์พี ควบคุมรอบเวลาปรับได้ระหว่าง 3 ถึง 90 นาที การควบคุมความเข้มข้นของคลอรีนตามสัดส่วน การควบคุมการตรวจสอบ pH และ ORP ตามสัดส่วน การวัดค่าอยู่นอกขอบเขตและการแจ้งเตือนระบบวินิจฉัยตัวเอง การควบคุมพารามิเตอร์ผ่านเอาต์พุตอะนาล็อกหรือรีเลย์เฉพาะ พื้นที่บันทึกได้ถึง 3,500 การวัดและสถานะการแจ้งเตือน การสนับสนุนหลายภาษา การเชื่อมต่อ RS485 หัววัด pH และ ORP ขายแยกกัน Implements the DPD colorimetric method to determine free or total chlorine concentration One point calibration of photometric cell Up to two point pH calibration and in-line pH electrode calibration support ORP monitoring Control time cycles adjustable between 3 to 90 minutes Proportional control of chlorine concentration Proportional control of pH and ORP monitoring Out of range measurement and self-diagnostic system alarms Parameter control through analog output or dedicated relays Logging space of up to of 3500 measurements and alarm status Multi-language support RS485 connectivity pH and ORP probe sold seperarelty Models The HANNA PCA 300 series models are chlorine and pH, ORP and temperature process analyzers which continuously monitor a sample stream and control the dosing to adjust the chlorine content and pH. From drinking and wastewater treatment to the pool and spa sanitation, the monitoring of chlorine, bromine or iodine levels has an important bearing on public health as well as ROI and efficiency for heating system and industrial applications. The PCA 3X0 series monitors the free chlorine or total chlorine in the 0 to 5.0 mg/L range; In the DPD Colorimetric method, N, N-Diethyl-p-phenylene-Diamine indicator and a buffer are mixed with the sample. Free available chlorine oxidizes the DPD indicator reagent at a pH between 6.3 and 6.6 to form a magenta colored compound. The intensity of the resulting color is proportional to the concentration of chlorine in the sample. The purpose of the buffer solution is to maintain the proper pH. In total chlorine measurement (free available chlorine plus combined chloramines), potassium iodide is added. A pH of 5.1 is required for this reaction. Thus total chlorine measurements require a different buffer solution containing potassium iodide. Once the chemical reaction is completed, the optical signal at 555 nm is compared to the signal measured through the sample before the reagents were added. From these measurements chlorine concentration is calculated and shown on the display. Indicator and buffer reagent bottles are placed directly into the instrument case. With a sampling period of 5 minutes, reagents need only to be replenished about once a month. Since chlorine, bromine and iodine effectiveness is closely tied with pH levels, HANNA has designed our new analyzers PCA 32X and PCA 33X with pH control and temperature and pH control, ORP monitoring and temperature respectively. PCA 32X and PCA 33X use the HI 1005 pH probe to continuously measure the pH of the sample stream in the range of 0 to 14 pH. The sample temperature is measured in the 5 to 75°C range. pH and temperature are displayed on the front panel, and the pH value is temperature compensated. PCA 33X uses the HI 2008 platinum ORP electrode to continuously measure the sample ORP value. The pH/temperature combined sensor and the ORP sensor are placed inside the case, directly in the sample stream. Measurement and Control Cycle The PCA has a control time cycle that can be set by the user according with the dimensions of the controlled system. The control process, dosing commands and alarms can be performed according to this time cycle. The range of cycle timing is from 3 to 90 minutes. Chlorine Control Four chlorine level set points can be adjusted by the operator: a proportional dosing set point, two alarm set points and a minimum level for dosing. The proportional dosing factor (1/Δ) is user selectable with a delta between 0.1 and 2 pH. Chlorine/ bromine/iodine dosing system controls a SPST relay. Each alarm can be enabled or disabled. pH Control Three pH level set points can be adjusted by the operator: a control set point and two alarm set points. The pH control mode is user selectable; on/off or proportional dosing. The proportional dosing factor (1/Δ) is user selectable with a delta between 0.1 and 2 pH. The on/off dosing hysteresis is user selectable between 0.05 and 2.00 pH. The pH dosing system controls a SPST relay. Each pH, ORP and temperature alarm can be enabled or disabled, and two alarm levels can be set by the user also for temperature and ORP. Alarm condition controls a SPDT relay. The system error feature activates a relay to signal the need for operator intervention. System error condition controls a SPST relay. Analog Output Two current outputs of 4-20 mA or 0-20 mA are available to drive external devices such as chart recorders. The analyzer can drive two dosing pumps through the 4-20 mA outputs for chloride and acid/alkali dosing. The analog output is fully programmable and can be proportional with chlorine concentration, pH, ORP or temperature value. The limits of the analog output is selectable for each parameter. Logging The analyzers can store up to 3500 readings (at least 7 days at 3 minutes sampling interval), that can be available for consulting or downloading. Logged records contain the time stamp, full information about the parameter values and the alarm status at the time. Alarm and Warning System Through the system, users have the ability to enable or disable the low and high level of alarms for all parameters. The system also offers overdosing protection that generates an alarm if something within the system is not working properly. The system will stop processes until the error is corrected by the user. Time is displayed on the main panel and time related reminders are available for “old calibration”, “reagent expired”, and “SIM expired”. All these warnings are generated based on user settings. Mounting These controllers are offered in an easy to access, wall mounted casing that offers outstanding chemical, mechanical and temperature resistance. Order Information: Each PCA 300 series model is supplied with reagent bottles (2), reagent caps (2), 1 DPD compound powder, tubing and instructions. (Probes are sold Separately) PCA 330-2 Free & total chlorine analyzer/control, pH control, ORP monitoring, temperature (230V) Product Manuals Manual: Download Specification : Range Free & Total Cl2 0.00 to 5.00 mg/L (ppm) pH 0.00 to 14.00 pH ORP 0 to 2000 mV Temperature 5.0 to 75.0 °C (41 to 167 °F) Resolution Free & Total Cl2 0.01 mg/L (ppm) pH 0.01 pH ORP 1 mV Temperature 0.1 °C Accuracy Free & Total Cl2 ±8% or ±0.05 mg/L whichever is greater pH ±0.05 pH ORP ±1 mV Temperature ±0.5°C Min. Detectable Level 0.05 mg/L (ppm) Input Impedance 1012 Ohm Calibration Free & Total Cl2 one point pH one or two point or in line calibration Sampling Rate Free & Total Cl2 adjustable from 3 to 90 minutes pH adjustable from 3 to 120 seconds Dosage Free & Total Cl2 proportional pH ON/OFF or proportional, relay or 4-20mA output Delta Free & Total Cl2 selectable from 0.1 to 5 mg/L (ppm) pH selectable from 0.1 to 2 pH (hysteresis adjustable from 0.05 to 2 pH) Recorder Output 4-20mA, 0-20mA PC Connectivity RS485 port, galvanically isolated Baud Rate 1200, 2400, 4800, 9600 bps Data Logging up to 3500 data points Alarm Relay SPDT contact with 5A, 230V resistive load Dosing Relay SPDT contact with 5A, 230V resistive load System Error SPDT contact with 5A, 230V resistive load Inlet Pressure 0.07 to 4 bar with no external pressure regulator (for pressure exceeding four bar an external pressure regulator is required) Sample Flow 100 to 300 mL/min Sample Temperature 5 to 40°C (41 to 104°F) Sample Inlet/ Outlet Connection 12mm (1/2″) male NPT fitting Drain Connection 10mm (3/8″) barb Power Supply 115 VAC ±10% or 230 VAC ±10%; 50/60 Hz; 20 VA Enclosure NEMA-4X standard, molded fiberglass polyester with transparent Lexan window Dimensions/Weight 318 x 267 x 159 mm (12.5 x 10.5 x 6.25’’) / 5 kg (11 lb.) without reagents | <div aria-labelledby="tab-title-description" class="woocommerce-Tabs-panel woocommerce-Tabs-panel--description panel entry-content active" id="tab-description" role="tabpanel"> <p>PCA330 ใช้วิธีการวัดสี DPD เพื่อกำหนดความเข้มข้นของคลอรีนอิสระหรือทั้งหมด</p> <ul> <li>การสอบเทียบเซลล์โฟโตเมตริกหนึ่งจุด</li> <li>รองรับการสอบเทียบ pH สูงสุดสองจุดและรองรับการสอบเทียบอิเล็กโทรด pH ในบรรทัด</li> <li>การตรวจสอบโออาร์พี</li> <li>ควบคุมรอบเวลาปรับได้ระหว่าง 3 ถึง 90 นาที</li> <li>การควบคุมความเข้มข้นของคลอรีนตามสัดส่วน</li> <li>การควบคุมการตรวจสอบ pH และ ORP ตามสัดส่วน</li> <li>การวัดค่าอยู่นอกขอบเขตและการแจ้งเตือนระบบวินิจฉัยตัวเอง</li> <li>การควบคุมพารามิเตอร์ผ่านเอาต์พุตอะนาล็อกหรือรีเลย์เฉพาะ</li> <li>พื้นที่บันทึกได้ถึง 3,500 การวัดและสถานะการแจ้งเตือน</li> <li>การสนับสนุนหลายภาษา</li> <li>การเชื่อมต่อ RS485</li> <li>หัววัด pH และ ORP ขายแยกกัน</li> </ul> <p>Implements the DPD colorimetric method to determine free or total chlorine concentration</p> <ul> <li>One point calibration of photometric cell</li> <li>Up to two point pH calibration and in-line pH electrode calibration support</li> <li>ORP monitoring</li> <li>Control time cycles adjustable between 3 to 90 minutes</li> <li>Proportional control of chlorine concentration</li> <li>Proportional control of pH and ORP monitoring</li> <li>Out of range measurement and self-diagnostic system alarms</li> <li>Parameter control through analog output or dedicated relays</li> <li>Logging space of up to of 3500 measurements and alarm status</li> <li>Multi-language support</li> <li>RS485 connectivity</li> <li>pH and ORP probe sold seperarelty</li> </ul> <p> </p> <p><big><span style="font-size: x-large;">Models</span></big></p> <p>The HANNA PCA 300 series models are chlorine and pH, ORP and temperature process analyzers which continuously monitor a sample stream and control the dosing to adjust the chlorine content and pH.</p> <p>From drinking and wastewater treatment to the pool and spa sanitation, the monitoring of chlorine, bromine or iodine levels has an important bearing on public health as well as ROI and efficiency for heating system and industrial applications.</p> <p>The PCA 3X0 series monitors the free chlorine or total chlorine in the 0 to 5.0 mg/L range;</p> <p>In the DPD Colorimetric method, N, N-Diethyl-p-phenylene-Diamine indicator and a buffer are mixed with the sample. Free available chlorine oxidizes the DPD indicator reagent at a pH between 6.3 and 6.6 to form a magenta colored compound. The intensity of the resulting color is proportional to the concentration of chlorine in the sample. The purpose of the buffer solution is to maintain the proper pH.</p> <p>In total chlorine measurement (free available chlorine plus combined chloramines), potassium iodide is added. A pH of 5.1 is required for this reaction. Thus total chlorine measurements require a different buffer solution containing potassium iodide. Once the chemical reaction is completed, the optical signal at 555 nm is compared to the signal measured through the sample before the reagents were added. From these measurements chlorine concentration is calculated and shown on the display.</p> <p>Indicator and buffer reagent bottles are placed directly into the instrument case. With a sampling period of 5 minutes, reagents need only to be replenished about once a month.<br/> Since chlorine, bromine and iodine effectiveness is closely tied with pH levels, HANNA has designed our new analyzers PCA 32X and PCA 33X with pH control and temperature and pH control, ORP monitoring and temperature respectively.</p> <p>PCA 32X and PCA 33X use the HI 1005 pH probe to continuously measure the pH of the sample stream in the range of 0 to 14 pH. The sample temperature is measured in the 5 to 75°C range. pH and temperature are displayed on the front panel, and the pH value is temperature compensated.</p> <p>PCA 33X uses the HI 2008 platinum ORP electrode to continuously measure the sample ORP value. The pH/temperature combined sensor and the ORP sensor are placed inside the case, directly in the sample stream.</p> <p><big><span style="font-size: x-large;">Measurement and Control Cycle</span></big></p> <p>The PCA has a control time cycle that can be set by the user according with the dimensions of the controlled system. The control process, dosing commands and alarms can be performed according to this time cycle. The range of cycle timing is from 3 to 90 minutes.</p> <p><big><span style="font-size: x-large;">Chlorine Control</span></big></p> <p>Four chlorine level set points can be adjusted by the operator: a proportional dosing set point, two alarm set points and a minimum level for dosing. The proportional dosing factor (1/Δ) is user selectable with a delta between 0.1 and 2 pH. Chlorine/ bromine/iodine dosing system controls a SPST relay. Each alarm can be enabled or disabled.</p> <p><big><span style="font-size: x-large;">pH Control</span></big></p> <p>Three pH level set points can be adjusted by the operator: a control set point and two alarm set points. The pH control mode is user selectable; on/off or proportional dosing. The proportional dosing factor (1/Δ) is user selectable with a delta between 0.1 and 2 pH. The on/off dosing hysteresis is user selectable between 0.05 and 2.00 pH. The pH dosing system controls a SPST relay.</p> <p>Each pH, ORP and temperature alarm can be enabled or disabled, and two alarm levels can be set by the user also for temperature and ORP. Alarm condition controls a SPDT relay. The system error feature activates a relay to signal the need for operator intervention. System error condition controls a SPST relay.</p> <p><big><span style="font-size: x-large;">Analog Output</span></big></p> <p>Two current outputs of 4-20 mA or 0-20 mA are available to drive external devices such as chart recorders. The analyzer can drive two dosing pumps through the 4-20 mA outputs for chloride and acid/alkali dosing. The analog output is fully programmable and can be proportional with chlorine concentration, pH, ORP or temperature value. The limits of the analog output is selectable for each parameter.</p> <p><big><span style="font-size: x-large;">Logging</span></big></p> <p>The analyzers can store up to 3500 readings (at least 7 days at 3 minutes sampling interval), that can be available for consulting or downloading. Logged records contain the time stamp, full information about the parameter values and the alarm status at the time.</p> <p><big><span style="font-size: x-large;">Alarm and Warning System</span></big></p> <p>Through the system, users have the ability to enable or disable the low and high level of alarms for all parameters. The system also offers overdosing protection that generates an alarm if something within the system is not working properly. The system will stop processes until the error is corrected by the user. Time is displayed on the main panel and time related reminders are available for “old calibration”, “reagent expired”, and “SIM expired”. All these warnings are generated based on user settings.</p> <p><big><span style="font-size: x-large;">Mounting</span></big></p> <p>These controllers are offered in an easy to access, wall mounted casing that offers outstanding chemical, mechanical and temperature resistance.</p> <p> </p> <p> </p> <p> </p> <p><strong>Order Information:</strong><br/> Each PCA 300 series model is supplied with reagent bottles (2), reagent caps (2), 1 DPD compound powder, tubing and instructions. (Probes are sold Separately)</p> <p>PCA 330-2 Free &amp; total chlorine analyzer/control, pH control, ORP monitoring, temperature (230V)</p> <div><strong>Product Manuals</strong></div> <p><img align="absmiddle" alt="" border="0" decoding="async" height="22" loading="lazy" src="http://www.hannainst.com/usa/images/icon-pdf.gif" width="20"/> Manual: <a href="http://www.hannainst.com/manuals/manPCA_310_320_330.pdf" rel="noopener" target="_blank" title="Download Product Manual">Download</a></p> <p><strong>Specification :</strong></p> <table class="spec_table mceItemTable"> <tbody> <tr> <td><strong>Range</strong></td> <td><strong><small><span style="font-size: small;">Free &amp; Total Cl<sub>2</sub></span></small></strong></td> <td><small><span style="font-size: small;">0.00 to 5.00 mg/L (ppm)</span></small></td> </tr> <tr> <td></td> <td><strong><small><span style="font-size: small;">pH</span></small></strong></td> <td><small><span style="font-size: small;">0.00 to 14.00 pH</span></small></td> </tr> <tr> <td></td> <td><strong><small><span style="font-size: small;">ORP</span></small></strong></td> <td><small><span style="font-size: small;">0 to 2000 mV</span></small></td> </tr> <tr> <td></td> <td><strong><small><span style="font-size: small;">Temperature</span></small></strong></td> <td><small><span style="font-size: small;">5.0 to 75.0 °C (41 to 167 °F)</span></small></td> </tr> <tr> <td><strong>Resolution</strong></td> <td><strong><small><span style="font-size: small;">Free &amp; Total Cl<sub>2</sub></span></small></strong></td> <td><small><span style="font-size: small;">0.01 mg/L (ppm)</span></small></td> </tr> <tr> <td></td> <td><strong><small><span style="font-size: small;">pH</span></small></strong></td> <td><small><span style="font-size: small;">0.01 pH</span></small></td> </tr> <tr> <td></td> <td><strong><small><span style="font-size: small;">ORP</span></small></strong></td> <td><small><span style="font-size: small;">1 mV</span></small></td> </tr> <tr> <td></td> <td><strong><small><span style="font-size: small;">Temperature</span></small></strong></td> <td><small><span style="font-size: small;">0.1 °C</span></small></td> </tr> <tr> <td><strong>Accuracy</strong></td> <td><strong><small><span style="font-size: small;">Free &amp; Total Cl<sub>2</sub></span></small></strong></td> <td><small><span style="font-size: small;">±8% or ±0.05 mg/L whichever is greater</span></small></td> </tr> <tr> <td></td> <td><strong><small><span style="font-size: small;">pH</span></small></strong></td> <td><small><span style="font-size: small;">±0.05 pH</span></small></td> </tr> <tr> <td></td> <td><strong><small><span style="font-size: small;">ORP</span></small></strong></td> <td><small><span style="font-size: small;">±1 mV</span></small></td> </tr> <tr> <td></td> <td><strong><small><span style="font-size: small;">Temperature</span></small></strong></td> <td><small><span style="font-size: small;">±0.5°C</span></small></td> </tr> <tr> <td><strong>Min. Detectable<br/> Level</strong></td> <td></td> <td><small><span style="font-size: small;">0.05 mg/L (ppm)</span></small></td> </tr> <tr> <td><strong>Input Impedance</strong></td> <td></td> <td><small><span style="font-size: small;">10<sup>12</sup> Ohm</span></small></td> </tr> <tr> <td><strong>Calibration</strong></td> <td><strong><small><span style="font-size: small;">Free &amp; Total Cl<sub>2</sub></span></small></strong></td> <td><small><span style="font-size: small;">one point</span></small></td> </tr> <tr> <td></td> <td><strong><small><span style="font-size: small;">pH</span></small></strong></td> <td><small><span style="font-size: small;">one or two point or in line calibration</span></small></td> </tr> <tr> <td><strong>Sampling Rate</strong></td> <td><strong><small><span style="font-size: small;">Free &amp; Total Cl<sub>2</sub></span></small></strong></td> <td><small><span style="font-size: small;">adjustable from 3 to 90 minutes</span></small></td> </tr> <tr> <td></td> <td><strong><small><span style="font-size: small;">pH</span></small></strong></td> <td><small><span style="font-size: small;">adjustable from 3 to 120 seconds</span></small></td> </tr> <tr> <td><strong>Dosage</strong></td> <td><strong><small><span style="font-size: small;">Free &amp; Total Cl<sub>2</sub></span></small></strong></td> <td><small><span style="font-size: small;">proportional</span></small></td> </tr> <tr> <td></td> <td><strong><small><span style="font-size: small;">pH</span></small></strong></td> <td><small><span style="font-size: small;">ON/OFF or proportional, relay or 4-20mA output</span></small></td> </tr> <tr> <td><strong>Delta</strong></td> <td><strong><small><span style="font-size: small;">Free &amp; Total Cl<sub>2</sub></span></small></strong></td> <td><small><span style="font-size: small;">selectable from 0.1 to 5 mg/L (ppm)</span></small></td> </tr> <tr> <td></td> <td><strong><small><span style="font-size: small;">pH</span></small></strong></td> <td><small><span style="font-size: small;">selectable from 0.1 to 2 pH (hysteresis adjustable from 0.05 to 2 pH)</span></small></td> </tr> <tr> <td><strong>Recorder Output</strong></td> <td></td> <td><small><span style="font-size: small;">4-20mA, 0-20mA</span></small></td> </tr> <tr> <td><strong>PC Connectivity</strong></td> <td></td> <td><small><span style="font-size: small;">RS485 port, galvanically isolated</span></small></td> </tr> <tr> <td><strong>Baud Rate</strong></td> <td></td> <td><small><span style="font-size: small;">1200, 2400, 4800, 9600 bps</span></small></td> </tr> <tr> <td><strong>Data Logging</strong></td> <td></td> <td><small><span style="font-size: small;">up to 3500 data points</span></small></td> </tr> <tr> <td><strong>Alarm Relay</strong></td> <td></td> <td><small><span style="font-size: small;">SPDT contact with 5A, 230V resistive load</span></small></td> </tr> <tr> <td><strong>Dosing Relay</strong></td> <td></td> <td><small><span style="font-size: small;">SPDT contact with 5A, 230V resistive load</span></small></td> </tr> <tr> <td><strong>System Error</strong></td> <td></td> <td><small><span style="font-size: small;">SPDT contact with 5A, 230V resistive load</span></small></td> </tr> <tr> <td><strong>Inlet Pressure</strong></td> <td></td> <td><small><span style="font-size: small;">0.07 to 4 bar with no external pressure regulator (for pressure exceeding four bar an external pressure regulator is required)</span></small></td> </tr> <tr> <td><strong>Sample Flow</strong></td> <td></td> <td><small><span style="font-size: small;">100 to 300 mL/min</span></small></td> </tr> <tr> <td><strong>Sample Temperature</strong></td> <td></td> <td><small><span style="font-size: small;">5 to 40°C (41 to 104°F)</span></small></td> </tr> <tr> <td><strong>Sample Inlet/<br/> Outlet Connection</strong></td> <td></td> <td><small><span style="font-size: small;">12mm (1/2″) male NPT fitting</span></small></td> </tr> <tr> <td><strong>Drain Connection</strong></td> <td></td> <td><small><span style="font-size: small;">10mm (3/8″) barb</span></small></td> </tr> <tr> <td><strong>Power Supply</strong></td> <td></td> <td><small><span style="font-size: small;">115 VAC ±10% or 230 VAC ±10%; 50/60 Hz; 20 VA</span></small></td> </tr> <tr> <td><strong>Enclosure</strong></td> <td></td> <td><small><span style="font-size: small;">NEMA-4X standard, molded fiberglass polyester with transparent Lexan window</span></small></td> </tr> <tr> <td><strong>Dimensions/Weight</strong></td> <td></td> <td><small><span style="font-size: small;">318 x 267 x 159 mm (12.5 x 10.5 x 6.25’’) / 5 kg (11 lb.) without reagents</span></small></td> </tr> </tbody> </table> <p> </p> </div> | PCA 330-2 is a microprocessor-controlled analyzer with pressure regulator for controlling the duration of chlorine by the DPD method, ORP, pH, and temperature – and with high reliability and low maintenance. Highlights: a user-friendly interface, versatile features and programming options, an alarm relay and analog outputs, a storage capacity of up to 3,500 data as well as a RS485 port for data transfer to the PC. | <div class="product-short-description"> <p>PCA 330-2 is a microprocessor-controlled analyzer with pressure regulator for controlling the duration of chlorine by the DPD method, ORP, pH, and temperature – and with high reliability and low maintenance. Highlights: a user-friendly interface, versatile features and programming options, an alarm relay and analog outputs, a storage capacity of up to 3,500 data as well as a RS485 port for data transfer to the PC.</p> </div> | https://www.hannathailand.com/wp-content/uploads/2022/06/analyseurregulateurdechloreencontinumesureduphetc2350_11.jpg | เครื่องวัดปริมาณนิกเกิล ช่วงสูง รุ่น HI726 , เซ็นเซอร์วัดออกซิเจนในน้ำสำหรับ HI9829 มัลติพารามิเตอร์ , เครื่องวัดปริมาณฟอสเฟต ช่วงสูง รุ่น HI717 , เครื่องวัดปริมาณไนไตรท์ ช่วงต่ำ รุ่น HI707 , เครื่องวัดปริมาณไอโอดีน รุ่น HI718 , สารละลายมาตรฐานความขุ่น 20 NTU , เครื่องวัดปริมาณโครเมี่ยม ช่วงสูง รุ่น HI723 , เครื่องวัดปริมาณโบรมีน ในตัวอย่างน้ำ รุ่น HI716 | <a class="woocommerce-LoopProduct-link woocommerce-loop-product__link" href="https://www.hannathailand.com/product/hi726-checker-hc-nickel-hr/">เครื่องวัดปริมาณนิกเกิล ช่วงสูง รุ่น HI726</a> , <a class="woocommerce-LoopProduct-link woocommerce-loop-product__link" href="https://www.hannathailand.com/product/hi7609829-2/">เซ็นเซอร์วัดออกซิเจนในน้ำสำหรับ HI9829 มัลติพารามิเตอร์</a> , <a class="woocommerce-LoopProduct-link woocommerce-loop-product__link" href="https://www.hannathailand.com/product/hi717-checker-hc-phosphate-hr/">เครื่องวัดปริมาณฟอสเฟต ช่วงสูง รุ่น HI717</a> , <a class="woocommerce-LoopProduct-link woocommerce-loop-product__link" href="https://www.hannathailand.com/product/hi707-checker-hc-nitrite-lr/">เครื่องวัดปริมาณไนไตรท์ ช่วงต่ำ รุ่น HI707</a> , <a class="woocommerce-LoopProduct-link woocommerce-loop-product__link" href="https://www.hannathailand.com/product/hi718-checker-hc-iodine/">เครื่องวัดปริมาณไอโอดีน รุ่น HI718</a> , <a class="woocommerce-LoopProduct-link woocommerce-loop-product__link" href="https://www.hannathailand.com/product/hi93102-20/">สารละลายมาตรฐานความขุ่น 20 NTU</a> , <a class="woocommerce-LoopProduct-link woocommerce-loop-product__link" href="https://www.hannathailand.com/product/hi723-checker-hc-chromium-vi-hr/">เครื่องวัดปริมาณโครเมี่ยม ช่วงสูง รุ่น HI723</a> , <a class="woocommerce-LoopProduct-link woocommerce-loop-product__link" href="https://www.hannathailand.com/product/hi716-checker-hc-bromine/">เครื่องวัดปริมาณโบรมีน ในตัวอย่างน้ำ รุ่น HI716</a> | https://www.hannathailand.com/wp-content/uploads/2022/06/analyseurregulateurdechloreencontinumesureduphetc2350_11-600x600.jpg , https://www.hannathailand.com/wp-content/uploads/2021/12/41wo2kb3dml_sl500_aa300_1.jpg , https://www.hannathailand.com/wp-content/uploads/2022/06/miniphotometerfurnickelhoch841_11-600x600.jpg , https://www.hannathailand.com/wp-content/uploads/2021/07/5-500x500.jpg , https://www.hannathailand.com/wp-content/uploads/2022/06/miniphotometerfurphosphathoch827_11-600x600.jpg , https://www.hannathailand.com/wp-content/uploads/2022/06/hi707400-600x600.jpg , https://www.hannathailand.com/wp-content/uploads/2022/06/miniphotometerfuriod829_11-600x600.jpg , https://www.hannathailand.com/wp-content/uploads/2021/07/9-500x500.jpg , https://www.hannathailand.com/wp-content/uploads/2022/06/miniphotometerfurchromvihoch839_11-600x600.jpg , https://www.hannathailand.com/wp-content/uploads/2022/06/miniphotometerfurfreiesgesamtchlor704_11-600x600.jpg
1 | เครื่องวัดค่าการนำไฟฟ้า รุ่น HI98197 สำหรับน้ำบริสุทธิ์ | Multiparameter Portable HI9819X , เครื่องวัดการนำไฟฟ้า/ของแข็งละลายในน้ำ , แบบภาคสนาม | https://www.hannathailand.com/product-category/tds-meter/tds-fieldwork/ | https://www.hannathailand.com/product/ec-for-ultra-pure/ | HI98197 | 2,033.00 | น้ำหนัก 0.4 กก. ขนาด 18.5 × 3.5 × 9.3 เซนติเมตร | <div aria-labelledby="tab-title-additional_information" class="woocommerce-Tabs-panel woocommerce-Tabs-panel--additional_information panel entry-content" id="tab-additional_information" role="tabpanel"> <table class="woocommerce-product-attributes shop_attributes"> <tr class="woocommerce-product-attributes-item woocommerce-product-attributes-item--weight"> <th class="woocommerce-product-attributes-item__label">น้ำหนัก</th> <td class="woocommerce-product-attributes-item__value">0.4 กก.</td> </tr> <tr class="woocommerce-product-attributes-item woocommerce-product-attributes-item--dimensions"> <th class="woocommerce-product-attributes-item__label">ขนาด</th> <td class="woocommerce-product-attributes-item__value">18.5 × 3.5 × 9.3 เซนติเมตร</td> </tr> </table> </div> | เครื่องวัดค่าการนำไฟฟ้า รุ่น HI98197 เป็นเครื่องวัดค่า EC/TDS/Resistivity/Salinity แบบพกพาที่ทนทานมาพร้อมกับประสิทธิภาพและคุณสมบัติที่มากมาย HI98197 มาพร้อมกับอุปกรณ์เสริมทั้งหมดที่จำเป็นสำหรับการวัดน้ำที่มีความบริสุทธิ์สูงซึ่งบรรจุอยู่ในกระเป๋าพกพาที่ทนทาน อุปกรณ์เสริมสำหรับประกอบการวัดค่าการนำไฟฟ้าสี่และเป็นวงแหวนแบบเกลียวที่ช่วยให้สามารถวัดค่าการนำไฟฟ้าได้ความละเอียดสูง 0.001 μS/cm และ 0.1 MΩ * cm สำหรับการอ่านค่าความต้านทานไฟฟ้า เหมาะสมสำหรับอุตสาหกรรมอิเล็กทรอนิกส์ / อุตสาหกรรมน้ำดื่ม / อุตสาหกรรมที่มีการควบคุมค่า EC ช่วงต่ำมาก (คลิกเพื่ออ่านบทความเกี่ยวกับเครื่องมือ) The HI98197 is a rugged portable EC/TDS/Resistivity/Salinity meter with the performance and features of a benchtop. The HI98197 is supplied complete with all accessories necessary to perform high purity water measurements packaged into a durable carrying case. The accessories include a stainless steel flow cell and a threaded four ring conductivity probe that allows for high resolution 0.001 μS/cm for conductivity and 0.1 MΩ * cm for resistivity readings. Stainless steel flow cell Four ring conductivity/resistivity probe 0.001 μS/cm resolution The HI98197 is supplied with a specialized HI763123 four-ring conductivity probe that not only allows for a 0.001 μS/cm resolution measurement but also has screw type threads for insertion into the HI605453 AISI 316 stainless steel flow cell. The HI763123 has a built-in temperature sensor and a adjustable temperature coefficient for accurate readings that cover a complete range with a single sensor. The four-ring technology also eliminates the polarization effect that is common with standard two pole versions. The HI763123 conductivity probe connects to the meter with a unique quick connect waterproof DIN connector allowing for a secure attachment without a threaded connection that is also easy to remove. High purity water used in power generation, semiconductor manufacturing and other industries can be difficult to measure can be difficult to measure due the ability of carbon dioxide (CO2) to diffuse into water and forming carbonic acid (H2CO3). The carbonic acid will dissociate into hydrogen ions (H+) and bicarbonate ions (HCO3–). These ions will increase the conductivity and decrease the resistivity of the water. In order to measure high purity water accurately it is necessary to perform a continuous flow measurement. The HI98197 uses the HI763123 four ring probe with a threaded connection that is screwed into a stainless steel body flow cell. The flow cell is connected to a water source to determine the conductivity or resistivity whichever is preferred. The HI98197 is an ideal meter for monitoring the mixed bed resin or equivalent system that produces high purity water of 18.2 MΩ * cm at 25 °C. Expanded Ranges – HI98197 has an expanded conductivity range from 0.000 μS/cm to 1000 mS/cm actual conductivity (400 mS/cm temperature compensated). The HI98197 also has ranges for TDS, resistivity and three salinity scales. This meter automatically recognizes the probe type (two or four ring) and allows the user to adjust the nominal cell constant. USP <645> – HI98197 can be used to perform all three stages of USP <645> method required for EC measurement of ultrapure water and generates a report when the any of the three stages are met. 5-Point Calibration – Calibration can be performed up to five points with seven preprogrammed conductivity standards. For salinity (% NaCl range), HI7037 standard allows users to perform a one-point calibration. Temperature Compensation – EC and TDS measurements are fully customizable and include: cell constant selection between 0.0 and 10.000 and a selection of linear, non-linear (natural water) or no temperature compensation. The temperature compensation coefficient range is configurable from 0.00 to 10.00%/°C with a choice of reference temperatures of 15°C, 20°C and 25°C. TDS Conversion Factor – The conductivity to TDS factor is adjustable from 0.40 and 1.00. User Profiles – The HI98197 allows for the creation of 10 measurement profiles with various user settings including temperature compensation, range selection, cell constant, and TDS conversion factors. Logging – The log-on-demand mode allows the user to record and save up to 400 readings while the lot logging at selected intervals can store up to 1000 readings. This data can then be transferred to a PC with Hanna’s HI920015 micro USB cable and HI92000 software. Good Laboratory Practice (GLP) – GLP data includes date, time, standards used, temperature compensation used, reference temperature, and TDS conversion factor (TDS) is directly accessible by pressing the dedicated GLP key. Contextual Help – Access Help at any time at the press of a dedicated button and view content specific information based on the screen that is currently being viewed. Graphic LCD – The high contrast graphic LCD is easy to read outdoors in bright sunlight as well as in low-lit areas with the backlight. A combination of dedicated and virtual keys allows easy, intuitive operation in a choice of languages. Thermoformed Carrying Case – The compact, durable HI720197 carry case is thermoformed to hold all necessary components for taking a field measurement, including the meter and probe, beakers and conductivity standards. Manual : Download Specification : SKU HI98197 Product Name Ultra Pure Water EC/Resistivity Waterproof Portable Meter – HI98197 Quote Required Yes EC Range 0.000 to 9.999 μS/cm; 10.00 to 99.99 μS/cm; 100.0 to 999.9 μS/cm; 1.000 to 9.999 mS/cm; 10.00 to 99.99 mS/cm; 100.0 to 1000.0 mS/cm (actual conductivity; temperature compensated to 400 mS/cm) EC Resolution 0.001 μS/cm; 0.01 μS/cm; 0.1 μS/cm; 0.001 mS/cm; 0.01 mS/cm; 0.1 mS/cm EC Accuracy ±1% of reading (±0.01 μS/cm or 1 digit, whichever is greater) EC Calibration automatic up to five points with seven memorized standards (0.00 μS/cm, 84.0 μS/cm, 1.413 mS/cm, 5.00 mS/cm, 12.88 mS/cm, 80.0 mS/cm, 111.8 mS/cm) TDS Range 0.00 to 99.99 ppm; 100.0 to 999.9 ppm; 1.000 to 9.999 ppt (g/L); 10.00 to 99.99 ppt (g/L); 100.0 to 400.0 ppt (g/L) TDS Resolution 0.01 ppm; 0.1 ppm; 0.001 ppt (g/L); 0.01 ppt (g/L); 0.1 ppt (g/L) TDS Accuracy ±1% of reading (±0.05 mg/L (ppm) or 1 digit, whichever is greater) TDS Calibration based on conductivity calibration EC/TDS Temperature Compensation noTC, Linear (-20 to 120 °C; -4 to 248°F), Non Linear – ISO/DIN 7888 (-0 to 36 °C; 32 to 96.8°F) Temperature Correction Coefficient 0.00 to 10.00 %/°C EC to TDS Conversion Factor 0.40 to 1.00 Reference Temperature 15°C, 20°C and 25°C EC/TDS Multi-range Measurement Modes autorange, autoend, lock and fixed range Salinity (% NaCl) Range 0.0 to 400.0 % Salinity (% NaCl) Resolution 0.1 % Salinity (% NaCl) Accuracy ±1% of reading Salinity (% NaCl) Calibration Max. one point only in % range (with HI7037 standard) Salinity (PSU) Range 0.00 to 42.00 (PSU) Salinity (PSU) Resolution 0.01 PSU Salinity (PSU) Accuracy ±1% of reading Salinity (PSU) Calibration based on conductivity calibration Salinity Range 0.00 to 80.00 (ppt) Salinity Resolution (ppt) 0.01 ppt Salinity Accuracy (ppt) ±1% of reading Salinity Calibration (ppt) based on conductivity calibration Resistivity Range 1.0 to 99.9 Ω•cm; 100 to 999 Ω•cm; 1.00 to 9.99 KΩ•cm; 10.0 to 99.9 KΩ•cm; 100 to 999 KΩ•cm; 1.00 to 9.99 MΩ•cm; 10.0 to 100.0 MΩ•c Resistivity Resolution 0.1 Ω•cm; 1 Ω•cm; 0.01 KΩ•cm; 0.1 KΩ•cm; 1 KΩ•cm; 0.01 MΩ•cm; 0.1 MΩ•cm Resistivity Accuracy ±1% of reading (±10 Ω or 1 digit, whichever is greater) EC/TDS Probe HI763123 platinum, four ring conductivity/TDS probe with internal temperature sensor and 1 m cable (included) Logging Type Log-on-demand Logging Memory up to 10 Connectivity opto-isolated USB with optional HI 92000 software and micro USB cable Automatic Shut-Off user selectable Battery Type/Life 1.5V AA batteries (4) / approximately 100 hours of continuous use (without backlight), 25 hours with backlight Environment 0 to 50°C (32 to 122°F); RH 100% (IP67) Dimensions 185 x 93 x 35.2 mm (7.3 x 3.6 x 1.4”) Weight 400 g (14.2 oz.) Ordering Information HI98197 is supplied with HI763123 conductivity probe, HI605453 stainless steel flow cell, HI7033M 84 μS/cm calibration solution (230 mL), HI7031M 1413 μS/cm calibration solution (230 mL), 100 mL plastic beaker (2), HI92000 PC software, HI920015 micro USB cable, 1.5V AA batteries (4), instructions and rugged carrying case | <div aria-labelledby="tab-title-description" class="woocommerce-Tabs-panel woocommerce-Tabs-panel--description panel entry-content active" id="tab-description" role="tabpanel"> <p>เครื่องวัดค่าการนำไฟฟ้า รุ่น HI98197 เป็นเครื่องวัดค่า EC/TDS/Resistivity/Salinity แบบพกพาที่ทนทานมาพร้อมกับประสิทธิภาพและคุณสมบัติที่มากมาย HI98197 มาพร้อมกับอุปกรณ์เสริมทั้งหมดที่จำเป็นสำหรับการวัดน้ำที่มีความบริสุทธิ์สูงซึ่งบรรจุอยู่ในกระเป๋าพกพาที่ทนทาน อุปกรณ์เสริมสำหรับประกอบการวัดค่าการนำไฟฟ้าสี่และเป็นวงแหวนแบบเกลียวที่ช่วยให้สามารถวัดค่าการนำไฟฟ้าได้ความละเอียดสูง 0.001 μS/cm และ 0.1 MΩ * cm สำหรับการอ่านค่าความต้านทานไฟฟ้า</p> <p>เหมาะสมสำหรับอุตสาหกรรมอิเล็กทรอนิกส์ / อุตสาหกรรมน้ำดื่ม / อุตสาหกรรมที่มีการควบคุมค่า EC ช่วงต่ำมาก</p> <p style="text-align: center;"><a href="https://www.hannathailand.com/2022/01/21/%e0%b8%84%e0%b9%88%e0%b8%b2-ec-%e0%b9%83%e0%b8%99%e0%b8%ad%e0%b8%b8%e0%b8%95%e0%b8%aa%e0%b8%b2%e0%b8%ab%e0%b8%81%e0%b8%a3%e0%b8%a3%e0%b8%a1%e0%b8%ad%e0%b8%b4%e0%b9%80%e0%b8%a5%e0%b9%87%e0%b8%81/">(คลิกเพื่ออ่านบทความเกี่ยวกับเครื่องมือ)</a></p> <p>The HI98197 is a rugged portable EC/TDS/Resistivity/Salinity meter with the performance and features of a benchtop. The HI98197 is supplied complete with all accessories necessary to perform high purity water measurements packaged into a durable carrying case. The accessories include a stainless steel flow cell and a threaded four ring conductivity probe that allows for high resolution 0.001 μS/cm for conductivity and 0.1 MΩ * cm for resistivity readings.</p> <ul> <li>Stainless steel flow cell</li> <li>Four ring conductivity/resistivity probe</li> <li>0.001 μS/cm resolution</li> </ul> <p style="font-weight: 400;">The HI98197 is supplied with a specialized HI763123 four-ring conductivity probe that not only allows for a 0.001 μS/cm resolution measurement but also has screw type threads for insertion into the HI605453 AISI 316 stainless steel flow cell. The HI763123 has a built-in temperature sensor and a adjustable temperature coefficient for accurate readings that cover a complete range with a single sensor. The four-ring technology also eliminates the polarization effect that is common with standard two pole versions. The HI763123 conductivity probe connects to the meter with a unique quick connect waterproof DIN connector allowing for a secure attachment without a threaded connection that is also easy to remove.</p> <p style="font-weight: 400;">High purity water used in power generation, semiconductor manufacturing and other industries can be difficult to measure can be difficult to measure due the ability of carbon dioxide (CO<sub>2</sub>) to diffuse into water and forming carbonic acid (H<sub>2</sub>CO<sub>3</sub>). The carbonic acid will dissociate into hydrogen ions (H+) and bicarbonate ions (HCO<sub>3</sub><sup>–</sup>). These ions will increase the conductivity and decrease the resistivity of the water. In order to measure high purity water accurately it is necessary to perform a continuous flow measurement. The HI98197 uses the HI763123 four ring probe with a threaded connection that is screwed into a stainless steel body flow cell. The flow cell is connected to a water source to determine the conductivity or resistivity whichever is preferred. The HI98197 is an ideal meter for monitoring the mixed bed resin or equivalent system that produces high purity water of 18.2 MΩ * cm at 25 °C.</p> <p> </p> <p style="font-weight: 400;"><b><strong>Expanded Ranges</strong></b> – HI98197 has an expanded conductivity range from 0.000 μS/cm to 1000 mS/cm actual conductivity (400 mS/cm temperature compensated). The HI98197 also has ranges for TDS, resistivity and three salinity scales. This meter automatically recognizes the probe type (two or four ring) and allows the user to adjust the nominal cell constant.</p> <p style="font-weight: 400;"><b><strong>USP &lt;645&gt;</strong></b> – HI98197 can be used to perform all three stages of USP &lt;645&gt; method required for EC measurement of ultrapure water and generates a report when the any of the three stages are met.</p> <p style="font-weight: 400;"><b><strong>5-Point Calibration</strong></b> – Calibration can be performed up to five points with seven preprogrammed conductivity standards. For salinity (% NaCl range), HI7037 standard allows users to perform a one-point calibration.</p> <p style="font-weight: 400;"><b><strong>Temperature Compensation</strong></b> – EC and TDS measurements are fully customizable and include: cell constant selection between 0.0 and 10.000 and a selection of linear, non-linear (natural water) or no temperature compensation. The temperature compensation coefficient range is configurable from 0.00 to 10.00%/°C with a choice of reference temperatures of 15°C, 20°C and 25°C.</p> <p style="font-weight: 400;"><b><strong>TDS Conversion Factor</strong></b> – The conductivity to TDS factor is adjustable from 0.40 and 1.00.</p> <p style="font-weight: 400;"><b><strong>User Profiles</strong></b> – The HI98197 allows for the creation of 10 measurement profiles with various user settings including temperature compensation, range selection, cell constant, and TDS conversion factors.</p> <p style="font-weight: 400;"><b><strong>Logging</strong></b> – The log-on-demand mode allows the user to record and save up to 400 readings while the lot logging at selected intervals can store up to 1000 readings. This data can then be transferred to a PC with Hanna’s HI920015 micro USB cable and HI92000 software.</p> <p style="font-weight: 400;"><b><strong>Good Laboratory Practice (GLP)</strong></b> – GLP data includes date, time, standards used, temperature compensation used, reference temperature, and TDS conversion factor (TDS) is directly accessible by pressing the dedicated GLP key.</p> <p style="font-weight: 400;"><b><strong>Contextual Help</strong></b> – Access Help at any time at the press of a dedicated button and view content specific information based on the screen that is currently being viewed.</p> <p style="font-weight: 400;"><b><strong>Graphic LCD</strong></b> – The high contrast graphic LCD is easy to read outdoors in bright sunlight as well as in low-lit areas with the backlight. A combination of dedicated and virtual keys allows easy, intuitive operation in a choice of languages.</p> <p style="font-weight: 400;"><b><strong>Thermoformed Carrying Case</strong></b> – The compact, durable HI720197 carry case is thermoformed to hold all necessary components for taking a field measurement, including the meter and probe, beakers and conductivity standards.</p> <h3><strong>Manual : <a href="https://hanna-worldwide.com/mwdownloads/download/link/id/408">Download</a></strong></h3> <h3><strong>Specification :</strong></h3> <table> <tbody> <tr> <td width="179">SKU</td> <td width="293">HI98197</td> </tr> <tr> <td width="179">Product Name</td> <td width="293">Ultra Pure Water EC/Resistivity Waterproof Portable Meter – HI98197</td> </tr> <tr> <td width="179">Quote Required</td> <td width="293">Yes</td> </tr> <tr> <td width="179">EC Range</td> <td width="293">0.000 to 9.999 μS/cm; 10.00 to 99.99 μS/cm; 100.0 to 999.9 μS/cm; 1.000 to 9.999 mS/cm; 10.00 to 99.99 mS/cm; 100.0 to 1000.0 mS/cm (actual conductivity; temperature compensated to 400 mS/cm)</td> </tr> <tr> <td width="179">EC Resolution</td> <td width="293">0.001 μS/cm; 0.01 μS/cm; 0.1 μS/cm; 0.001 mS/cm; 0.01 mS/cm; 0.1 mS/cm</td> </tr> <tr> <td width="179">EC Accuracy</td> <td width="293">±1% of reading (±0.01 μS/cm or 1 digit, whichever is greater)</td> </tr> <tr> <td width="179">EC Calibration</td> <td width="293">automatic up to five points with seven memorized standards (0.00 μS/cm, 84.0 μS/cm, 1.413 mS/cm, 5.00 mS/cm, 12.88 mS/cm, 80.0 mS/cm, 111.8 mS/cm)</td> </tr> <tr> <td width="179">TDS Range</td> <td width="293">0.00 to 99.99 ppm; 100.0 to 999.9 ppm; 1.000 to 9.999 ppt (g/L); 10.00 to 99.99 ppt (g/L); 100.0 to 400.0 ppt (g/L)</td> </tr> <tr> <td width="179">TDS Resolution</td> <td width="293">0.01 ppm; 0.1 ppm; 0.001 ppt (g/L); 0.01 ppt (g/L); 0.1 ppt (g/L)</td> </tr> <tr> <td width="179">TDS Accuracy</td> <td width="293">±1% of reading (±0.05 mg/L (ppm) or 1 digit, whichever is greater)</td> </tr> <tr> <td width="179">TDS Calibration</td> <td width="293">based on conductivity calibration</td> </tr> <tr> <td width="179">EC/TDS Temperature Compensation</td> <td width="293">noTC, Linear (-20 to 120 °C; -4 to 248°F), Non Linear – ISO/DIN 7888 (-0 to 36 °C; 32 to 96.8°F)</td> </tr> <tr> <td width="179">Temperature Correction Coefficient</td> <td width="293">0.00 to 10.00 %/°C</td> </tr> <tr> <td width="179">EC to TDS Conversion Factor</td> <td width="293">0.40 to 1.00</td> </tr> <tr> <td width="179">Reference Temperature</td> <td width="293">15°C, 20°C and 25°C</td> </tr> <tr> <td width="179">EC/TDS Multi-range Measurement Modes</td> <td width="293">autorange, autoend, lock and fixed range</td> </tr> <tr> <td width="179">Salinity (% NaCl) Range</td> <td width="293">0.0 to 400.0 %</td> </tr> <tr> <td width="179">Salinity (% NaCl) Resolution</td> <td width="293">0.1 %</td> </tr> <tr> <td width="179">Salinity (% NaCl) Accuracy</td> <td width="293">±1% of reading</td> </tr> <tr> <td width="179">Salinity (% NaCl) Calibration</td> <td width="293">Max. one point only in % range (with HI7037 standard)</td> </tr> <tr> <td width="179">Salinity (PSU) Range</td> <td width="293">0.00 to 42.00 (PSU)</td> </tr> <tr> <td width="179">Salinity (PSU) Resolution</td> <td width="293">0.01 PSU</td> </tr> <tr> <td width="179">Salinity (PSU) Accuracy</td> <td width="293">±1% of reading</td> </tr> <tr> <td width="179">Salinity (PSU) Calibration</td> <td width="293">based on conductivity calibration</td> </tr> <tr> <td width="179">Salinity Range</td> <td width="293">0.00 to 80.00 (ppt)</td> </tr> <tr> <td width="179">Salinity Resolution (ppt)</td> <td width="293">0.01 ppt</td> </tr> <tr> <td width="179">Salinity Accuracy (ppt)</td> <td width="293">±1% of reading</td> </tr> <tr> <td width="179">Salinity Calibration (ppt)</td> <td width="293">based on conductivity calibration</td> </tr> <tr> <td width="179">Resistivity Range</td> <td width="293">1.0 to 99.9 Ω•cm; 100 to 999 Ω•cm; 1.00 to 9.99 KΩ•cm; 10.0 to 99.9 KΩ•cm; 100 to 999 KΩ•cm; 1.00 to 9.99 MΩ•cm; 10.0 to 100.0 MΩ•c</td> </tr> <tr> <td width="179">Resistivity Resolution</td> <td width="293">0.1 Ω•cm; 1 Ω•cm; 0.01 KΩ•cm; 0.1 KΩ•cm; 1 KΩ•cm; 0.01 MΩ•cm; 0.1 MΩ•cm</td> </tr> <tr> <td width="179">Resistivity Accuracy</td> <td width="293">±1% of reading (±10 Ω or 1 digit, whichever is greater)</td> </tr> <tr> <td width="179">EC/TDS Probe</td> <td width="293">HI763123 platinum, four ring conductivity/TDS probe with internal temperature sensor and 1 m cable (included)</td> </tr> <tr> <td width="179">Logging Type</td> <td width="293">Log-on-demand</td> </tr> <tr> <td width="179">Logging Memory</td> <td width="293">up to 10</td> </tr> <tr> <td width="179">Connectivity</td> <td width="293">opto-isolated USB with optional HI 92000 software and micro USB cable</td> </tr> <tr> <td width="179">Automatic Shut-Off</td> <td width="293">user selectable</td> </tr> <tr> <td width="179">Battery Type/Life</td> <td width="293">1.5V AA batteries (4) / approximately 100 hours of continuous use (without backlight), 25 hours with backlight</td> </tr> <tr> <td width="179">Environment</td> <td width="293">0 to 50°C (32 to 122°F); RH 100% (IP67)</td> </tr> <tr> <td width="179">Dimensions</td> <td width="293">185 x 93 x 35.2 mm (7.3 x 3.6 x 1.4”)</td> </tr> <tr> <td width="179">Weight</td> <td width="293">400 g (14.2 oz.)</td> </tr> <tr> <td width="179">Ordering Information</td> <td width="293">HI98197 is supplied with HI763123 conductivity probe, HI605453 stainless steel flow cell, HI7033M 84 μS/cm calibration solution (230 mL), HI7031M 1413 μS/cm calibration solution (230 mL), 100 mL plastic beaker (2), HI92000 PC software, HI920015 micro USB cable, 1.5V AA batteries (4), instructions and rugged carrying case</td> </tr> </tbody> </table> <p> </p> </div> | ไม่มี | ไม่มี | https://www.hannathailand.com/wp-content/uploads/2022/11/HI98197.jpg | HI70032C – 1382 mg/l (ppm) TDS@25°C Cert. – 25x20ml , HI70080P – 800 mg/l (ppm) TDS@25°C – 25x20ml , HI98311 DiST®5 EC/TDS/C°-Tester, (0-3999 µS/cm – 0-2000 mg/l (ppm)) waterproof , HI70031P – EC 1413 µS/cm@25°C – 25x20ml , HI99300 EC / TDS / °C Meter to 3999 µS , HI7031L – EC 1413 µS/cm@25°C – 500ml , HI70442L – 1500 mg/L (ppm) TDS @25°C – 500ml , HI70039C – EC 5000 µS/cm@25°C Zert. – 25x20ml | <a class="woocommerce-LoopProduct-link woocommerce-loop-product__link" href="https://www.hannathailand.com/product/hi70032c-1382-mgl-ppm-tds25c-cert-25x20ml/">HI70032C – 1382 mg/l (ppm) TDS@25°C Cert. – 25x20ml</a> , <a class="woocommerce-LoopProduct-link woocommerce-loop-product__link" href="https://www.hannathailand.com/product/hi70080p-800-mgl-ppm-tds25c-25x20ml/">HI70080P – 800 mg/l (ppm) TDS@25°C – 25x20ml</a> , <a class="woocommerce-LoopProduct-link woocommerce-loop-product__link" href="https://www.hannathailand.com/product/hi98311-dist5-ectdsc-tester-0-3999-%c2%b5scm-0-2000-mgl-ppm-waterproof/">HI98311 DiST®5 EC/TDS/C°-Tester, (0-3999 µS/cm – 0-2000 mg/l (ppm)) waterproof</a> , <a class="woocommerce-LoopProduct-link woocommerce-loop-product__link" href="https://www.hannathailand.com/product/hi70031p-ec-1413-%c2%b5scm25c-25x20ml/">HI70031P – EC 1413 µS/cm@25°C – 25x20ml</a> , <a class="woocommerce-LoopProduct-link woocommerce-loop-product__link" href="https://www.hannathailand.com/product/hi99300-ec-tds-c-meter-to-3999-%c2%b5s/">HI99300 EC / TDS / °C Meter to 3999 µS</a> , <a class="woocommerce-LoopProduct-link woocommerce-loop-product__link" href="https://www.hannathailand.com/product/hi7031l-ec-1413-%c2%b5scm25c-500ml/">HI7031L – EC 1413 µS/cm@25°C – 500ml</a> , <a class="woocommerce-LoopProduct-link woocommerce-loop-product__link" href="https://www.hannathailand.com/product/hi70442l-1500-mgl-ppm-tds-25c-500ml/">HI70442L – 1500 mg/L (ppm) TDS @25°C – 500ml</a> , <a class="woocommerce-LoopProduct-link woocommerce-loop-product__link" href="https://www.hannathailand.com/product/hi70039c-ec-5000-%c2%b5scm25c-zert-25x20ml/">HI70039C – EC 5000 µS/cm@25°C Zert. – 25x20ml</a> | https://www.hannathailand.com/wp-content/uploads/2022/11/HI98197-600x600.jpg , https://www.hannathailand.com/wp-content/uploads/2022/11/HI98197-1-600x600.jpg , https://www.hannathailand.com/wp-content/uploads/2022/11/HI98197-2-600x600.jpg , https://www.hannathailand.com/wp-content/uploads/2022/11/HI98197-3-600x600.jpg , https://www.hannathailand.com/wp-content/uploads/2022/11/HI98197-4-600x600.jpg , https://www.hannathailand.com/wp-content/uploads/2022/11/HI98197-5-600x600.jpg , https://www.hannathailand.com/wp-content/uploads/2022/06/71hj8emexal151d8193ea9ac7-600x600.jpg , https://www.hannathailand.com/wp-content/uploads/2022/06/81kf0zst0cl1-600x600.jpg , https://www.hannathailand.com/wp-content/uploads/2022/06/spritzwasserfesterectdsctesterbis3999s1491_11-600x600.jpg , https://www.hannathailand.com/wp-content/uploads/2022/06/kalibrierlosung1413scmbeutel25x20ml2291_11-600x600.jpg , https://www.hannathailand.com/wp-content/uploads/2022/06/hi99300_c720x720c47625fe4cdd4edda13d544f9e78d252-600x600.jpg , https://www.hannathailand.com/wp-content/uploads/2022/06/71hpzufnshl_aa1500_1-600x600.jpg , https://www.hannathailand.com/wp-content/uploads/2022/06/71pgfzs4nel_aa1500_1-600x600.jpg , https://www.hannathailand.com/wp-content/uploads/2022/06/kalibrierlosung500mscmbeutel25x20ml2294_1151d8128fa4289-600x600.jpg
2 | เครื่องวัดค่าการนำไฟฟ้า สำหรับน้ำบริสุทธิ์ รุ่น HI98308 | สินค้าทั้งหมด , อุตสาหกรรมอาหาร , อุตสาหกรรมทั่วไป , เครื่องวัดการนำไฟฟ้า/ของแข็งละลายในน้ำ , แบบพกพาสะดวก | https://www.hannathailand.com/product-category/tds-meter/tds-portable/ | https://www.hannathailand.com/product/hi98308-pwt-pure-water-tester-conductivity-up-to-99-99-%c2%b5scm/ | HI98308 | 4,280.00 | น้ำหนัก 0.1 กก. ขนาด 4.1 × 2.3 × 17.5 เซนติเมตร | <div aria-labelledby="tab-title-additional_information" class="woocommerce-Tabs-panel woocommerce-Tabs-panel--additional_information panel entry-content" id="tab-additional_information" role="tabpanel"> <table class="woocommerce-product-attributes shop_attributes"> <tr class="woocommerce-product-attributes-item woocommerce-product-attributes-item--weight"> <th class="woocommerce-product-attributes-item__label">น้ำหนัก</th> <td class="woocommerce-product-attributes-item__value">0.1 กก.</td> </tr> <tr class="woocommerce-product-attributes-item woocommerce-product-attributes-item--dimensions"> <th class="woocommerce-product-attributes-item__label">ขนาด</th> <td class="woocommerce-product-attributes-item__value">4.1 × 2.3 × 17.5 เซนติเมตร</td> </tr> </table> </div> | HI98308 เครื่องวัดค่า Conductivity ในน้ำกลั่น DI และ น้ำ RO มีความแม่นยำขนาดพกพาที่จะให้คุณตรวจสอบค่าคอนดักติวิตี้ในน้ำได้รวดเร็วและถูกต้อง ใช้ในการตรวจสอบความบริสุทธิ์ของน้ำ น้ำปราศจากแร่ธาตุในห้องปฏิบัติการหรืองานด้านสภาพแวดล้อมอุตสาหกรรม คุณภาพสูงและคู่มือการใช้งานภาษาไทย – ช่วงการวัดสูงถึง 99.99 uS/cm – ใช้งานง่ายมาก – รวดเร็วและแม่นยำ – การอ่านค่าที่ชดเชยอุณหภูมิ – ราคาไม่แพง The HI98308 features an amperometric graphite electrode that provides better repeatability in measurements since they do not oxidize. An amperometric measurement of EC is based on Ohm’s Law, I = V/R, where R depends on the distance between two pins and their surface. Oxidation changes both the distance and surface, which will affect accuracy. The non-oxidizing graphite pins are able to provide an optimal surface for accurate, dependable results. When calibration is needed, simply submerge the electrode tip into calibration solution and adjust the trimmer on the side of the tester. The HI98308 uses a conductometric measurement to determine the purity of water. The HI98308 Pure Water Test (PWT) enables users to check the purity of distilled or demineralized water in laboratory or industrial environments. PWT is suited for fields such as printed circuit board washing, laundry, steam cleaning, checking car battery water and all areas where distilled, demineralized or pure water is used. This tester is housed in durable casing that provides excellent protection against harsh industrial environments. Electrolytic conductivity, abbreviated as EC, is a measurement made in which electrical charges on atomic or larger sized particles in a medium are moved under the influence of a potential difference. EC is a measure of concentration, however, it is non-specific for ion type. An ion is a charged particle present in the solution that contributes to the current flow. Ions are formed when a salt such as sodium chloride is dissolved in water to form particles having electrical charges. Sodium chloride, separates into Na+ and Cl-. This is a simplified definition as the measurement is affected by many things such as the type of ionic compound(s) dissolved in the water; the ions mobility, the solution viscosity, temperature as well as concentration. PWT – Conductivity tester for distilled or ultrapure water (up to 99.9 uS / cm). In the laboratory distilled water for many studies is needed daily. The handy PWT easily and quickly checks the quality of pure water. Low maintenance required. PWT has a probe of non-oxidizable graphite, and a built-in temperature sensor for temperature compensated readings. Measuring range up to 99.99 uS / cm Very easy to use Fast and accurate Temperature-compensated readings Inexpensive Manual : Download Specification : SKU HI98308 Product Name Pure Water Tester (0.0 – 99.9 µS/cm) – HI98308 Quote Required Yes EC Range 0.0 to 99.9 µS/cm EC Resolution 0.1 µS/cm EC Accuracy ±2% F.S. EC Calibration manual, one point EC/TDS Temperature Compensation automatic from 0 to 50°C (32 to 122°F) with β=2%/°C typical Battery Type/Life 1.5V (4) / approximately 250 hours of continuous use Environment 0 to 50°C (32 to 122°F); RH max 95% non-condensing Dimensions 175 x 41 x 23 mm (6.9 x 1.6 x 0.9’’) Weight 95 g (3.4 oz.) Ordering Information HI98308 is supplied with protective cap, calibration screwdriver (HI98308), batteries and instructions. | <div aria-labelledby="tab-title-description" class="woocommerce-Tabs-panel woocommerce-Tabs-panel--description panel entry-content active" id="tab-description" role="tabpanel"> <p dir="ltr"><strong>HI98308</strong> เครื่องวัดค่า Conductivity ในน้ำกลั่น DI และ น้ำ RO มีความแม่นยำขนาดพกพาที่จะให้คุณตรวจสอบค่าคอนดักติวิตี้ในน้ำได้รวดเร็วและถูกต้อง ใช้ในการตรวจสอบความบริสุทธิ์ของน้ำ น้ำปราศจากแร่ธาตุในห้องปฏิบัติการหรืองานด้านสภาพแวดล้อมอุตสาหกรรม คุณภาพสูงและคู่มือการใช้งานภาษาไทย</p> <p>– ช่วงการวัดสูงถึง 99.99 uS/cm<br/> – ใช้งานง่ายมาก<br/> – รวดเร็วและแม่นยำ<br/> – การอ่านค่าที่ชดเชยอุณหภูมิ<br/> – ราคาไม่แพง</p> <p>The HI98308 features an amperometric graphite electrode that provides better repeatability in measurements since they do not oxidize. An amperometric measurement of EC is based on Ohm’s Law, I = V/R, where R depends on the distance between two pins and their surface. Oxidation changes both the distance and surface, which will affect accuracy. The non-oxidizing graphite pins are able to provide an optimal surface for accurate, dependable results. When calibration is needed, simply submerge the electrode tip into calibration solution and adjust the trimmer on the side of the tester.</p> <p dir="ltr">The HI98308 uses a conductometric measurement to determine the purity of water. The HI98308 Pure Water Test (PWT) enables users to check the purity of distilled or demineralized water in laboratory or industrial environments. PWT is suited for fields such as printed circuit board washing, laundry, steam cleaning, checking car battery water and all areas where distilled, demineralized or pure water is used. This tester is housed in durable casing that provides excellent protection against harsh industrial environments.</p> <p dir="ltr">Electrolytic conductivity, abbreviated as EC, is a measurement made in which electrical charges on atomic or larger sized particles in a medium are moved under the influence of a potential difference. EC is a measure of concentration, however, it is non-specific for ion type. An ion is a charged particle present in the solution that contributes to the current flow. Ions are formed when a salt such as sodium chloride is dissolved in water to form particles having electrical charges. Sodium chloride, separates into Na+ and Cl-. This is a simplified definition as the measurement is affected by many things such as the type of ionic compound(s) dissolved in the water; the ions mobility, the solution viscosity, temperature as well as concentration.</p> <p style="text-align: justify;"><span class="textemodele"><strong>PWT</strong> – Conductivity tester for distilled or ultrapure water (up to 99.9 uS / cm).</span></p> <p style="text-align: justify;">In the laboratory distilled water for many studies is needed daily. The handy PWT easily and quickly checks the quality of pure water. Low maintenance required. PWT has a probe of non-oxidizable graphite, and a built-in temperature sensor for temperature compensated readings.</p> <ul> <li>Measuring range up to 99.99 uS / cm</li> <li>Very easy to use</li> <li>Fast and accurate</li> <li>Temperature-compensated readings</li> <li>Inexpensive</li> </ul> <h3><strong>Manual :</strong> <a href="http://www.hannainst.com/manuals/manHI_98308.pdf" rel="noopener" target="_blank" title="Download Product Manual">Download</a></h3> <h3><strong>Specification :</strong></h3> <table> <tbody> <tr> <td width="160"><strong>SKU</strong></td> <td width="441"><strong>HI98308</strong></td> </tr> <tr> <td width="160"><strong>Product Name</strong></td> <td width="441"><strong>Pure Water Tester (0.0 – 99.9 µS/cm) – HI98308</strong></td> </tr> <tr> <td width="160"><strong>Quote Required</strong></td> <td width="441"><strong>Yes</strong></td> </tr> <tr> <td width="160"><strong>EC Range</strong></td> <td width="441"><strong>0.0 to 99.9 µS/cm</strong></td> </tr> <tr> <td width="160"><strong>EC Resolution</strong></td> <td width="441"><strong>0.1 µS/cm</strong></td> </tr> <tr> <td width="160"><strong>EC Accuracy</strong></td> <td width="441"><strong>±2% F.S.</strong></td> </tr> <tr> <td width="160"><strong>EC Calibration</strong></td> <td width="441"><strong>manual, one point</strong></td> </tr> <tr> <td width="160"><strong>EC/TDS Temperature<br/> Compensation</strong></td> <td width="441"><strong>automatic from 0 to 50°C (32 to 122°F) with </strong><strong>β</strong><strong>=2%/</strong><strong>°</strong><strong>C typical</strong></td> </tr> <tr> <td width="160"><strong>Battery Type/Life</strong></td> <td width="441"><strong>1.5V (4) / approximately 250 hours of continuous use</strong></td> </tr> <tr> <td width="160"><strong>Environment</strong></td> <td width="441"><strong>0 to 50°C (32 to 122°F); RH max 95% non-condensing</strong></td> </tr> <tr> <td width="160"><strong>Dimensions</strong></td> <td width="441"><strong>175 x 41 x 23 mm (6.9 x 1.6 x 0.9’’)</strong></td> </tr> <tr> <td width="160"><strong>Weight</strong></td> <td width="441"><strong>95 g (3.4 oz.)</strong></td> </tr> <tr> <td width="160"><strong>Ordering Information</strong></td> <td width="441"><strong>HI98308 is supplied with protective cap, calibration screwdriver (HI98308), batteries and instructions.</strong></td> </tr> </tbody> </table> </div> | PWT – Pure Water Tester for demineralized water (to 99.9 µS/cm) | <div class="product-short-description"> <p>PWT – Pure Water Tester for demineralized water (to 99.9 µS/cm)</p> </div> | https://www.hannathailand.com/wp-content/uploads/2021/12/HI98308.jpg | เครื่องวัดปริมาณคลอรีนอิสระ รุ่น HI701 , เซ็นเซอร์วัดออกซิเจนในน้ำสำหรับ HI9829 มัลติพารามิเตอร์ , น้ำยามาตรฐานสอบเทียบ ค่ามาตรฐานความเค็ม , เครื่องวัดปริมาณแอมโมเนีย ช่วงต่ำ รุ่น HI700 , เครื่องวัดปริมาณซิลิกา ช่วงต่ำ ในตัวอย่างน้ำ รุ่น HI705 , เครื่องวัดคลอรีน , สารละลายมาตรฐานความขุ่น 20 NTU , เครื่องวัดปริมาณแอมโมเนีย ช่วงสูง รุ่น HI733 | <a class="woocommerce-LoopProduct-link woocommerce-loop-product__link" href="https://www.hannathailand.com/product/hi701-checker-hc-free-chlorine/">เครื่องวัดปริมาณคลอรีนอิสระ รุ่น HI701</a> , <a class="woocommerce-LoopProduct-link woocommerce-loop-product__link" href="https://www.hannathailand.com/product/hi7609829-2/">เซ็นเซอร์วัดออกซิเจนในน้ำสำหรับ HI9829 มัลติพารามิเตอร์</a> , <a class="woocommerce-LoopProduct-link woocommerce-loop-product__link" href="https://www.hannathailand.com/product/hi7083l/">น้ำยามาตรฐานสอบเทียบ ค่ามาตรฐานความเค็ม</a> , <a class="woocommerce-LoopProduct-link woocommerce-loop-product__link" href="https://www.hannathailand.com/product/hi700-checker-hc-ammonia-lr/">เครื่องวัดปริมาณแอมโมเนีย ช่วงต่ำ รุ่น HI700</a> , <a class="woocommerce-LoopProduct-link woocommerce-loop-product__link" href="https://www.hannathailand.com/product/hi705-checker-hc-silica-lr/">เครื่องวัดปริมาณซิลิกา ช่วงต่ำ ในตัวอย่างน้ำ รุ่น HI705</a> , <a class="woocommerce-LoopProduct-link woocommerce-loop-product__link" href="https://www.hannathailand.com/product/free-chlorine/">เครื่องวัดคลอรีน</a> , <a class="woocommerce-LoopProduct-link woocommerce-loop-product__link" href="https://www.hannathailand.com/product/hi93102-20/">สารละลายมาตรฐานความขุ่น 20 NTU</a> , <a class="woocommerce-LoopProduct-link woocommerce-loop-product__link" href="https://www.hannathailand.com/product/hi733-checker-hc-ammonia-hr/">เครื่องวัดปริมาณแอมโมเนีย ช่วงสูง รุ่น HI733</a> | https://www.hannathailand.com/wp-content/uploads/2021/12/HI98308-600x600.jpg , https://www.hannathailand.com/wp-content/uploads/2021/12/HI98308-1-600x600.jpg , https://www.hannathailand.com/wp-content/uploads/2021/12/HI98308-HI98309-600x600.jpg , https://www.hannathailand.com/wp-content/uploads/2021/11/hi701-500x500.jpg , https://www.hannathailand.com/wp-content/uploads/2021/07/5-500x500.jpg , https://www.hannathailand.com/wp-content/uploads/2021/07/10-500x500.jpg , https://www.hannathailand.com/wp-content/uploads/2022/06/hi700_400pxl-600x600.jpg , https://www.hannathailand.com/wp-content/uploads/2022/06/hi705400-600x600.jpg , https://www.hannathailand.com/wp-content/uploads/2021/07/1-500x500.jpg , https://www.hannathailand.com/wp-content/uploads/2021/07/9-500x500.jpg , https://www.hannathailand.com/wp-content/uploads/2022/06/miniphotometerfurammoniumhoch2418_11-600x600.jpg
3 | เครื่องวัดค่าการนำไฟฟ้า สำหรับน้ำบริสุทธิ์สูง (UPW) รุ่น HI98309 | สินค้าทั้งหมด , อุตสาหกรรมทั่วไป , เครื่องวัดการนำไฟฟ้า/ของแข็งละลายในน้ำ , แบบพกพาสะดวก | https://www.hannathailand.com/product-category/tds-meter/tds-portable/ | https://www.hannathailand.com/product/hi98309-upw-ultra-pure-water-tester-conductivity-up-to-1-999-%c2%b5scm/ | HI98309 | 4,280.00 | น้ำหนัก 0.1 กก. ขนาด 4.1 × 2.3 × 17.5 เซนติเมตร | <div aria-labelledby="tab-title-additional_information" class="woocommerce-Tabs-panel woocommerce-Tabs-panel--additional_information panel entry-content" id="tab-additional_information" role="tabpanel"> <table class="woocommerce-product-attributes shop_attributes"> <tr class="woocommerce-product-attributes-item woocommerce-product-attributes-item--weight"> <th class="woocommerce-product-attributes-item__label">น้ำหนัก</th> <td class="woocommerce-product-attributes-item__value">0.1 กก.</td> </tr> <tr class="woocommerce-product-attributes-item woocommerce-product-attributes-item--dimensions"> <th class="woocommerce-product-attributes-item__label">ขนาด</th> <td class="woocommerce-product-attributes-item__value">4.1 × 2.3 × 17.5 เซนติเมตร</td> </tr> </table> </div> | HI98309 สำหรับตรวจสอบคุณภาพของน้ำบริสุทธิ์ เป็นเครื่องวัดที่มีความแม่นยำขนาดพกพาที่จะให้คุณตรวจสอบค่าคอนดักติวิตี้สำหรับน้ำบริสุทธิ์สูง (Ultrapure Water :Type I) ในห้องปฏิบัติการหรือสภาพแวดล้อมอุตสาหกรรม ฟังก์ชั่น Automatic Temperature Compensation (ATC) 0 to 50 ° C มีคู่มือภาษาไทยเข้าใจได้ง่าย – ช่วงการวัดสูงถึง 1,999 uS / cm – ใช้งานง่ายมาก – รวดเร็วและแม่นยำ – การอ่านค่าที่ชดเชยอุณหภูมิ – ราคาไม่แพง The HI98309 uses a conductometric measurement to determine the purity of water. The HI98309 Ultra Pure Water tester (UPW) enables users to check the purity of water, best suited for electronics and semiconductor industries. This tester is housed in durable casing that provides excellent protection against harsh industrial environments. The HI98309 features an amperometric graphite electrode that provides better repeatability in measurements, since they do not oxidize. An amperometric measurement of EC is based on Ohm’s Law, I = V/R, where R depends on the distance between two pins and their surface. Oxidation changes both the distance and surface, which will affect accuracy. The non-oxidizing graphite pins are able to provide an optimal surface for accurate, dependable results. When calibration is needed, simply submerge the electrode tip into calibration solution and adjust the trimmer on the side of the tester. Electrolytic conductivity, abbreviated as EC, is a measurement made in which electrical charges on atomic or larger sized particles in a medium are moved under the influence of a potential difference. EC is a measure of concentration however it is non-specic for ion type. An ion is a charged particle present in the solution that contributes to the current flow. Ions are formed when a salt such as sodium chloride is dissolved in water to form particles having electrical charges. Sodium chloride, separates into Na+ and Cl-. This is a simplified denfinition for the measurement is affected by many things such as the type of ionic compound(s) dissolved in the water; the ions mobility, the solution viscosity, temperature as well as concentration. UPW – Conductivity tester for distilled or ultrapure water (up to 1,999 uS / cm) In the laboratory distilled water for many studies is needed daily. The handy UPW (Ultra Pure Water) easily and quickly checks the quality of the ultrapure water with a resolution of 0.001 uS/cm. Minimal maintenance required. PWT has a probe of non-oxidizable graphite, and a built-in temperature sensor for temperature compensated readings. Measuring range up to 1,999 uS / cm Very easy to use Fast and accurate Temperature-compensated readings Inexpensive Manual: Download Specification : SKU HI98309 Product Name Ultra Pure Water (UPW) Tester (0.000-1.999 µS/cm) Quote Required Yes EC Range 0.000 to 1.999 µS/cm EC Resolution 0.001 µS/cm EC Accuracy ±2% F.S. EC Calibration Factory calibrated Battery Type/Life 1.5V (4) / approximately 200 hours of continuous use Environment 0 to 50°C (32 to 122°F); RH max 95% non-condensing Dimensions 175 x 41 x 23 mm (6.9 x 1.6 x 0.9’’) Weight 95 g (3.4 oz.) Ordering Information HI98309 is supplied with protective cap, batteries and instructions. | <div aria-labelledby="tab-title-description" class="woocommerce-Tabs-panel woocommerce-Tabs-panel--description panel entry-content active" id="tab-description" role="tabpanel"> <p>HI98309 สำหรับตรวจสอบคุณภาพของน้ำบริสุทธิ์ เป็นเครื่องวัดที่มีความแม่นยำขนาดพกพาที่จะให้คุณตรวจสอบค่าคอนดักติวิตี้สำหรับน้ำบริสุทธิ์สูง (Ultrapure Water :Type I) ในห้องปฏิบัติการหรือสภาพแวดล้อมอุตสาหกรรม ฟังก์ชั่น Automatic Temperature Compensation (ATC) 0 to 50 ° C มีคู่มือภาษาไทยเข้าใจได้ง่าย</p> <p>– ช่วงการวัดสูงถึง 1,999 uS / cm<br/> – ใช้งานง่ายมาก<br/> – รวดเร็วและแม่นยำ<br/> – การอ่านค่าที่ชดเชยอุณหภูมิ<br/> – ราคาไม่แพง</p> <p>The HI98309 uses a conductometric measurement to determine the purity of water. The HI98309 Ultra Pure Water tester (UPW) enables users to check the purity of water, best suited for electronics and semiconductor industries. This tester is housed in durable casing that provides excellent protection against harsh industrial environments.</p> <p>The HI98309 features an amperometric graphite electrode that provides better repeatability in measurements, since they do not oxidize. An amperometric measurement of EC is based on Ohm’s Law, I = V/R, where R depends on the distance between two pins and their surface. Oxidation changes both the distance and surface, which will affect accuracy. The non-oxidizing graphite pins are able to provide an optimal surface for accurate, dependable results. When calibration is needed, simply submerge the electrode tip into calibration solution and adjust the trimmer on the side of the tester.</p> <p>Electrolytic conductivity, abbreviated as EC, is a measurement made in which electrical charges on atomic or larger sized particles in a medium are moved under the influence of a potential difference. EC is a measure of concentration however it is non-specic for ion type. An ion is a charged particle present in the solution that contributes to the current flow. Ions are formed when a salt such as sodium chloride is dissolved in water to form particles having electrical charges. Sodium chloride, separates into Na+ and Cl-. This is a simplified denfinition for the measurement is affected by many things such as the type of ionic compound(s) dissolved in the water; the ions mobility, the solution viscosity, temperature as well as concentration.</p> <p style="text-align: justify;"><span class="textemodele"><strong>UPW </strong> – Conductivity tester for distilled or ultrapure water (up to 1,999 uS / cm) </span></p> <p style="text-align: justify;">In the laboratory distilled water for many studies is needed daily. The handy <strong>UPW</strong> (Ultra Pure Water) easily and quickly checks the quality of the ultrapure water with a <span style="text-decoration: underline;">resolution of 0.001<br/> uS/cm.</span> Minimal maintenance required. PWT has a probe of non-oxidizable graphite, and a built-in temperature sensor for temperature compensated readings.</p> <ul> <li>Measuring range up to 1,999 uS / cm</li> <li>Very easy to use</li> <li>Fast and accurate</li> <li>Temperature-compensated readings</li> <li>Inexpensive</li> </ul> <h3><strong>Manual:</strong> <a href="http://www.hannainst.com/manuals/manHI_98309.pdf" rel="noopener" target="_blank" title="Download Product Manual">Download</a></h3> <h3><strong>Specification : </strong></h3> <table> <tbody> <tr> <td width="160"><strong>SKU</strong></td> <td width="441"><strong>HI98309</strong></td> </tr> <tr> <td width="160"><strong>Product Name</strong></td> <td width="441"><strong>Ultra Pure Water (UPW) Tester (0.000-1.999 µS/cm)</strong></td> </tr> <tr> <td width="160"><strong>Quote Required</strong></td> <td width="441"><strong>Yes</strong></td> </tr> <tr> <td width="160"><strong>EC Range</strong></td> <td width="441"><strong>0.000 to 1.999 µS/cm</strong></td> </tr> <tr> <td width="160"><strong>EC Resolution</strong></td> <td width="441"><strong>0.001 µS/cm</strong></td> </tr> <tr> <td width="160"><strong>EC Accuracy</strong></td> <td width="441"><strong>±2% F.S.</strong></td> </tr> <tr> <td width="160"><strong>EC Calibration</strong></td> <td width="441"><strong>Factory calibrated</strong></td> </tr> <tr> <td width="160"><strong>Battery Type/Life</strong></td> <td width="441"><strong>1.5V (4) / approximately 200 hours of continuous use</strong></td> </tr> <tr> <td width="160"><strong>Environment</strong></td> <td width="441"><strong>0 to 50°C (32 to 122°F); RH max 95% non-condensing</strong></td> </tr> <tr> <td width="160"><strong>Dimensions</strong></td> <td width="441"><strong>175 x 41 x 23 mm (6.9 x 1.6 x 0.9’’)</strong></td> </tr> <tr> <td width="160"><strong>Weight</strong></td> <td width="441"><strong>95 g (3.4 oz.)</strong></td> </tr> <tr> <td width="160"><strong>Ordering Information</strong></td> <td width="441"><strong>HI98309 is supplied with protective cap, batteries and instructions.</strong></td> </tr> </tbody> </table> </div> | UPW – Conductivity -Tester for demineralized water Ultra Pure Water (up to 1.999 µS/cm) | <div class="product-short-description"> <p>UPW – Conductivity -Tester for demineralized water Ultra Pure Water (up to 1.999 µS/cm)</p> </div> | https://www.hannathailand.com/wp-content/uploads/2021/12/HI98309.jpg | เครื่องวัดปริมาณฟอสฟอรัส ช่วงสูง รุ่น HI706 , น้ำยามาตรฐานสอบเทียบ ค่ามาตรฐานความเค็ม , เครื่องวัดปริมาณแอมโมเนีย ในน้ำ รุ่น HI715 , เครื่องวัดปริมาณซิลิกา ช่วงต่ำ ในตัวอย่างน้ำ รุ่น HI705 , เครื่องวัดคลอรีน , เครื่องวัดปริมาณนิกเกิล ช่วงสูง รุ่น HI726 , เครื่องวัดปริมาณไนไตรท์ ช่วงสูง ในตัวอย่างน้ำ รุ่น HI708 , เครื่องวัดค่าเหล็ก รุ่น HI721 | <a class="woocommerce-LoopProduct-link woocommerce-loop-product__link" href="https://www.hannathailand.com/product/hi706-checker-hc-phosphorous-hr/">เครื่องวัดปริมาณฟอสฟอรัส ช่วงสูง รุ่น HI706</a> , <a class="woocommerce-LoopProduct-link woocommerce-loop-product__link" href="https://www.hannathailand.com/product/hi7080l/">น้ำยามาตรฐานสอบเทียบ ค่ามาตรฐานความเค็ม</a> , <a class="woocommerce-LoopProduct-link woocommerce-loop-product__link" href="https://www.hannathailand.com/product/hi715-checker-hc-ammonia-mr/">เครื่องวัดปริมาณแอมโมเนีย ในน้ำ รุ่น HI715</a> , <a class="woocommerce-LoopProduct-link woocommerce-loop-product__link" href="https://www.hannathailand.com/product/hi705-checker-hc-silica-lr/">เครื่องวัดปริมาณซิลิกา ช่วงต่ำ ในตัวอย่างน้ำ รุ่น HI705</a> , <a class="woocommerce-LoopProduct-link woocommerce-loop-product__link" href="https://www.hannathailand.com/product/free-chlorine/">เครื่องวัดคลอรีน</a> , <a class="woocommerce-LoopProduct-link woocommerce-loop-product__link" href="https://www.hannathailand.com/product/hi726-checker-hc-nickel-hr/">เครื่องวัดปริมาณนิกเกิล ช่วงสูง รุ่น HI726</a> , <a class="woocommerce-LoopProduct-link woocommerce-loop-product__link" href="https://www.hannathailand.com/product/hi708-checker-hc-nitrite-hr/">เครื่องวัดปริมาณไนไตรท์ ช่วงสูง ในตัวอย่างน้ำ รุ่น HI708</a> , <a class="woocommerce-LoopProduct-link woocommerce-loop-product__link" href="https://www.hannathailand.com/product/hi721-checker-hc-iron/">เครื่องวัดค่าเหล็ก รุ่น HI721</a> | https://www.hannathailand.com/wp-content/uploads/2021/12/HI98309-600x600.jpg , https://www.hannathailand.com/wp-content/uploads/2021/12/HI98308-HI98309-600x600.jpg , https://www.hannathailand.com/wp-content/uploads/2022/06/hi706_400-600x600.jpg , https://www.hannathailand.com/wp-content/uploads/2021/07/11-500x500.jpg , https://www.hannathailand.com/wp-content/uploads/2022/06/miniphotometerfurammoniakmittel2416_11-600x600.jpg , https://www.hannathailand.com/wp-content/uploads/2022/06/hi705400-600x600.jpg , https://www.hannathailand.com/wp-content/uploads/2021/07/1-500x500.jpg , https://www.hannathailand.com/wp-content/uploads/2022/06/miniphotometerfurnickelhoch841_11-600x600.jpg , https://www.hannathailand.com/wp-content/uploads/2022/06/miniphotometerfurnitrithoch2420_11-600x600.jpg , https://www.hannathailand.com/wp-content/uploads/2022/06/miniphotometerfureisen832_11-600x600.jpg
4 | เครื่องวัดค่าการนำไฟฟ้า/ของแข็งละลายในน้ำ รุ่น HI2030 edge™ (EC/TDS/NaCl/°C) | สินค้าทั้งหมด , เครื่องวัดการนำไฟฟ้า/ของแข็งละลายในน้ำ , แบบตั้งโต๊ะ | https://www.hannathailand.com/product-category/tds-meter/tds-benchtop/ | https://www.hannathailand.com/product/hi2030-edge-conductivity-ectdsnaclc-meter/ | HI2030-02 | 41,195.00 |  | <div aria-labelledby="tab-title-additional_information" class="woocommerce-Tabs-panel woocommerce-Tabs-panel--additional_information panel entry-content" id="tab-additional_information" role="tabpanel"> </div> | Hanna Instruments มีความภูมิใจที่จะนำเสนอเครื่องวัด pH, EC และ DO… edge™ ที่ล้ำสมัยที่สุดในโลก Edge บางและน้ำหนักเบา วัดความหนาเพียง 1⁄2” และหนักน้อยกว่า 9 ออนซ์ Edge มีมุมมองที่กว้างอย่างไม่น่าเชื่อ, LCD ขนาด 5.5 นิ้ว และแผงปุ่มกดสัมผัสแบบ capacitive ที่ละเอียดอ่อน edge วัดค่า pH การนำไฟฟ้า และออกซิเจนละลายน้ำผ่านอิเล็กโทรดดิจิทัลที่เป็นเอกลักษณ์ อิเล็กโทรดดิจิทัลเหล่านี้ได้รับการจดจำโดยอัตโนมัติ ให้ประเภทเซ็นเซอร์ ข้อมูลการสอบเทียบ และหมายเลขซีเรียลเมื่อเชื่อมต่อกับ Edge ด้วยขั้วต่อขนาด 3.5 มม. ที่เสียบปลั๊กได้ง่าย การออกแบบอเนกประสงค์ของ edge ใช้งานได้ทั้งที่บ้านในมือของคุณ บนม้านั่งในห้องปฏิบัติการ หรือติดตั้งบนผนัง ช่วยให้การวัด การกำหนดค่า การสอบเทียบ การวินิจฉัย การบันทึก และการถ่ายโอนข้อมูลไปยังคอมพิวเตอร์หรือไดรฟ์ USB ง่ายขึ้น edge มี CAL-CHECK® พิเศษของ Hanna เพื่อเตือนคุณว่าอิเล็กโทรด pH ที่คุณใช้ไม่สะอาด หรือบัฟเฟอร์ของคุณมีการปนเปื้อนระหว่างการสอบเทียบหรือไม่ นอกจากนี้ ตัวบ่งชี้ยังแสดงเวลาตอบสนองและสภาพของโพรบที่อิงตามออฟเซ็ตและความชันของอิเล็กโทรดอีกด้วย นอกจากนี้เรายังได้เพิ่มเซ็นเซอร์-ตรวจสอบสำหรับเซ็นเซอร์ที่มีพินที่ตรงกันด้วย: ตอนนี้จะเตือนคุณว่าหลอด pH แตกหรือหากจุดเชื่อมต่อของอิเล็กโทรดอุดตัน edge คือจุดสุดยอดของวิสัยทัศน์ ความสามารถในการออกแบบ สิ่งอำนวยความสะดวกการผลิตแบบครบวงจร และทีมงาน R&D ระดับโลก ด้วยความได้เปรียบ ฮันนาได้สร้างมาตรฐานใหม่! คุณสมบัติ: การออกแบบที่บางและน้ำหนักเบา มัลติพารามิเตอร์ (ความสามารถในการวัด pH, EC หรือ DO) เทคโนโลยีการตรวจสอบอิเล็กโทรด pH (การตรวจสอบเซ็นเซอร์และการตรวจสอบแคล) จุดสอบเทียบหลายจุด เซนเซอร์วัดอุณหภูมิในตัวบนขั้วไฟฟ้าทั้งหมด เข้าสู่ระบบตามความต้องการ จอแอลซีดีขนาดใหญ่อ่านง่าย สัมผัสแบบคาปาซิทีฟ พอร์ต USB คู่ คุณสมบัติ GLP แบตเตอรี่แบบชาร์จไฟได้ Hanna Instruments is proud to introduce the world’s most innovative pH, EC, and DO meter… edge™. edge is thin and lightweight, measuring just 1⁄2” thick and weighing less than 9 ounces. edge has an incredibly wide viewing angle, 5.5” LCD and a sensitive capacitive touch keypad. edge measures pH, conductivity and dissolved oxygen through its unique digital electrodes. These digital electrodes are auto-recognized. Providing sensor type, calibration data and serial number when connected to edge with an easy to plug-in 3.5mm connector. edge’s versatile design is equally at home in your hand, on a lab bench or mounted on a wall. It simplifies measurement, configuration, calibration, diagnostics, logging and transferring data to a computer or a USB drive. edge features Hanna’s exclusive CAL-CHECK® to warn you if the pH electrode you are using is not clean or if your buffers are contaminated during calibration. Indicators are also displayed for response time and probe condition that is based on the offset and slope of the electrode. We have also added to SENSOR-CHECK for sensors with matching pin: now it warns you if the pH bulb is cracked or if the junction of the electrode is clogged. edge is the culmination of Hanna’s vision, design capabilities, integrated production facilities, and world class R&D teams. With edge, Hanna has set the new standard! FEATURES: Thin, Lightweight Design Multiparameter (ability to measure pH, EC or DO) pH Electrode Monitoring Technology (Sensor Check and Cal Check) Multiple Calibration Points Built-in Temperature Sensor on all Electrodes Log on Demand Large, easy to read LCD Capacitive Touch Dual USB ports GLP feature Rechargeable Battery Order Information: edge HI2030-02 (230V)includes benchtop docking station with electrode holder, wall mount cradle, USB cable, 763100 Conductivity probe, 3 sachets of 1413 µS/cm conductivity standard, 3 sachets of 12880 µS/cm conductivity standard, 5 VDC power adapter, and instruction manual. Product Manuals Manual: Download Specification : EC Range 0.00 to 29.99 µS/cm 30.0 to 299.9 µS/cm 300 to 2999 µS/cm 3.00 to 29.99 mS/cm 30.0 to 200.0 mS/cm up to 500.0 mS (absolute EC)* TDS Range 0.00 to 14.99 mg/L (ppm) 15.0 to 149.9 mg/L (ppm) 150 to 1499 mg/L (ppm) 1.50 to 14.99 g/L 15.0 to 100.0 g/L up to 400.0 g/L (absolute TDS) with 0.8 TDS factor* Salinity Range 0.0 to 400.0% NaCl – Percent Scale 0.00 to 42.00 PSU – Practical Salinity Scale 0.0 to 80.0 g/L – Natural Seawater Scale EC Resolution 0.01 µS/cm, 0.1 µS/cm, 1 µS/cm, 0.01 mS/cm, 0.1 mS/cm TDS Resolution 0.01 mg/L (ppm), 0.1 mg/L (ppm), 1 mg/L (ppm), 0.01 g/L, 0.1 g/L (0.8 TDS factor) Salinity Resolution 0.1% NaCl – Percent Scale 0.01 PSU – Practical Salinity Scale 0.01 g/L – Natural Seawater Scale EC Accuracy @ 25°C/77°F ±1% of reading (+/-0.5 µS/cm or 1 digit, whichever greater) TDS Accuracy @ 25°C/77°F ±1% of reading (+/-0.03 ppm or 1 digit, whichever greater) Salinity Accuracy @ 25°C/77°F ±1% of reading for all scales EC Calibration Points EC 1 point cell factor calibration 1 point offset calibration with probe in air (0.00 µS/cm) TDS Through EC calibration NaCl 1 point EC Temperature Compensation No TC or ATC: -20.0 to 120.0°C; -4.0 to 248.0°F EC Temperature Coefficient 0.00 to 6%/°C (for EC and TDS only) default value is 1.9%/°C Electrode Condition YES– Standard mode (pH only) Electrode Response YES– Standard mode (pH only) Out of Calibration Range YES– Standard mode (pH only) EC and NaCl Standards EC 84 µS/cm, 1413 µS/cm, 5.00 mS/cm, 12.88 mS/cm, 80.0 mS/cm, 111.8 mS/cm NaCl HI 7037 100% NaCl seawater standard TDS Factor 0.40 to 0.80 (default value is 0.50) Temperature Range [°C/°F] -20.0 to 120.0°C; -4.0 to 248.0°F Temperature Accuracy @ 25°C/77°F ±0.5°C; ±1.0°F °C/°F YES GLP YES Keyboard 9 Keys (on/off, 8 dedicated) Log Feature Up to 1000 records organized in Manual Log on demand (Max. 200 logs), Manual log on Stability (Max. 200 logs), Interval logging with up to 100 lots (Max. 600 logs/lot ) Storage Interface USB PC Interface Micro USB Power Supply 5 VDC Dimensions 202 x 140 x 12.7 mm (8” x 5.5” x .05”) Weight 250 grams (8.82 oz.) * with temperature compensation function disabled ** temperature limits will be reduced to actual probe/sensor limits *** pH 3.00 is only visible when using specific pH electrodes and will replace pH 4.01 buffer | <div aria-labelledby="tab-title-description" class="woocommerce-Tabs-panel woocommerce-Tabs-panel--description panel entry-content active" id="tab-description" role="tabpanel"> <div class="almost_half_cell" id="gt-res-content"> <div dir="ltr"> <div class="almost_half_cell" id="gt-res-content"> <div dir="ltr"> <p>Hanna Instruments มีความภูมิใจที่จะนำเสนอเครื่องวัด pH, EC และ DO… edge™ ที่ล้ำสมัยที่สุดในโลก</p> <p>Edge บางและน้ำหนักเบา วัดความหนาเพียง 1⁄2” และหนักน้อยกว่า 9 ออนซ์ Edge มีมุมมองที่กว้างอย่างไม่น่าเชื่อ, LCD ขนาด 5.5 นิ้ว และแผงปุ่มกดสัมผัสแบบ capacitive ที่ละเอียดอ่อน</p> <p>edge วัดค่า pH การนำไฟฟ้า และออกซิเจนละลายน้ำผ่านอิเล็กโทรดดิจิทัลที่เป็นเอกลักษณ์ อิเล็กโทรดดิจิทัลเหล่านี้ได้รับการจดจำโดยอัตโนมัติ ให้ประเภทเซ็นเซอร์ ข้อมูลการสอบเทียบ และหมายเลขซีเรียลเมื่อเชื่อมต่อกับ Edge ด้วยขั้วต่อขนาด 3.5 มม. ที่เสียบปลั๊กได้ง่าย การออกแบบอเนกประสงค์ของ edge ใช้งานได้ทั้งที่บ้านในมือของคุณ บนม้านั่งในห้องปฏิบัติการ หรือติดตั้งบนผนัง ช่วยให้การวัด การกำหนดค่า การสอบเทียบ การวินิจฉัย การบันทึก และการถ่ายโอนข้อมูลไปยังคอมพิวเตอร์หรือไดรฟ์ USB ง่ายขึ้น<br/> edge มี CAL-CHECK® พิเศษของ Hanna เพื่อเตือนคุณว่าอิเล็กโทรด pH ที่คุณใช้ไม่สะอาด หรือบัฟเฟอร์ของคุณมีการปนเปื้อนระหว่างการสอบเทียบหรือไม่ นอกจากนี้ ตัวบ่งชี้ยังแสดงเวลาตอบสนองและสภาพของโพรบที่อิงตามออฟเซ็ตและความชันของอิเล็กโทรดอีกด้วย นอกจากนี้เรายังได้เพิ่มเซ็นเซอร์-ตรวจสอบสำหรับเซ็นเซอร์ที่มีพินที่ตรงกันด้วย: ตอนนี้จะเตือนคุณว่าหลอด pH แตกหรือหากจุดเชื่อมต่อของอิเล็กโทรดอุดตัน</p> <p>edge คือจุดสุดยอดของวิสัยทัศน์ ความสามารถในการออกแบบ สิ่งอำนวยความสะดวกการผลิตแบบครบวงจร และทีมงาน R&amp;D ระดับโลก ด้วยความได้เปรียบ ฮันนาได้สร้างมาตรฐานใหม่!</p> <p>คุณสมบัติ:</p> <ul> <li>การออกแบบที่บางและน้ำหนักเบา</li> <li>มัลติพารามิเตอร์ (ความสามารถในการวัด pH, EC หรือ DO)</li> <li>เทคโนโลยีการตรวจสอบอิเล็กโทรด pH (การตรวจสอบเซ็นเซอร์และการตรวจสอบแคล)</li> <li>จุดสอบเทียบหลายจุด</li> <li>เซนเซอร์วัดอุณหภูมิในตัวบนขั้วไฟฟ้าทั้งหมด</li> <li>เข้าสู่ระบบตามความต้องการ</li> <li>จอแอลซีดีขนาดใหญ่อ่านง่าย</li> <li>สัมผัสแบบคาปาซิทีฟ</li> <li>พอร์ต USB คู่</li> <li>คุณสมบัติ GLP</li> <li>แบตเตอรี่แบบชาร์จไฟได้</li> </ul> <p style="text-align: justify;">Hanna Instruments is proud to introduce the world’s most innovative pH, EC, and DO meter… edge™.</p> <p style="text-align: justify;">edge is thin and lightweight, measuring just 1⁄2” thick and weighing less than 9 ounces. edge has an incredibly wide viewing angle, 5.5” LCD and a sensitive capacitive touch keypad.</p> <p style="text-align: justify;">edge measures pH, conductivity and dissolved oxygen through its unique digital electrodes. These digital electrodes are auto-recognized. Providing sensor type, calibration data and serial number when connected to edge with an easy to plug-in 3.5mm connector. edge’s versatile design is equally at home in your hand, on a lab bench or mounted on a wall. It simplifies measurement, configuration, calibration, diagnostics, logging and transferring data to a computer or a USB drive.<br/> edge features Hanna’s exclusive CAL-CHECK® to warn you if the pH electrode you are using is not clean or if your buffers are contaminated during calibration. Indicators are also displayed for response time and probe condition that is based on the offset and slope of the electrode. We have also added to SENSOR-CHECK for sensors with matching pin: now it warns you if the pH bulb is cracked or if the junction of the electrode is clogged.</p> <p style="text-align: justify;">edge is the culmination of Hanna’s vision, design capabilities, integrated production facilities, and world class R&amp;D teams. With edge, Hanna has set the new standard!</p> <p style="text-align: justify;">FEATURES:</p> <ul style="text-align: justify;"> <li>Thin, Lightweight Design</li> <li>Multiparameter (ability to measure pH, EC or DO)</li> <li>pH Electrode Monitoring Technology (Sensor Check and Cal Check)</li> <li>Multiple Calibration Points</li> <li>Built-in Temperature Sensor on all Electrodes</li> <li>Log on Demand</li> <li>Large, easy to read LCD</li> <li>Capacitive Touch</li> <li>Dual USB ports</li> <li>GLP feature</li> <li>Rechargeable Battery</li> </ul> <p style="text-align: justify;"> <p style="text-align: justify;"><strong>Order Information:</strong> edge HI2030-02 (230V)includes benchtop docking station with electrode holder, wall mount cradle, USB cable, 763100 Conductivity probe, 3 sachets of 1413 µS/cm conductivity standard, 3 sachets of 12880 µS/cm conductivity standard, 5 VDC power adapter, and instruction manual.</p> <div><strong>Product Manuals</strong></div> <p style="text-align: justify;"><img align="absmiddle" alt="" border="0" decoding="async" height="22" loading="lazy" src="http://www.hannainst.com/usa/images/icon-pdf.gif" width="20"/> Manual: <a href="http://www.hannathai.com/manuals/en/edge_05_15.pdf" rel="noopener" target="_blank" title="Download Product Manual">Download</a></p> <p style="text-align: justify;"><strong>Specification :</strong></p> <table class="spec_table"> <tbody> <tr> <td>EC Range</td> <td></td> <td>0.00 to 29.99 µS/cm 30.0 to 299.9 µS/cm 300 to 2999 µS/cm 3.00 to 29.99 mS/cm 30.0 to 200.0 mS/cm up to 500.0 mS (absolute EC)*</td> </tr> <tr> <td>TDS Range</td> <td></td> <td>0.00 to 14.99 mg/L (ppm) 15.0 to 149.9 mg/L (ppm) 150 to 1499 mg/L (ppm) 1.50 to 14.99 g/L 15.0 to 100.0 g/L up to 400.0 g/L (absolute TDS) with 0.8 TDS factor*</td> </tr> <tr> <td>Salinity Range</td> <td></td> <td>0.0 to 400.0% NaCl – Percent Scale 0.00 to 42.00 PSU – Practical Salinity Scale 0.0 to 80.0 g/L – Natural Seawater Scale</td> </tr> <tr> <td>EC Resolution</td> <td></td> <td>0.01 µS/cm, 0.1 µS/cm, 1 µS/cm, 0.01 mS/cm, 0.1 mS/cm</td> </tr> <tr> <td>TDS Resolution</td> <td></td> <td>0.01 mg/L (ppm), 0.1 mg/L (ppm), 1 mg/L (ppm), 0.01 g/L, 0.1 g/L (0.8 TDS factor)</td> </tr> <tr> <td>Salinity Resolution</td> <td></td> <td>0.1% NaCl – Percent Scale 0.01 PSU – Practical Salinity Scale 0.01 g/L – Natural Seawater Scale</td> </tr> <tr> <td>EC Accuracy @ 25°C/77°F</td> <td></td> <td>±1% of reading (+/-0.5 µS/cm or 1 digit, whichever greater)</td> </tr> <tr> <td>TDS Accuracy @ 25°C/77°F</td> <td></td> <td>±1% of reading (+/-0.03 ppm or 1 digit, whichever greater)</td> </tr> <tr> <td>Salinity Accuracy @ 25°C/77°F</td> <td></td> <td>±1% of reading for all scales</td> </tr> <tr> <td>EC Calibration Points</td> <td></td> <td><strong>EC</strong> 1 point cell factor calibration 1 point offset calibration with probe in air (0.00 µS/cm) <strong> TDS </strong> Through EC calibration <strong> NaCl </strong> 1 point</td> </tr> <tr> <td>EC Temperature Compensation</td> <td></td> <td>No TC or ATC: -20.0 to 120.0°C; -4.0 to 248.0°F</td> </tr> <tr> <td>EC Temperature Coefficient</td> <td></td> <td>0.00 to 6%/°C (for EC and TDS only) default value is 1.9%/°C</td> </tr> <tr> <td>Electrode Condition</td> <td></td> <td>YES– Standard mode (pH only)</td> </tr> <tr> <td>Electrode Response</td> <td></td> <td>YES– Standard mode (pH only)</td> </tr> <tr> <td>Out of Calibration Range</td> <td></td> <td>YES– Standard mode (pH only)</td> </tr> <tr> <td>EC and NaCl Standards</td> <td></td> <td><strong> EC </strong> 84 µS/cm, 1413 µS/cm, 5.00 mS/cm, 12.88 mS/cm, 80.0 mS/cm, 111.8 mS/cm <strong> NaCl </strong> HI 7037 100% NaCl seawater standard</td> </tr> <tr> <td>TDS Factor</td> <td></td> <td>0.40 to 0.80 (default value is 0.50)</td> </tr> <tr> <td>Temperature Range [°C/°F]</td> <td></td> <td>-20.0 to 120.0°C; -4.0 to 248.0°F</td> </tr> <tr> <td>Temperature Accuracy @ 25°C/77°F</td> <td></td> <td>±0.5°C; ±1.0°F</td> </tr> <tr> <td>°C/°F</td> <td></td> <td>YES</td> </tr> <tr> <td>GLP</td> <td></td> <td>YES</td> </tr> <tr> <td>Keyboard</td> <td></td> <td>9 Keys (on/off, 8 dedicated)</td> </tr> <tr> <td>Log Feature</td> <td></td> <td>Up to 1000 records organized in Manual Log on demand (Max. 200 logs), Manual log on Stability (Max. 200 logs), Interval logging with up to 100 lots (Max. 600 logs/lot )</td> </tr> <tr> <td>Storage Interface</td> <td></td> <td>USB</td> </tr> <tr> <td>PC Interface</td> <td></td> <td>Micro USB</td> </tr> <tr> <td>Power Supply</td> <td></td> <td>5 VDC</td> </tr> <tr> <td>Dimensions</td> <td></td> <td>202 x 140 x 12.7 mm (8” x 5.5” x .05”)</td> </tr> <tr> <td>Weight</td> <td></td> <td>250 grams (8.82 oz.)</td> </tr> <tr> <td>*</td> <td></td> <td>with temperature compensation function disabled</td> </tr> <tr> <td>**</td> <td></td> <td>temperature limits will be reduced to actual probe/sensor limits</td> </tr> <tr> <td>***</td> <td></td> <td>pH 3.00 is only visible when using specific pH electrodes and will replace pH 4.01 buffer</td> </tr> </tbody> </table> <p style="text-align: justify;"> </p></p></div> </div> </div> </div> </div> | edge measures pH, conductivity and dissolved oxygen through its unique digital electrodes. | <div class="product-short-description"> <p>edge measures pH, conductivity and dissolved oxygen through its unique digital electrodes.</p> </div> | https://www.hannathailand.com/wp-content/uploads/2022/06/edgeelectrodebeakerincradle01.jpg | เครื่องวัดปริมาณฟอสเฟต ช่วงสูง รุ่น HI717 , น้ำยามาตรฐานสอบเทียบ , เครื่องวัดคลอรีน , เครื่องวัดปริมาณโบรมีน ในตัวอย่างน้ำ รุ่น HI716 , เครื่องวัดปริมาณแอมโมเนีย ช่วงสูง รุ่น HI733 , เครื่องวัดปริมาณไนไตรท์ ช่วงสูง ในตัวอย่างน้ำ รุ่น HI708 , น้ำยามาตรฐานสอบเทียบ ค่ามาตรฐานความเค็ม , เครื่องควบคุมค่าความนำไฟฟ้า | <a class="woocommerce-LoopProduct-link woocommerce-loop-product__link" href="https://www.hannathailand.com/product/hi717-checker-hc-phosphate-hr/">เครื่องวัดปริมาณฟอสเฟต ช่วงสูง รุ่น HI717</a> , <a class="woocommerce-LoopProduct-link woocommerce-loop-product__link" href="https://www.hannathailand.com/product/hi9828-25/">น้ำยามาตรฐานสอบเทียบ</a> , <a class="woocommerce-LoopProduct-link woocommerce-loop-product__link" href="https://www.hannathailand.com/product/free-chlorine/">เครื่องวัดคลอรีน</a> , <a class="woocommerce-LoopProduct-link woocommerce-loop-product__link" href="https://www.hannathailand.com/product/hi716-checker-hc-bromine/">เครื่องวัดปริมาณโบรมีน ในตัวอย่างน้ำ รุ่น HI716</a> , <a class="woocommerce-LoopProduct-link woocommerce-loop-product__link" href="https://www.hannathailand.com/product/hi733-checker-hc-ammonia-hr/">เครื่องวัดปริมาณแอมโมเนีย ช่วงสูง รุ่น HI733</a> , <a class="woocommerce-LoopProduct-link woocommerce-loop-product__link" href="https://www.hannathailand.com/product/hi708-checker-hc-nitrite-hr/">เครื่องวัดปริมาณไนไตรท์ ช่วงสูง ในตัวอย่างน้ำ รุ่น HI708</a> , <a class="woocommerce-LoopProduct-link woocommerce-loop-product__link" href="https://www.hannathailand.com/product/hi7080l/">น้ำยามาตรฐานสอบเทียบ ค่ามาตรฐานความเค็ม</a> , <a class="woocommerce-LoopProduct-link woocommerce-loop-product__link" href="https://www.hannathailand.com/product/hi8931cn/">เครื่องควบคุมค่าความนำไฟฟ้า</a> | https://www.hannathailand.com/wp-content/uploads/2022/06/edgeelectrodebeakerincradle01-600x600.jpg , https://www.hannathailand.com/wp-content/uploads/2022/06/edgeusbports01-600x600.jpg , https://www.hannathailand.com/wp-content/uploads/2022/06/edgewithscreenvertical01-600x600.jpg , https://www.hannathailand.com/wp-content/uploads/2021/12/edgeset52c18cae88a8c-500x500.jpg , https://www.hannathailand.com/wp-content/uploads/2021/12/ecedge-500x327.jpg , https://www.hannathailand.com/wp-content/uploads/2022/06/miniphotometerfurphosphathoch827_11-600x600.jpg , https://www.hannathailand.com/wp-content/uploads/2021/07/8-500x500.jpg , https://www.hannathailand.com/wp-content/uploads/2021/07/1-500x500.jpg , https://www.hannathailand.com/wp-content/uploads/2022/06/miniphotometerfurfreiesgesamtchlor704_11-600x600.jpg , https://www.hannathailand.com/wp-content/uploads/2022/06/miniphotometerfurammoniumhoch2418_11-600x600.jpg , https://www.hannathailand.com/wp-content/uploads/2022/06/miniphotometerfurnitrithoch2420_11-600x600.jpg , https://www.hannathailand.com/wp-content/uploads/2021/07/11-500x500.jpg , https://www.hannathailand.com/wp-content/uploads/2021/07/2-500x500.jpg
5 | เครื่องวัดค่าการนำไฟฟ้า/ของแข็งละลายในน้ำ รุ่น HI98192 (EC/TDS/Resistivity/Salinity) | Multiparameter Portable HI9819X , สินค้าทั้งหมด , อุตสาหกรรมทั่วไป , เครื่องวัดการนำไฟฟ้า/ของแข็งละลายในน้ำ , เครื่องวัดค่ากรด-ด่าง (pH) การนำไฟฟ้า (EC) / ออกซิเจนละลายในน้ำ (DO) ใช้ในภาคสนาม/หน้างาน , แบบภาคสนาม | https://www.hannathailand.com/product-category/tds-meter/tds-fieldwork/ | https://www.hannathailand.com/product/ec-meter-tds-meter-salinity-meter-ec-tds-salinity-salt-hanna-meter/ | HI98192 | 3,103.00 |  | <div aria-labelledby="tab-title-additional_information" class="woocommerce-Tabs-panel woocommerce-Tabs-panel--additional_information panel entry-content" id="tab-additional_information" role="tabpanel"> </div> | เครื่องวัดค่าการนำไฟฟ้า/ของแข็งละลายในน้ำ รุ่น HI98192 (EC/TDS/Resistivity/Salinity) HI98192 มาพร้อมกับหัววัดค่าการนำไฟฟ้าแบบ 4-ring (HI763133) พร้อมเซ็นเซอร์อุณหภูมิในตัว จะช่วยให้สามารถอ่านค่าได้อย่างถูกต้องแม่นยำ ซึ่งครอบคลุมช่วงการวัดที่กว้างด้วยเทคนิค 4-ring จะช่วยลดผลกระทบที่เกิดจากโพลาไรเซชัน หัววัดค่าการนำไฟฟ้า HI763133 เชื่อมต่อกับตัวเครื่องด้วยขั้วชนิด Quick DIN กันน้ำ ทำให้การเชื่อมต่อแบบแน่น ไม่หลุดง่าย HI98192 มีช่วงการวัดในช่วงกว้างตั้งแต่ 0.000 μS/cm – 1000 mS/cm โดยค่าการนำไฟฟ้าจริงจะแสดงในช่วง 400 mS/cm นอกจากนั้นยังสามารถวัดค่า ของแข็งละลายในน้ำ ความต้านทาน และระดับความเค็มอีกด้วย ตัวเครื่องจะจดจำประเภทของหัววัดแบบอัตโนมัติ และสามารถให้ผู้ใช้ปรับค่าคงที่ของเซลล์ตามการใช้งานได้อีกด้วย HI98192 รองรับการใช้งานตามมาตรฐาน USP ที่จำเป็นสำหรับการตรวจวัด EC ของน้ำบริสุทธิ์ การวัด EC และ TDS สามารถตั้งค่าได้ ประกอบด้วย : การเลือกค่าคงที่ของเซลล์ระหว่าง 0.0 – 10.000 การเลือกแบบเชิงเส้น หรือแบบไม่เชิงเส้น (น้ำธรรมชาติ) ไม่มีการชดเชยอุณหภูมิ ช่วงค่าสัมประสิทธิ์การชดเชยอุณหภูมิสามารถกำหนดค่าได้ตั้งแต่ 0.00 – 10.00%/°C โดยมีตัวเลือกอุณหภูมิอ้างอิงอยู่ที่ 15°C 20°C และ 25°C ค่าการนำไฟฟ้าต่อแฟกเตอร์ TDS สามารถปรับได้ตั้งแต่ 0.40 – 1.00 HI98192 สร้างโปรไฟล์การวัดได้ 10 โปรไฟล์พร้อมการตั้งค่าผู้ใช้ที่หลากหลาย รวมถึงการชดเชยอุณหภูมิ การเลือกช่วง ค่าคงที่ของเซลล์ และปัจจัยการแปลงเปลี่ยน TDS โดยผู้ใช้งาน การเก็บข้อมูลจะช่วยให้ผู้ใช้สามารถบันทึกการอ่านได้สูงสุด 400 ข้อมูล ในขณะที่การบันทึกแบบต่อเนื่องในช่วงเวลาที่เลือกสามารถจัดเก็บการอ่านได้สูงสุด 1,000 ข้อมูล และสามารถถ่ายโอนไปยัง PC ด้วยสายไมโคร USB HI920015 ผ่านโปรแกรมของ Hanna HI92000 ข้อมูล GLP ประกอบด้วยวันที่ เวลา การชดเชยอุณหภูมิที่ใช้ อุณหภูมิอ้างอิง และปัจจัยการแปลง TDS ซึ่งสามารถเข้าถึงได้โดยตรง โดยการกดปุ่ม GLP เฉพาะ เข้าถึงความช่วยเหลือได้ตลอดเวลาด้วยการกดปุ่มเฉพาะ และดูข้อมูลเฉพาะของเนื้อหาตามหน้าจอ ณ ขณะนั้น คู่มือการใช้งาน : Download สเปคของตัวเครื่อง : ช่วงการวัด EC 0.000 to 9.999 μS/cm*; 10.00 to 99.99 μS/cm; 100.0 to 999.9 μS/cm; 1.000 to 9.999 mS/cm; 10.00 to 99.99 mS/cm; 100.0 to 1000.0 mS/cm (actual conductivity; temperature compensated to 400 mS/cm) ความละเอียด 0.001 μS/cm; 0.01 μS/cm; 0.1 μS/cm; 0.001 mS/cm; 0.01 mS/cm; 0.1 mS/cm ความถูกต้อง ±1% ของการอ่านค่า การสอบเทียบ EC แบบอัตโนมัติ 5 จุด จาก 7 สารละลายมาตรฐาน 0.00 μS/cm, 84.0 μS/cm, 1.413 mS/cm, 5.00 mS/cm, 12.88 mS/cm, 80.0 mS/cm, 111.8 mS/cm ช่วงการวัด TDS 0.00 to 99.99 ppm; 100.0 to 999.9 ppm; 1.000 to 9.999 ppt (g/L); 10.00 to 99.99 ppt (g/L); 100.0 to 400.0 ppt (g/L) ความละเอียด 0.01 ppm; 0.1 ppm; 0.001 ppt (g/L); 0.01 ppt (g/L); 0.1 ppt (g/L) ความถูกต้อง ±1% ของการอ่านค่า ช่วงการวัด Resistivity 1.0 to 99.9 Ω•cm; 100 to 999 Ω•cm; 1.00 to 9.99 KΩ•cm; 10.0 to 99.9 KΩ•cm; 100 to 999 KΩ•cm; 1.00 to 9.99 MΩ•cm; 10.0 to 100.0 MΩ•cm ความละเอียด 0.1 Ω•cm; 1 Ω•cm; 0.01 KΩ•cm; 0.1 KΩ•cm; 1 KΩ•cm; 0.01 MΩ•cm; 0.1 MΩ•cm* ความถูกต้อง ±1% ของการอ่านค่า ช่วงการวัดความเค็ม % NaCl : 0.0 to 400.0%; practical salinity: 0.00 to 42.00 (PSU); natural seawater scale – UNESCO 1966: 0.00 to 80.00 (ppt) ความละเอียด 0.1%; 0.01 ความถูกต้อง ±1% ของการอ่านค่า การสอบเทียบความเค็ม 1 จุดในหน่วย % ที่จุด 100% (HI7037) หรือสามารถสอบเทียบผ่าน EC ช่วงการวัดอุณหภูมิ -20.0 – 120.0°C ความละเอียด 0.1°C ความถูกต้อง ±0.2°C; ±0.4°F การสอบเทียบอุณหภูมิ 1 หรือ 2 จุด ระบบชดเชยอุณหภูมิ noTC, Linear (-20 to 120 °C; -4 to 248°F), Non Linear – ISO/DIN 7888 (-0 to 36 °C; 32 to 96.8°F) โหมดการวัด autorange, autoend, lock และ fixed range อุณหภูมิอ้างอิง 15°C 20°C และ 25°C สัมประสิทธิ์ของอุณหภูมิ 0.00 – 10.00 %/°C TDS Factor 0.40 – 1.00 หัววัด HI763133 conductivity/TDS แบบ 4-ring พร้อมเซ็นเซอร์อุณหภูมิภายใน ยาว 4 เมตร การบันทึกข้อมูล 400 ข้อมูล สำหรับในโหมดการบันทึกแบบต่อเนื่อง 1,000 ข้อมูล 5, 10, 30 วินาที 1, 2, 5, 10, 15, 30, 60, 120, 180 นาที ข้อมูลผู้ใช้งาน สูงสุด 10 ผู้ใช้งาน การเชื่อมต่อ PC USB ผ่านโปรแกรม HI 92000 และ micro USB แบตเตอรี่ 1.5V AA batteries (4) / ประมาณ100 ชั่วโมงแบบต่อเนื่อง ในกรณีไม่ได้ใช้งานโหมด backlight และ 25 ชั่วโมง ในกรณีใช้งานโหมด backlight โหมดปิดเครื่องแบบอัตโนมัติ 5 นาที 10 นาที 30 นาที 60 นาที หรือไม่ตั้งค่าโดยผู้ใช้งาน สภาวะแวดล้อมที่เหมาะสม 0 to 50°C (32 to 122°F); ความชื้นสัมพัทธ์ 100% (IP67) ขนาด 185 x 93 x 35.2 มม. น้ำหนัก 400 กรัม อุปกรณ์ในชุด HI98192 is supplied with HI763133 conductivity probe, HI7031M 1413 μS/cm calibration solution (230 mL), HI7035M 111.8 mS/cm calibration solution (230 mL), 100 mL plastic beaker (2), HI92000 PC software, HI920015 micro USB cable, 1.5V AA batteries (4), instruction manual, quick start guide, quality certificate and HI720192 rugged carrying case. ข้อความโน๊ต 0.001 μS/cm EC range and 0.1 MΩ•cm ไม่สามารถใช้งานกับหัววัดที่ให้มากับตัวเครื่อง | <div aria-labelledby="tab-title-description" class="woocommerce-Tabs-panel woocommerce-Tabs-panel--description panel entry-content active" id="tab-description" role="tabpanel"> <p><span style="font-size: 120%; color: #000000;"><strong>เครื่องวัดค่าการนำไฟฟ้า/ของแข็งละลายในน้ำ รุ่น HI98192 (EC/TDS/Resistivity/Salinity)</strong></span></p> <p><span style="color: #000000;">HI98192 มาพร้อมกับหัววัดค่าการนำไฟฟ้าแบบ 4-ring (HI763133) พร้อมเซ็นเซอร์อุณหภูมิในตัว จะช่วยให้สามารถอ่านค่าได้อย่างถูกต้องแม่นยำ ซึ่งครอบคลุมช่วงการวัดที่กว้างด้วยเทคนิค 4-ring จะช่วยลดผลกระทบที่เกิดจากโพลาไรเซชัน หัววัดค่าการนำไฟฟ้า HI763133 เชื่อมต่อกับตัวเครื่องด้วยขั้วชนิด Quick DIN กันน้ำ ทำให้การเชื่อมต่อแบบแน่น ไม่หลุดง่าย</span></p> <p><span style="color: #000000;">HI98192 มีช่วงการวัดในช่วงกว้างตั้งแต่ 0.000 μS/cm – 1000 mS/cm โดยค่าการนำไฟฟ้าจริงจะแสดงในช่วง 400 mS/cm นอกจากนั้นยังสามารถวัดค่า ของแข็งละลายในน้ำ ความต้านทาน และระดับความเค็มอีกด้วย ตัวเครื่องจะจดจำประเภทของหัววัดแบบอัตโนมัติ และสามารถให้ผู้ใช้ปรับค่าคงที่ของเซลล์ตามการใช้งานได้อีกด้วย</span></p> <p><span style="color: #000000; font-size: 16.2px;">HI98192 รองรับการใช้งานตามมาตรฐาน USP ที่จำเป็นสำหรับการตรวจวัด EC ของน้ำบริสุทธิ์</span></p> <p><span style="color: #000000;">การวัด EC และ TDS สามารถตั้งค่าได้ ประกอบด้วย :</span></p> <ul> <li><span style="color: #000000;">การเลือกค่าคงที่ของเซลล์ระหว่าง 0.0 – 10.000</span></li> <li><span style="color: #000000;">การเลือกแบบเชิงเส้น หรือแบบไม่เชิงเส้น (น้ำธรรมชาติ)</span></li> <li><span style="color: #000000;">ไม่มีการชดเชยอุณหภูมิ</span></li> </ul> <p><span style="color: #000000;">ช่วงค่าสัมประสิทธิ์การชดเชยอุณหภูมิสามารถกำหนดค่าได้ตั้งแต่ 0.00 – 10.00%/°C โดยมีตัวเลือกอุณหภูมิอ้างอิงอยู่ที่ 15°C 20°C และ 25°C ค่าการนำไฟฟ้าต่อแฟกเตอร์ TDS สามารถปรับได้ตั้งแต่<br/> 0.40 – 1.00</span></p> <p><span style="color: #000000;">HI98192 สร้างโปรไฟล์การวัดได้ 10 โปรไฟล์พร้อมการตั้งค่าผู้ใช้ที่หลากหลาย รวมถึงการชดเชยอุณหภูมิ การเลือกช่วง ค่าคงที่ของเซลล์ และปัจจัยการแปลงเปลี่ยน TDS โดยผู้ใช้งาน</span></p> <p><span style="color: #000000;">การเก็บข้อมูลจะช่วยให้ผู้ใช้สามารถบันทึกการอ่านได้สูงสุด 400 ข้อมูล ในขณะที่การบันทึกแบบต่อเนื่องในช่วงเวลาที่เลือกสามารถจัดเก็บการอ่านได้สูงสุด 1,000 ข้อมูล และสามารถถ่ายโอนไปยัง PC ด้วยสายไมโคร USB HI920015 ผ่านโปรแกรมของ Hanna HI92000</span></p> <p><span style="color: #000000;">ข้อมูล GLP ประกอบด้วยวันที่ เวลา การชดเชยอุณหภูมิที่ใช้ อุณหภูมิอ้างอิง และปัจจัยการแปลง TDS ซึ่งสามารถเข้าถึงได้โดยตรง โดยการกดปุ่ม GLP เฉพาะ</span></p> <p><span style="color: #000000;">เข้าถึงความช่วยเหลือได้ตลอดเวลาด้วยการกดปุ่มเฉพาะ และดูข้อมูลเฉพาะของเนื้อหาตามหน้าจอ ณ ขณะนั้น</span></p> <h3 class="spec-header"><span style="font-size: 110%;"><strong><span style="color: #000000;">คู่มือการใช้งาน : <a href="https://hanna-worldwide.com/mwdownloads/download/link/id/405">Download</a></span></strong></span></h3> <p><span style="color: #000000;"><strong><span style="font-size: 140%;">สเปคของตัวเครื่อง :</span></strong></span></p> <table class="data-table" id="product-attribute-specs-table-1" style="height: 1099px;" width="1042"> <colgroup> <col width="25%"/> <col/></colgroup> <tbody> <tr class="first odd"> <th class="label" style="text-align: left;"><span style="font-size: 110%;"><strong><span style="color: #000000;">ช่วงการวัด EC</span></strong></span></th> <td class="data last" style="text-align: left;"><span style="color: #000000; font-size: 110%;">0.000 to 9.999 μS/cm*; 10.00 to 99.99 μS/cm; 100.0 to 999.9 μS/cm; 1.000 to 9.999 mS/cm; 10.00 to 99.99 mS/cm; 100.0 to 1000.0 mS/cm (actual conductivity; temperature compensated to 400 mS/cm)</span></td> </tr> <tr class="even"> <th class="label" style="text-align: left;"><span style="font-size: 110%;"><strong><span style="color: #000000;">ความละเอียด</span></strong></span></th> <td class="data last" style="text-align: left;"><span style="color: #000000; font-size: 110%;">0.001 μS/cm; 0.01 μS/cm; 0.1 μS/cm; 0.001 mS/cm; 0.01 mS/cm; 0.1 mS/cm</span></td> </tr> <tr class="odd"> <th class="label" style="text-align: left;"><span style="font-size: 110%;"><strong><span style="color: #000000;">ความถูกต้อง</span></strong></span></th> <td class="data last" style="text-align: left;"><span style="color: #000000; font-size: 110%;">±1% ของการอ่านค่า</span></td> </tr> <tr class="even"> <th class="label" style="text-align: left;"><span style="font-size: 110%;"><strong><span style="color: #000000;">การสอบเทียบ EC</span></strong></span></th> <td class="data last" style="text-align: left;"><span style="color: #000000; font-size: 110%;">แบบอัตโนมัติ 5 จุด จาก 7 สารละลายมาตรฐาน 0.00 μS/cm, 84.0 μS/cm, 1.413 mS/cm, 5.00 mS/cm, 12.88 mS/cm, 80.0 mS/cm, 111.8 mS/cm</span></td> </tr> <tr class="odd"> <th class="label" style="text-align: left;"><span style="font-size: 110%;"><strong><span style="color: #000000;">ช่วงการวัด TDS</span></strong></span></th> <td class="data last" style="text-align: left;"><span style="color: #000000; font-size: 110%;">0.00 to 99.99 ppm; 100.0 to 999.9 ppm; 1.000 to 9.999 ppt (g/L); 10.00 to 99.99 ppt (g/L); 100.0 to 400.0 ppt (g/L)</span></td> </tr> <tr class="even"> <th class="label" style="text-align: left;"><span style="font-size: 110%;"><strong><span style="color: #000000;">ความละเอียด</span></strong></span></th> <td class="data last" style="text-align: left;"><span style="color: #000000; font-size: 110%;">0.01 ppm; 0.1 ppm; 0.001 ppt (g/L); 0.01 ppt (g/L); 0.1 ppt (g/L)</span></td> </tr> <tr class="odd"> <th class="label" style="text-align: left;"><span style="font-size: 110%;"><strong><span style="color: #000000;">ความถูกต้อง</span></strong></span></th> <td class="data last" style="text-align: left;"><span style="color: #000000; font-size: 110%;">±1% ของการอ่านค่า</span></td> </tr> <tr class="even"> <th class="label" style="text-align: left;"><span style="font-weight: 400; color: #000000; font-size: 110%;"><strong>ช่วงการวัด Resistivity</strong></span></th> <td class="data last"><span style="color: #000000; font-size: 110%;">1.0 to 99.9 Ω•cm; 100 to 999 Ω•cm; 1.00 to 9.99 KΩ•cm; 10.0 to 99.9 KΩ•cm; 100 to 999 KΩ•cm; 1.00 to 9.99 MΩ•cm; 10.0 to 100.0 MΩ•cm</span></td> </tr> <tr class="odd"> <th class="label" style="text-align: left;"><span style="font-size: 110%;"><strong><span style="color: #000000;">ความละเอียด</span></strong></span></th> <td class="data last"><span style="color: #000000; font-size: 110%;">0.1 Ω•cm; 1 Ω•cm; 0.01 KΩ•cm; 0.1 KΩ•cm; 1 KΩ•cm; 0.01 MΩ•cm; 0.1 MΩ•cm*</span></td> </tr> <tr class="even"> <th class="label" style="text-align: left;"><span style="font-size: 110%;"><strong><span style="color: #000000;">ความถูกต้อง</span></strong></span></th> <td class="data last"><span style="color: #000000; font-size: 110%;">±1% ของการอ่านค่า</span></td> </tr> <tr class="odd"> <th class="label" style="text-align: left;"><span style="font-size: 110%;"><strong><span style="color: #000000;">ช่วงการวัดความเค็ม</span></strong></span></th> <td class="data last"><span style="color: #000000; font-size: 110%;">% NaCl : 0.0 to 400.0%; practical salinity: 0.00 to 42.00 (PSU); natural seawater scale – UNESCO 1966: 0.00 to 80.00 (ppt)</span></td> </tr> <tr class="even"> <th class="label" style="text-align: left;"><span style="font-size: 110%;"><strong><span style="color: #000000;">ความละเอียด</span></strong></span></th> <td class="data last"><span style="color: #000000; font-size: 110%;">0.1%; 0.01</span></td> </tr> <tr class="odd"> <th class="label" style="text-align: left;"><span style="font-size: 110%;"><strong><span style="color: #000000;">ความถูกต้อง</span></strong></span></th> <td class="data last"><span style="color: #000000; font-size: 110%;">±1% ของการอ่านค่า</span></td> </tr> <tr class="even"> <th class="label" style="text-align: left;"><span style="font-size: 110%;"><strong><span style="color: #000000;">การสอบเทียบความเค็ม</span></strong></span></th> <td class="data last"><span style="color: #000000; font-size: 110%;">1 จุดในหน่วย % ที่จุด 100% (HI7037) หรือสามารถสอบเทียบผ่าน EC</span></td> </tr> <tr class="odd"> <th class="label" style="text-align: left;"><span style="font-size: 110%;"><strong><span style="color: #000000;">ช่วงการวัดอุณหภูมิ</span></strong></span></th> <td class="data last" style="text-align: left;"><span style="color: #000000; font-size: 110%;">-20.0 – 120.0°C </span></td> </tr> <tr class="even"> <th class="label" style="text-align: left;"><span style="font-size: 110%;"><strong><span style="color: #000000;">ความละเอียด</span></strong></span></th> <td class="data last"><span style="color: #000000; font-size: 110%;">0.1°C</span></td> </tr> <tr class="odd"> <th class="label" style="text-align: left;"><span style="font-size: 110%;"><strong><span style="color: #000000;">ความถูกต้อง</span></strong></span></th> <td class="data last"><span style="color: #000000; font-size: 110%;">±0.2°C; ±0.4°F</span></td> </tr> <tr class="even"> <th class="label" style="text-align: left;"><span style="font-size: 110%;"><strong><span style="color: #000000;">การสอบเทียบอุณหภูมิ</span></strong></span></th> <td class="data last"><span style="color: #000000; font-size: 110%;">1 หรือ 2 จุด</span></td> </tr> <tr class="odd"> <th class="label" style="text-align: left;"><span style="font-size: 110%;"><strong><span style="color: #000000;">ระบบชดเชยอุณหภูมิ</span></strong></span></th> <td class="data last"><span style="color: #000000; font-size: 110%;">noTC, Linear (-20 to 120 °C; -4 to 248°F), Non Linear – ISO/DIN 7888 (-0 to 36 °C; 32 to 96.8°F)</span></td> </tr> <tr class="even"> <th class="label" style="text-align: left;"><span style="font-size: 110%;"><strong><span style="color: #000000;">โหมดการวัด</span></strong></span></th> <td class="data last"><span style="color: #000000; font-size: 110%;">autorange, autoend, lock และ fixed range</span></td> </tr> <tr class="odd"> <th class="label" style="text-align: left;"><span style="font-size: 110%;"><strong><span style="color: #000000;">อุณหภูมิอ้างอิง</span></strong></span></th> <td class="data last"><span style="color: #000000; font-size: 110%;">15°C 20°C และ 25°C</span></td> </tr> <tr class="even"> <th class="label" style="text-align: left;"><span style="font-size: 110%;"><strong><span style="color: #000000;">สัมประสิทธิ์ของอุณหภูมิ</span></strong></span></th> <td class="data last"><span style="color: #000000; font-size: 110%;">0.00 – 10.00 %/°C</span></td> </tr> <tr class="odd"> <th class="label" style="text-align: left;"><span style="font-size: 110%;"><strong><span style="color: #000000;">TDS Factor</span></strong></span></th> <td class="data last"><span style="color: #000000; font-size: 110%;">0.40 – 1.00</span></td> </tr> <tr class="even"> <th class="label" style="text-align: left;"><span style="font-size: 110%;"><strong><span style="color: #000000;">หัววัด</span></strong></span></th> <td class="data last"><span style="color: #000000; font-size: 110%;">HI763133 conductivity/TDS แบบ 4-ring พร้อมเซ็นเซอร์อุณหภูมิภายใน ยาว 4 เมตร</span></td> </tr> <tr class="odd"> <th class="label" style="text-align: left;"><span style="font-size: 110%;"><strong><span style="color: #000000;">การบันทึกข้อมูล</span></strong></span></th> <td class="data last" style="text-align: left;"><span style="color: #000000; font-size: 110%;">400 ข้อมูล สำหรับในโหมดการบันทึกแบบต่อเนื่อง 1,000 ข้อมูล 5, 10, 30 วินาที 1, 2, 5, 10, 15, 30, 60, 120, 180 นาที</span></td> </tr> <tr class="even"> <th class="label" style="text-align: left;"><span style="font-size: 110%;"><strong><span style="color: #000000;">ข้อมูลผู้ใช้งาน</span></strong></span></th> <td class="data last" style="text-align: left;"><span style="color: #000000; font-size: 110%;">สูงสุด 10 ผู้ใช้งาน</span></td> </tr> <tr class="odd"> <th class="label" style="text-align: left;"><span style="font-size: 110%;"><strong><span style="color: #000000;">การเชื่อมต่อ PC</span></strong></span></th> <td class="data last" style="text-align: left;"><span style="color: #000000; font-size: 110%;">USB ผ่านโปรแกรม HI 92000 และ micro USB</span></td> </tr> <tr class="even"> <th class="label" style="text-align: left;"><span style="font-size: 110%;"><strong><span style="color: #000000;">แบตเตอรี่</span></strong></span></th> <td class="data last"><span style="color: #000000; font-size: 110%;">1.5V AA batteries (4) / ประมาณ100 ชั่วโมงแบบต่อเนื่อง ในกรณีไม่ได้ใช้งานโหมด backlight และ 25 ชั่วโมง ในกรณีใช้งานโหมด backlight</span></td> </tr> <tr class="odd"> <th class="label" style="text-align: left;"><span style="font-size: 110%;"><strong><span style="color: #000000;">โหมดปิดเครื่องแบบอัตโนมัติ</span></strong></span></th> <td class="data last"><span style="color: #000000; font-size: 110%;">5 นาที 10 นาที 30 นาที 60 นาที หรือไม่ตั้งค่าโดยผู้ใช้งาน</span></td> </tr> <tr class="even"> <th class="label" style="text-align: left;"><span style="font-size: 110%;"><strong><span style="color: #000000;">สภาวะแวดล้อมที่เหมาะสม</span></strong></span></th> <td class="data last"><span style="color: #000000; font-size: 110%;">0 to 50°C (32 to 122°F); ความชื้นสัมพัทธ์ 100% (IP67)</span></td> </tr> <tr class="odd"> <th class="label" style="text-align: left;"><span style="font-size: 110%;"><strong><span style="color: #000000;">ขนาด</span></strong></span></th> <td class="data last"><span style="color: #000000; font-size: 110%;">185 x 93 x 35.2 มม. </span></td> </tr> <tr class="even"> <th class="label" style="text-align: left;"><span style="font-size: 110%;"><strong><span style="color: #000000;">น้ำหนัก</span></strong></span></th> <td class="data last"><span style="color: #000000; font-size: 110%;">400 กรัม</span></td> </tr> <tr class="odd"> <th class="label" style="text-align: left;"><span style="font-size: 110%;"><strong><span style="color: #000000;">อุปกรณ์ในชุด</span></strong></span></th> <td class="data last"><span style="color: #000000; font-size: 110%;">HI98192 is supplied with HI763133 conductivity probe, HI7031M 1413 μS/cm calibration solution (230 mL), HI7035M 111.8 mS/cm calibration solution (230 mL), 100 mL plastic beaker (2), HI92000 PC software, HI920015 micro USB cable, 1.5V AA batteries (4), instruction manual, quick start guide, quality certificate and HI720192 rugged carrying case.</span></td> </tr> <tr class="last even"> <th class="label" style="text-align: left;"><span style="font-size: 110%;"><strong><span style="color: #000000;">ข้อความโน๊ต</span></strong></span></th> <td class="data last" style="text-align: left;"><span style="color: #000000; font-size: 110%;">0.001 μS/cm EC range and 0.1 MΩ•cm ไม่สามารถใช้งานกับหัววัดที่ให้มากับตัวเครื่อง</span></td> </tr> </tbody> </table> </div> | The HI98192 is a rugged, portable EC/TDS/Resistivity/Salinity meter with the performance and features of a benchtop. This professional, waterproof meter complies with IP67 standards. The HI98192 is supplied complete with all accessories to perform an EC/TDS/ Resistivity/Salinity measurement packaged into a durable carrying case. | <div class="product-short-description"> <p>The HI98192 is a rugged, portable EC/TDS/Resistivity/Salinity meter with the performance and features of a benchtop. This professional, waterproof meter complies with IP67 standards. The HI98192 is supplied complete with all accessories to perform an EC/TDS/ Resistivity/Salinity measurement packaged into a durable carrying case.</p> </div> | https://www.hannathailand.com/wp-content/uploads/2022/06/hi981921.jpg | เครื่องวัดปริมาณฟอสฟอรัส ช่วงต่ำมาก รุ่น HI736 , เครื่องวัดปริมาณแอมโมเนีย ช่วงต่ำ รุ่น HI700 , เครื่องวัดค่าเหล็ก รุ่น HI721 , เครื่องวัดปริมาณไนไตรท์ ช่วงต่ำ รุ่น HI707 , เซ็นเซอร์วัดออกซิเจนในน้ำสำหรับ HI9829 มัลติพารามิเตอร์ , สารละลายมาตรฐานความขุ่น 20 NTU , น้ำยามาตรฐานสอบเทียบ ค่ามาตรฐานความเค็ม , เครื่องควบคุมค่าความนำไฟฟ้า | <a class="woocommerce-LoopProduct-link woocommerce-loop-product__link" href="https://www.hannathailand.com/product/phosphorous-marine/">เครื่องวัดปริมาณฟอสฟอรัส ช่วงต่ำมาก รุ่น HI736</a> , <a class="woocommerce-LoopProduct-link woocommerce-loop-product__link" href="https://www.hannathailand.com/product/hi700-checker-hc-ammonia-lr/">เครื่องวัดปริมาณแอมโมเนีย ช่วงต่ำ รุ่น HI700</a> , <a class="woocommerce-LoopProduct-link woocommerce-loop-product__link" href="https://www.hannathailand.com/product/hi721-checker-hc-iron/">เครื่องวัดค่าเหล็ก รุ่น HI721</a> , <a class="woocommerce-LoopProduct-link woocommerce-loop-product__link" href="https://www.hannathailand.com/product/hi707-checker-hc-nitrite-lr/">เครื่องวัดปริมาณไนไตรท์ ช่วงต่ำ รุ่น HI707</a> , <a class="woocommerce-LoopProduct-link woocommerce-loop-product__link" href="https://www.hannathailand.com/product/hi7609829-2/">เซ็นเซอร์วัดออกซิเจนในน้ำสำหรับ HI9829 มัลติพารามิเตอร์</a> , <a class="woocommerce-LoopProduct-link woocommerce-loop-product__link" href="https://www.hannathailand.com/product/hi93102-20/">สารละลายมาตรฐานความขุ่น 20 NTU</a> , <a class="woocommerce-LoopProduct-link woocommerce-loop-product__link" href="https://www.hannathailand.com/product/hi7080l/">น้ำยามาตรฐานสอบเทียบ ค่ามาตรฐานความเค็ม</a> , <a class="woocommerce-LoopProduct-link woocommerce-loop-product__link" href="https://www.hannathailand.com/product/hi8931cn/">เครื่องควบคุมค่าความนำไฟฟ้า</a> | https://www.hannathailand.com/wp-content/uploads/2022/06/hi981921-600x600.jpg , https://www.hannathailand.com/wp-content/uploads/2021/12/hi981922.jpg , https://www.hannathailand.com/wp-content/uploads/2021/12/HI736-600x600.jpg , https://www.hannathailand.com/wp-content/uploads/2022/06/hi700_400pxl-600x600.jpg , https://www.hannathailand.com/wp-content/uploads/2022/06/miniphotometerfureisen832_11-600x600.jpg , https://www.hannathailand.com/wp-content/uploads/2022/06/hi707400-600x600.jpg , https://www.hannathailand.com/wp-content/uploads/2021/07/5-500x500.jpg , https://www.hannathailand.com/wp-content/uploads/2021/07/9-500x500.jpg , https://www.hannathailand.com/wp-content/uploads/2021/07/11-500x500.jpg , https://www.hannathailand.com/wp-content/uploads/2021/07/2-500x500.jpg
6 | เครื่องวัดค่าการนำไฟฟ้า/ของแข็งละลายในน้ำ/ความเค็ม รุ่น HI2003 (edge®) | สินค้าทั้งหมด , เครื่องวัดการนำไฟฟ้า/ของแข็งละลายในน้ำ , แบบตั้งโต๊ะ | https://www.hannathailand.com/product-category/tds-meter/tds-benchtop/ | https://www.hannathailand.com/product/ec-tds-meter-hanna-hanna-thailand/ | HI2003 | 35,845.00 |  | <div aria-labelledby="tab-title-additional_information" class="woocommerce-Tabs-panel woocommerce-Tabs-panel--additional_information panel entry-content" id="tab-additional_information" role="tabpanel"> </div> | เครื่องวัด EC TDS Salinity Benchtop Meter รุ่น HI2003-02 ทำให้การวัดค่า EC TDS และการวัดความเค็ม Salinity ทำได้ง่ายรวดเร็วและแม่นยำกว่าที่เคย ผลลัพธ์ที่รวดเร็วและเชื่อถือได้ การผสมผสานเทคโนโลยีที่มีความแม่นยำสูงเข้ากับขนาดและรูปแบบที่ใช้งานง่าย เป็นเครื่องวัดที่ต้องมีสำหรับห้องปฏิบัติการ คุณภาพสูงมาพร้อมกับใบรับรองการสอบเทียบ (Certificate) จากโรงงานและมีคู่มือการใช้งานภาษาไทยเข้าใจง่าย Hanna Instruments is proud to introduce the world’s most innovative Conductivity/TDS/Salinity meter: edge®. edge’s groundbreaking design is the culmination of Hanna’s vision, design capabilities, integrated production and world class R&D. edge is a single meter that can measure Conductivity, TDS and Salinity and is incredibly easy to use. Four ring conductivity Probe edge® EC/TDS/Salinity utilizes four ring conductivity probe technology that allows the user to measure samples from very low conductivity to very high conductivity. edge® is an auto-ranging meter that will select the appropriate range for the measurement to ensure the highest accuracy available. Capacitive Touch edge® features a capacitive touch keypad that gives a distinctive, modern look. The keypad is sensitive enough to be used with laboratory gloves and has a fast response. Since the keypad is part of the screen, there are no buttons to get clogged with sample residue. Large Easy to Read LCD edge® features a 5.5” LCD display that you can clearly view from over 5 meters. The large display and it’s wide 150° viewing angle provide one of the easiest to read LCD’s in the industry. EC Specifications EC Range 0.00 to 29.99 μS/cm, 30.0 to 299.9 μS/cm, 300 to 2999 μS/cm, 3.00 to 29.99 mS/cm, 30.0 to 200.0 mS/cm, up to 500.0 mS/cm (absolute EC)** EC Resolution 0.01 μS/cm, 0.1 μS/cm, 1 μS/cm, 0.01 mS/cm, 0.1 mS/cm EC Accuracy (@25ºC/77ºF) ±1% of reading (±0.05 μS/cm or 1 digit, whichever is greater) EC Calibration 1 point offset calibration (0.00 μS/cm in air), 1 point slope calibration in EC standard 84 μS/cm, 1413 μS/cm, 5.00 mS/cm, 12.88 mS/cm, 80.0 mS/cm and 111.8 mS/cm TDS Specifications TDS Range 0.00 to 14.99 ppm (mg/L), 15.0 to 149.9 ppm (mg/L), 150 to 1499 ppm (mg/L), 1.50 to 14.99 g/L, 15.0 to 100.0 g/L, up to 400.0 g/L (absolute TDS)** TDS Resolution 0.01 ppm, 0.1 ppm, 1 ppm, 0.01 g/L, 0.1 g/L TDS Accuracy (@25ºC/77ºF) ±1% of reading (±0.03 ppm or 1 digit, whichever is greater) TDS Calibration through EC calibration TDS Conversion Factor 0.40 to 0.80 (default value is 0.50) Salinity Specifications Salinity Range 0.0 to 400.0% NaCl, 2.00 to 42.00 PSU, 0.0 to 80.0 g/L* Salinity Resolution 0.1% NaCl, 0.01 PSU, 0.01 g/L Salinity Accuracy (@25ºC/77ºF) ±1% of reading Temperature Specifications Temperature Range -20.0 to 120.0 ºC, -4.0 to 248.0 °F Temperature Resolution 0.1 °C, 0.1 °F Temperature Accuracy ±0.5 °C, ±0.9 °F °C/°F Yes Additional Specifications EC/TDS/Salinity Temperature Compensation Automatic -5 to 100º C (23 to 212º F) NoTC – can be selected to measure absolute conductivity. Conductivity Temperature Coefficient 0.00 to 6.00% / ºC GLP Yes Logging up to 1000 (400 for basic mode) records organized in: manual log-on-demand (max. 200 logs), manual log-on-stability* (max. 200 logs), interval logging† (max. 600 samples; 100 lots) Connectivity 1 micro USB port for charging and PC connectivity, 1 USB port for storage Environment 0 to 50°C (32 to 122°F), RH max 95% non-condensing Battery Type/Life Built-in rechargeable battery with up to 8 hours of continuous use Power Supply 5 VDC adapter (included) Dimensions 202 x 140 x 12.7mm (8” x 5.5” x 0.5”) Weight 250 g (8.82 oz) Ordering Information edge®EC HI2003 includes: HI763100 Conductivity probe, 1413 μS/cm conductivity standard sachets (3), 12880 μS/cm conductivity standard sachets (3), benchtop docking station with electrode holder, wall-mount cradle, USB cable 5 VDC power adapter, quality certificate and instruction manual. Notes * Not available in basic mode ** with temperature compensation function disabled | <div aria-labelledby="tab-title-description" class="woocommerce-Tabs-panel woocommerce-Tabs-panel--description panel entry-content active" id="tab-description" role="tabpanel"> <p>เครื่องวัด EC TDS Salinity Benchtop Meter รุ่น HI2003-02 ทำให้การวัดค่า EC TDS และการวัดความเค็ม Salinity ทำได้ง่ายรวดเร็วและแม่นยำกว่าที่เคย ผลลัพธ์ที่รวดเร็วและเชื่อถือได้ การผสมผสานเทคโนโลยีที่มีความแม่นยำสูงเข้ากับขนาดและรูปแบบที่ใช้งานง่าย เป็นเครื่องวัดที่ต้องมีสำหรับห้องปฏิบัติการ คุณภาพสูงมาพร้อมกับใบรับรองการสอบเทียบ (Certificate) จากโรงงานและมีคู่มือการใช้งานภาษาไทยเข้าใจง่าย</p> <p>Hanna Instruments is proud to introduce the world’s most innovative Conductivity/TDS/Salinity meter: edge®.</p> <p>edge’s groundbreaking design is the culmination of Hanna’s vision, design capabilities, integrated production and world class R&amp;D. edge is a single meter that can measure <strong>Conductivity, TDS and Salinity</strong> and is incredibly easy to use.</p> <p> </p> <p><img alt="four ring conductivity probe" decoding="async" src="http://hannainst.com/media/wysiwyg/products/testers/763100-4rings.png"/></p> <h4>Four ring conductivity Probe</h4> <p>edge® EC/TDS/Salinity utilizes four ring conductivity probe technology that allows the user to measure samples from very low conductivity to very high conductivity. edge® is an auto-ranging meter that will select the appropriate range for the measurement to ensure the highest accuracy available.</p> <p><img alt="Capacitive Touch" decoding="async" src="http://hannainst.com/media/wysiwyg/products/edge/hi20034_touch.jpg"/></p> <h4>Capacitive Touch</h4> <p>edge® features a capacitive touch keypad that gives a distinctive, modern look. The keypad is sensitive enough to be used with laboratory gloves and has a fast response. Since the keypad is part of the screen, there are no buttons to get clogged with sample residue.</p> <p><img alt="Clear Full Text Readout" decoding="async" src="http://hannainst.com/media/wysiwyg/products/edge/hi2002_screen.png"/></p> <h4>Large Easy to Read LCD</h4> <p>edge® features a 5.5” LCD display that you can clearly view from over 5 meters. The large display and it’s wide 150° viewing angle provide one of the easiest to read LCD’s in the industry.</p> <h3 class="spec-header">EC Specifications</h3> <table class="data-table" id="product-attribute-specs-table-2"> <colgroup> <col width="25%"/> <col/></colgroup> <tbody> <tr class="first odd"> <th class="label">EC Range</th> <td class="data last">0.00 to 29.99 μS/cm, 30.0 to 299.9 μS/cm, 300 to 2999 μS/cm, 3.00 to 29.99 mS/cm, 30.0 to 200.0 mS/cm, up to 500.0 mS/cm (absolute EC)**</td> </tr> <tr class="even"> <th class="label">EC Resolution</th> <td class="data last">0.01 μS/cm, 0.1 μS/cm, 1 μS/cm, 0.01 mS/cm, 0.1 mS/cm</td> </tr> <tr class="odd"> <th class="label">EC Accuracy (@25ºC/77ºF)</th> <td class="data last">±1% of reading (±0.05 μS/cm or 1 digit, whichever is greater)</td> </tr> <tr class="last even"> <th class="label">EC Calibration</th> <td class="data last">1 point offset calibration (0.00 μS/cm in air), 1 point slope calibration in EC standard 84 μS/cm, 1413 μS/cm, 5.00 mS/cm, 12.88 mS/cm, 80.0 mS/cm and 111.8 mS/cm</td> </tr> </tbody> </table> <h3 class="spec-header">TDS Specifications</h3> <table class="data-table" id="product-attribute-specs-table-3"> <colgroup> <col width="25%"/> <col/></colgroup> <tbody> <tr class="first odd"> <th class="label">TDS Range</th> <td class="data last">0.00 to 14.99 ppm (mg/L), 15.0 to 149.9 ppm (mg/L), 150 to 1499 ppm (mg/L), 1.50 to 14.99 g/L, 15.0 to 100.0 g/L, up to 400.0 g/L (absolute TDS)**</td> </tr> <tr class="even"> <th class="label">TDS Resolution</th> <td class="data last">0.01 ppm, 0.1 ppm, 1 ppm, 0.01 g/L, 0.1 g/L</td> </tr> <tr class="odd"> <th class="label">TDS Accuracy (@25ºC/77ºF)</th> <td class="data last">±1% of reading (±0.03 ppm or 1 digit, whichever is greater)</td> </tr> <tr class="even"> <th class="label">TDS Calibration</th> <td class="data last">through EC calibration</td> </tr> <tr class="last odd"> <th class="label">TDS Conversion Factor</th> <td class="data last">0.40 to 0.80 (default value is 0.50)</td> </tr> </tbody> </table> <table class="data-table" id="product-attribute-specs-table-4"> <colgroup> <col width="25%"/> <col/></colgroup> </table> <h3 class="spec-header">Salinity Specifications</h3> <table class="data-table" id="product-attribute-specs-table-5"> <colgroup> <col width="25%"/> <col/></colgroup> <tbody> <tr class="first odd"> <th class="label">Salinity Range</th> <td class="data last">0.0 to 400.0% NaCl, 2.00 to 42.00 PSU, 0.0 to 80.0 g/L*</td> </tr> <tr class="even"> <th class="label">Salinity Resolution</th> <td class="data last">0.1% NaCl, 0.01 PSU, 0.01 g/L</td> </tr> <tr class="last odd"> <th class="label">Salinity Accuracy (@25ºC/77ºF)</th> <td class="data last">±1% of reading</td> </tr> </tbody> </table> <table class="data-table" id="product-attribute-specs-table-6"> <colgroup> <col width="25%"/> <col/></colgroup> </table> <h3 class="spec-header">Temperature Specifications</h3> <table class="data-table" id="product-attribute-specs-table-7"> <colgroup> <col width="25%"/> <col/></colgroup> <tbody> <tr class="first odd"> <th class="label">Temperature Range</th> <td class="data last">-20.0 to 120.0 ºC, -4.0 to 248.0 °F</td> </tr> <tr class="even"> <th class="label">Temperature Resolution</th> <td class="data last">0.1 °C, 0.1 °F</td> </tr> <tr class="odd"> <th class="label">Temperature Accuracy</th> <td class="data last">±0.5 °C, ±0.9 °F</td> </tr> <tr class="last even"> <th class="label">°C/°F</th> <td class="data last">Yes</td> </tr> </tbody> </table> <table class="data-table" id="product-attribute-specs-table-8"> <colgroup> <col width="25%"/> <col/></colgroup> </table> <h3 class="spec-header">Additional Specifications</h3> <table class="data-table" id="product-attribute-specs-table-9"> <colgroup> <col width="25%"/> <col/></colgroup> <tbody> <tr class="first odd"> <th class="label">EC/TDS/Salinity Temperature Compensation</th> <td class="data last">Automatic -5 to 100º C (23 to 212º F) NoTC – can be selected to measure absolute conductivity.</td> </tr> <tr class="even"> <th class="label">Conductivity Temperature Coefficient</th> <td class="data last">0.00 to 6.00% / ºC</td> </tr> <tr class="odd"> <th class="label">GLP</th> <td class="data last">Yes</td> </tr> <tr class="even"> <th class="label">Logging</th> <td class="data last">up to 1000 (400 for basic mode) records organized in: manual log-on-demand (max. 200 logs), manual log-on-stability* (max. 200 logs), interval logging† (max. 600 samples; 100 lots)</td> </tr> <tr class="odd"> <th class="label">Connectivity</th> <td class="data last">1 micro USB port for charging and PC connectivity, 1 USB port for storage</td> </tr> <tr class="even"> <th class="label">Environment</th> <td class="data last">0 to 50°C (32 to 122°F), RH max 95% non-condensing</td> </tr> <tr class="odd"> <th class="label">Battery Type/Life</th> <td class="data last">Built-in rechargeable battery with up to 8 hours of continuous use</td> </tr> <tr class="even"> <th class="label">Power Supply</th> <td class="data last">5 VDC adapter (included)</td> </tr> <tr class="odd"> <th class="label">Dimensions</th> <td class="data last">202 x 140 x 12.7mm (8” x 5.5” x 0.5”)</td> </tr> <tr class="even"> <th class="label">Weight</th> <td class="data last">250 g (8.82 oz)</td> </tr> <tr class="odd"> <th class="label">Ordering Information</th> <td class="data last">edge®EC HI2003 includes: HI763100 Conductivity probe, 1413 μS/cm conductivity standard sachets (3), 12880 μS/cm conductivity standard sachets (3), benchtop docking station with electrode holder, wall-mount cradle, USB cable 5 VDC power adapter, quality certificate and instruction manual.</td> </tr> <tr class="last even"> <th class="label">Notes</th> <td class="data last">* Not available in basic mode<br/> ** with temperature compensation function disabled</td> </tr> </tbody> </table> </div> | Hanna Instruments is proud to introduce the world’s most innovative Conductivity/TDS/Salinity meter: edge®. edge’s groundbreaking design is the culmination of Hanna’s vision, design capabilities, integrated production and world class R&D. edge is a single meter that can measure Conductivity, TDS and Salinity and is incredibly easy to use. | <div class="product-short-description"> <p>Hanna Instruments is proud to introduce the world’s most innovative Conductivity/TDS/Salinity meter: edge®.</p> <p>edge’s groundbreaking design is the culmination of Hanna’s vision, design capabilities, integrated production and world class R&amp;D. edge is a single meter that can measure Conductivity, TDS and Salinity and is incredibly easy to use.</p> </div> | https://www.hannathailand.com/wp-content/uploads/2022/06/hi20031.jpg | สารละลายมาตรฐานความขุ่น 20 NTU , เครื่องวัดปริมาณคลอรีนรวม รุ่น HI711 , เครื่องวัดปริมาณฟอสเฟต ช่วงต่ำ รุ่น HI713 , เครื่องวัดปริมาณฟอสเฟต ช่วงสูง รุ่น HI717 , น้ำยามาตรฐานสอบเทียบ ค่ามาตรฐานความเค็ม , เครื่องวัดปริมาณแอมโมเนีย ช่วงสูง รุ่น HI733 , เซ็นเซอร์วัดออกซิเจนในน้ำสำหรับ HI9829 มัลติพารามิเตอร์ , น้ำยามาตรฐานสอบเทียบ | <a class="woocommerce-LoopProduct-link woocommerce-loop-product__link" href="https://www.hannathailand.com/product/hi93102-20/">สารละลายมาตรฐานความขุ่น 20 NTU</a> , <a class="woocommerce-LoopProduct-link woocommerce-loop-product__link" href="https://www.hannathailand.com/product/hi711-checker-hc-total-chlorine/">เครื่องวัดปริมาณคลอรีนรวม รุ่น HI711</a> , <a class="woocommerce-LoopProduct-link woocommerce-loop-product__link" href="https://www.hannathailand.com/product/hi713-checker-hc-phosphate-lr/">เครื่องวัดปริมาณฟอสเฟต ช่วงต่ำ รุ่น HI713</a> , <a class="woocommerce-LoopProduct-link woocommerce-loop-product__link" href="https://www.hannathailand.com/product/hi717-checker-hc-phosphate-hr/">เครื่องวัดปริมาณฟอสเฟต ช่วงสูง รุ่น HI717</a> , <a class="woocommerce-LoopProduct-link woocommerce-loop-product__link" href="https://www.hannathailand.com/product/hi7083l/">น้ำยามาตรฐานสอบเทียบ ค่ามาตรฐานความเค็ม</a> , <a class="woocommerce-LoopProduct-link woocommerce-loop-product__link" href="https://www.hannathailand.com/product/hi733-checker-hc-ammonia-hr/">เครื่องวัดปริมาณแอมโมเนีย ช่วงสูง รุ่น HI733</a> , <a class="woocommerce-LoopProduct-link woocommerce-loop-product__link" href="https://www.hannathailand.com/product/hi7609829-2/">เซ็นเซอร์วัดออกซิเจนในน้ำสำหรับ HI9829 มัลติพารามิเตอร์</a> , <a class="woocommerce-LoopProduct-link woocommerce-loop-product__link" href="https://www.hannathailand.com/product/hi9828-25/">น้ำยามาตรฐานสอบเทียบ</a> | https://www.hannathailand.com/wp-content/uploads/2021/07/9-500x500.jpg , https://www.hannathailand.com/wp-content/uploads/2022/06/hi711_lg-600x600.jpg , https://www.hannathailand.com/wp-content/uploads/2022/06/hi713_lg51caffcdce23e-600x600.jpg , https://www.hannathailand.com/wp-content/uploads/2022/06/miniphotometerfurphosphathoch827_11-600x600.jpg , https://www.hannathailand.com/wp-content/uploads/2021/07/10-500x500.jpg , https://www.hannathailand.com/wp-content/uploads/2022/06/miniphotometerfurammoniumhoch2418_11-600x600.jpg , https://www.hannathailand.com/wp-content/uploads/2021/07/5-500x500.jpg , https://www.hannathailand.com/wp-content/uploads/2021/07/8-500x500.jpg
7 | เครื่องวัดค่าการนำไฟฟ้า/ของแข็งละลายในน้ำ/ความเค็ม รุ่น HI5321 พร้อมรองรับ USP <645> | สินค้าทั้งหมด , สินค้าแนะนำ , เครื่องวัดการนำไฟฟ้า/ของแข็งละลายในน้ำ , แบบตั้งโต๊ะ | https://www.hannathailand.com/product-category/tds-meter/tds-benchtop/ | https://www.hannathailand.com/product/ec-tds-meter-ec-meter-tds-meter-salinity-salt-meter-resistivity-meter-hanna/ | HI5321 | 51,253.00 |  | <div aria-labelledby="tab-title-additional_information" class="woocommerce-Tabs-panel woocommerce-Tabs-panel--additional_information panel entry-content" id="tab-additional_information" role="tabpanel"> </div> | เครื่องวัด EC TDS Salinity Benchtop Meter รุ่น HI2003-02 ทำให้การวัดค่า EC TDS Resistivity และการวัดความเค็ม Salinity ทำได้ง่ายรวดเร็วและแม่นยำกว่าที่เคย ผลลัพธ์ที่รวดเร็วและเชื่อถือได้ การผสมผสานเทคโนโลยีที่มีความแม่นยำสูงเข้ากับขนาดและรูปแบบที่ใช้งานง่าย เป็นเครื่องวัดที่ต้องมีสำหรับห้องปฏิบัติการ คุณภาพสูงมาพร้อมกับใบรับรองการสอบเทียบ (Certificate) จากโรงงานและมีคู่มือการใช้งานภาษาไทยเข้าใจง่าย The HI5321 is an advanced research grade benchtop EC/TDS/Salinity/Resistivity meter that is completely customizable with a large color LCD, capacitive touch keys, and USB port for computer connectivity. The HI5321 is rich in features including 4 point calibration, autoranging, data logging, alarm limits, comprehensive GLP, and many more while retaining simplicity in use with both dedicated key for routine operation and virtual keys that guide the user through setup options. The HI5321 is an advanced research grade benchtop EC/TDS/Salinity/Resistivity meter that is completely customizable with a large color LCD, capacitive touch keys, and USB port for computer connectivity. The HI5321 is supplied with the HI76312 four-ring conductivity probe that operates over a wide range from 0.000 μS/cm to 1000.0 mS/cm*. The meter can be set to auto-ranging in which the meter chooses the appropriate conductivity range from seven ranges or fixed range in which the meter will only display reading in μS/cm or mS/cm. All readings are automatically compensated for temperature variations with a built in temperature sensor. The temperature correction coefficient is adjustable from 0.00 to 10.00 %/ °C. The HI5321 can be calibrated up to four points with a choice of six pre-programmed conductivity standards or user defined custom standards. Resistivity, TDS, Practical Salinity (PSU) and Natural Seawater Scale are calibrated through conductivity. The % NaCl is calibrated to single point with the HI7037 salinity standard. The calibration data including date, time, and standards used, offset and cell factor can be accessed at any time along with the current measurement by selecting the Good Laboratory Practice (GLP) display option. For the measurement of high purity water used in pharmaceutical manufacturing, the HI5321 is programmed with the first two stages of the USP <645> method. Once a stage is met a report is generated and can be saved. Up to 200 reports can be stored and transferred to a Windows® compatible computer a USB cable and software (sold separately). Three selectable logging modes are available: automatic, manual and AutoHold logging. Up to 100,000 data points can be recorded in 100 lots with 50,000 records max/lot and exported to a computer for data review and storage. Features at-a-glance Highly Customizable User Interface – The user interface of the HI5321 allows the user to show measurements in various modes: basic measurement with or without GLP information, real-time graphing, and logging data. Calibration stability criteria can be adjusted from fast, moderate, and accurate. Programmable alarm limits can be set to inside or outside allowable limits. Color Graphic LCD – The HI5321 features a color graphic LCD with on-screen help, graphic, and custom color configurations. The display allows for real-time graphing and the use of virtual keys provide for an intuitive user interface. Capacitive Touch – The HI5321 features sensitive capacitive touch buttons for accurate keystrokes when navigating menus and screens. There are four dedicated keys that are used for routine operations including calibration and switching measurement modes and four virtual keys that change based upon use. The capacitive touch technology ensures the buttons never get clogged with sample residue. Four Ring Conductivity Probe – All readings are performed with the HI76312 four-ring conductivity probe that has a built in temperature sensor for automatic temperature correction. The four rings are made with platinum and the body of the electrode is made of Polyetherimide (PEI) plastic that is resistant to many harsh chemicals. The four-ring design allows for this probe to be used over a wide range of measurements. Choice of Calibration – Calibration can be set to automatic standard recognition or user entry along with a choice of single or multi-point. Calibration can be performed up to four points when multi-point is selected. GLP Data – HI5321 includes a GLP Feature thatallows users to view calibration data and calibration expiration information at the touch of a key. Calibration data include date, time, standards used for calibration. Data Logging – Three selectable logging modes are available on the HI5321: automatic, manual, and AutoHold logging. Automatic and manual logs up to 100 lots with 50,000 records max/lot, with up to 100,000 total data points. Automatic logging features the option to save data according to sampling period and interval. Data Transfer – Data can be transferred to a PC with USB cable and HI92000 software (both sold separately). Contextual Help – Contextual help is always available through a dedicated “HELP” key. Clear tutorial messages and directions are available on-screen to quickly and easily guide users through setup and calibration. The help information displayed is relative to the setting/option being viewed. EC Specifications EC Range 0.000 to 9.999 μS/cm, 10.00 to 99.99 μS/cm, 100.0 to 999.9 μS/cm, 1.000 to 9.999 mS/cm, 10.00 to 99.99 mS/cm, 100.0 to 1000.0 mS/cm actual EC* EC Resolution 0.001 μS/cm, 0.01 μS/cm, 0.1 μS/cm, 1 μS/cm, 0.001 mS/cm, 0.01 mS/cm, 0.1 mS/cm EC Accuracy (@25ºC/77ºF) ±1% of reading (±0.01 μS/cm) EC Calibration automatic standard recognition (0.000 μS/cm, 84.00 μS/cm, 1.413 mS/cm, 5.000 mS/cm, 12.88 mS/cm, 80.00 mS/cm, 111.8 mS/cm) or user standard; single point or multi-point calibration TDS Specifications TDS Range 0.000 to 9.999 ppm, 10.00 to 99.99 ppm, 100.0 to 999.9 ppm, 1.000 to 9.999 ppt, 10.00 to 99.99 ppt, 100.0 to 400.0 ppt actual TDS* (with 1.00 factor) TDS Resolution 0.001 ppm, 0.01 ppm, 0.1 ppm, 1 ppm, 0.001 ppt, 0.01 ppt, 0.1 ppt TDS Accuracy (@25ºC/77ºF) ±1% of reading (±0.01 ppm) Resistivity Specifications Resistivity Range 1.0 to 99.9 Ω•cm; 100 to 999 Ω•cm; 1.00 to 9.99 KΩ•cm; 10.0 to 99.9 KΩ•cm; 100 to 999 KΩ•cm; 1.00 to 9.99 MΩ•cm; 10.0 to 100.0 MΩ•cm Resistivity Resolution 0.1 Ω•cm; 1 Ω•cm; 0.01 KΩ•cm; 0.1 KΩ•cm; 1 KΩ•cm; 0.01 MΩ•cm; 0.1 MΩ•cm* Resistivity Accuracy ±2% of reading (±1 Ω•cm) Salinity Specifications Salinity Range practical scale: 0.00 to 42.00 psu; natural seawater scale: 0.00 to 80.00 ppt; percent scale: 0.0 to 400.0% Salinity Resolution 0.01 for practical scale/natural seawater scale; 0.1% for percent scale Salinity Accuracy (@25ºC/77ºF) ±1% of reading Salinity Calibration percent scale—one-point (with HI7037 standard) Temperature Specifications Temperature Range -20.0 to 120.0 ºC**; -4.0 to 248.0 ºF**; 253.15 to 393.15 K** Temperature Resolution 0.1 °C, 0.1 °F, 0.1 K Temperature Accuracy ±0.2 °C; ±0.4 °F; ±0.2 K (without probe) Temperature Compensation disabled, linear and non-linear (natural water) Temperature Coefficient 0.00 to 10.00 %/°C Reference Temperature 5.0 to 30.0 °C Additional Specifications Cell Constant 0.0500 to 200.00 Cell Type 4 cells Electrode/Probe HI76312 platinum, four-ring EC/TDS probe with and 1 m (3.3’) cable (included) Profiles up to 10, 5 each channel USP ⟨645⟩ Compliant yes GLP cell constant, reference temperature, temperature coefficient, calibration points, calibration time stamp, and probe offset for conductivity Logging record: 100,000 data point storage, up to 100 lots with max. 50,000 records/lot; interval: settable between 1 second and max log time of 180 minutes; type: automatic, manual, AutoHOLD; additional: 200 records USP Display color graphic LCD with on-screen help, graphing, and custom color configuration Connectivity USB Environment 0 to 50°C (32 to 122°F; 273 to 323 K), RH max 95% non-condensing Power Supply 12 VDC adapter (included) Dimensions 160 x 231 x 94 mm (6.3 x 9.1 x 3.7”) Weight 1.2 kg (2.64 lbs.) Ordering Information HI5321 is supplied with HI76312 conductivity probe, HI76404W electrode holder, 12 VDC power adapter and instructions Notes *Uncompensated conductivity (or TDS) is the conductivity (or TDS) value without temperature compensation. **Reduced to actual probe limits | <div aria-labelledby="tab-title-description" class="woocommerce-Tabs-panel woocommerce-Tabs-panel--description panel entry-content active" id="tab-description" role="tabpanel"> <p>เครื่องวัด EC TDS Salinity Benchtop Meter รุ่น HI2003-02 ทำให้การวัดค่า EC TDS Resistivity และการวัดความเค็ม Salinity ทำได้ง่ายรวดเร็วและแม่นยำกว่าที่เคย ผลลัพธ์ที่รวดเร็วและเชื่อถือได้ การผสมผสานเทคโนโลยีที่มีความแม่นยำสูงเข้ากับขนาดและรูปแบบที่ใช้งานง่าย เป็นเครื่องวัดที่ต้องมีสำหรับห้องปฏิบัติการ คุณภาพสูงมาพร้อมกับใบรับรองการสอบเทียบ (Certificate) จากโรงงานและมีคู่มือการใช้งานภาษาไทยเข้าใจง่าย</p> <p>The HI5321 is an advanced research grade benchtop EC/TDS/Salinity/Resistivity meter that is completely customizable with a large color LCD, capacitive touch keys, and USB port for computer connectivity. The HI5321 is rich in features including 4 point calibration, autoranging, data logging, alarm limits, comprehensive GLP, and many more while retaining simplicity in use with both dedicated key for routine operation and virtual keys that guide the user through setup options.</p> <div class="tab-content"> <div class="std"> <p dir="ltr" id="docs-internal-guid-7405cdf5-5c28-cf0d-fde1-efd294c8fa26">The HI5321 is an advanced research grade benchtop EC/TDS/Salinity/Resistivity meter that is completely customizable with a large color LCD, capacitive touch keys, and USB port for computer connectivity.</p> <p dir="ltr">The HI5321 is supplied with the HI76312 four-ring conductivity probe that operates over a wide range from 0.000 μS/cm to 1000.0 mS/cm*. The meter can be set to auto-ranging in which the meter chooses the appropriate conductivity range from seven ranges or fixed range in which the meter will only display reading in μS/cm or mS/cm. All readings are automatically compensated for temperature variations with a built in temperature sensor. The temperature correction coefficient is adjustable from 0.00 to 10.00 %/ °C.</p> <p dir="ltr">The HI5321 can be calibrated up to four points with a choice of six pre-programmed conductivity standards or user defined custom standards. Resistivity, TDS, Practical Salinity (PSU) and Natural Seawater Scale are calibrated through conductivity. The % NaCl is calibrated to single point with the HI7037 salinity standard. The calibration data including date, time, and standards used, offset and cell factor can be accessed at any time along with the current measurement by selecting the Good Laboratory Practice (GLP) display option.</p> <p dir="ltr">For the measurement of high purity water used in pharmaceutical manufacturing, the HI5321 is programmed with the first two stages of the USP &lt;645&gt; method. Once a stage is met a report is generated and can be saved. Up to 200 reports can be stored and transferred to a Windows® compatible computer a USB cable and software (sold separately).</p> <p dir="ltr">Three selectable logging modes are available: automatic, manual and AutoHold logging. Up to 100,000 data points can be recorded in 100 lots with 50,000 records max/lot and exported to a computer for data review and storage.</p> <h2 dir="ltr">Features at-a-glance</h2> <p dir="ltr"><strong>Highly Customizable User Interface</strong> – The user interface of the HI5321 allows the user to show measurements in various modes: basic measurement with or without GLP information, real-time graphing, and logging data. Calibration stability criteria can be adjusted from fast, moderate, and accurate. Programmable alarm limits can be set to inside or outside allowable limits.</p> <p dir="ltr"><strong>Color Graphic LCD </strong>– The HI5321 features a color graphic LCD with on-screen help, graphic, and custom color configurations. The display allows for real-time graphing and the use of virtual keys provide for an intuitive user interface.</p> <p dir="ltr"><strong>Capacitive Touch</strong> – The HI5321 features sensitive capacitive touch buttons for accurate keystrokes when navigating menus and screens. There are four dedicated keys that are used for routine operations including calibration and switching measurement modes and four virtual keys that change based upon use. The capacitive touch technology ensures the buttons never get clogged with sample residue.</p> <p dir="ltr"><strong>Four Ring Conductivity Probe</strong> – All readings are performed with the HI76312 four-ring conductivity probe that has a built in temperature sensor for automatic temperature correction. The four rings are made with platinum and the body of the electrode is made of Polyetherimide (PEI) plastic that is resistant to many harsh chemicals. The four-ring design allows for this probe to be used over a wide range of measurements.</p> <p dir="ltr"><strong>Choice of Calibration</strong> – Calibration can be set to automatic standard recognition or user entry along with a choice of single or multi-point. Calibration can be performed up to four points when multi-point is selected.</p> <p dir="ltr"><strong>GLP Data</strong> – HI5321 includes a GLP Feature thatallows users to view calibration data and calibration expiration information at the touch of a key. Calibration data include date, time, standards used for calibration.</p> <p dir="ltr"><strong>Data Logging</strong> – Three selectable logging modes are available on the HI5321: automatic, manual, and AutoHold logging. Automatic and manual logs up to 100 lots with 50,000 records max/lot, with up to 100,000 total data points. Automatic logging features the option to save data according to sampling period and interval.</p> <p dir="ltr"><strong>Data Transfer</strong> – Data can be transferred to a PC with USB cable and HI92000 software (both sold separately).</p> <p dir="ltr"><strong>Contextual Help</strong> – Contextual help is always available through a dedicated “HELP” key. Clear tutorial messages and directions are available on-screen to quickly and easily guide users through setup and calibration. The help information displayed is relative to the setting/option being viewed.</p> <p dir="ltr"> </p></div> </div> <div class="tab-content"> <div class="box-collateral box-additional" id="spec"> <table class="data-table" id="product-attribute-specs-table-1"> <colgroup> <col width="25%"/> <col/></colgroup> </table> <h3 class="spec-header">EC Specifications</h3> <table class="data-table" id="product-attribute-specs-table-2"> <colgroup> <col width="25%"/> <col/></colgroup> <tbody> <tr class="first odd"> <th class="label">EC Range</th> <td class="data last">0.000 to 9.999 μS/cm, 10.00 to 99.99 μS/cm, 100.0 to 999.9 μS/cm, 1.000 to 9.999 mS/cm, 10.00 to 99.99 mS/cm, 100.0 to 1000.0 mS/cm actual EC*</td> </tr> <tr class="even"> <th class="label">EC Resolution</th> <td class="data last">0.001 μS/cm, 0.01 μS/cm, 0.1 μS/cm, 1 μS/cm, 0.001 mS/cm, 0.01 mS/cm, 0.1 mS/cm</td> </tr> <tr class="odd"> <th class="label">EC Accuracy (@25ºC/77ºF)</th> <td class="data last">±1% of reading (±0.01 μS/cm)</td> </tr> <tr class="last even"> <th class="label">EC Calibration</th> <td class="data last">automatic standard recognition (0.000 μS/cm, 84.00 μS/cm, 1.413 mS/cm, 5.000 mS/cm, 12.88 mS/cm, 80.00 mS/cm, 111.8 mS/cm) or user standard; single point or multi-point calibration</td> </tr> </tbody> </table> <h3 class="spec-header">TDS Specifications</h3> <table class="data-table" id="product-attribute-specs-table-3"> <colgroup> <col width="25%"/> <col/></colgroup> <tbody> <tr class="first odd"> <th class="label">TDS Range</th> <td class="data last">0.000 to 9.999 ppm, 10.00 to 99.99 ppm, 100.0 to 999.9 ppm, 1.000 to 9.999 ppt, 10.00 to 99.99 ppt, 100.0 to 400.0 ppt actual TDS* (with 1.00 factor)</td> </tr> <tr class="even"> <th class="label">TDS Resolution</th> <td class="data last">0.001 ppm, 0.01 ppm, 0.1 ppm, 1 ppm, 0.001 ppt, 0.01 ppt, 0.1 ppt</td> </tr> <tr class="last odd"> <th class="label">TDS Accuracy (@25ºC/77ºF)</th> <td class="data last">±1% of reading (±0.01 ppm)</td> </tr> </tbody> </table> <h3 class="spec-header">Resistivity Specifications</h3> <table class="data-table" id="product-attribute-specs-table-4"> <colgroup> <col width="25%"/> <col/></colgroup> <tbody> <tr class="first odd"> <th class="label">Resistivity Range</th> <td class="data last">1.0 to 99.9 Ω•cm; 100 to 999 Ω•cm; 1.00 to 9.99 KΩ•cm; 10.0 to 99.9 KΩ•cm; 100 to 999 KΩ•cm; 1.00 to 9.99 MΩ•cm; 10.0 to 100.0 MΩ•cm</td> </tr> <tr class="even"> <th class="label">Resistivity Resolution</th> <td class="data last">0.1 Ω•cm; 1 Ω•cm; 0.01 KΩ•cm; 0.1 KΩ•cm; 1 KΩ•cm; 0.01 MΩ•cm; 0.1 MΩ•cm*</td> </tr> <tr class="last odd"> <th class="label">Resistivity Accuracy</th> <td class="data last">±2% of reading (±1 Ω•cm)</td> </tr> </tbody> </table> <h3 class="spec-header">Salinity Specifications</h3> <table class="data-table" id="product-attribute-specs-table-5"> <colgroup> <col width="25%"/> <col/></colgroup> <tbody> <tr class="first odd"> <th class="label">Salinity Range</th> <td class="data last">practical scale: 0.00 to 42.00 psu; natural seawater scale: 0.00 to 80.00 ppt; percent scale: 0.0 to 400.0%</td> </tr> <tr class="even"> <th class="label">Salinity Resolution</th> <td class="data last">0.01 for practical scale/natural seawater scale; 0.1% for percent scale</td> </tr> <tr class="odd"> <th class="label">Salinity Accuracy (@25ºC/77ºF)</th> <td class="data last">±1% of reading</td> </tr> <tr class="last even"> <th class="label">Salinity Calibration</th> <td class="data last">percent scale—one-point (with HI7037 standard)</td> </tr> </tbody> </table> <table class="data-table" id="product-attribute-specs-table-6"> <colgroup> <col width="25%"/> <col/></colgroup> </table> <h3 class="spec-header">Temperature Specifications</h3> <table class="data-table" id="product-attribute-specs-table-7"> <colgroup> <col width="25%"/> <col/></colgroup> <tbody> <tr class="first odd"> <th class="label">Temperature Range</th> <td class="data last">-20.0 to 120.0 ºC**; -4.0 to 248.0 ºF**; 253.15 to 393.15 K**</td> </tr> <tr class="even"> <th class="label">Temperature Resolution</th> <td class="data last">0.1 °C, 0.1 °F, 0.1 K</td> </tr> <tr class="odd"> <th class="label">Temperature Accuracy</th> <td class="data last">±0.2 °C; ±0.4 °F; ±0.2 K (without probe)</td> </tr> <tr class="even"> <th class="label">Temperature Compensation</th> <td class="data last">disabled, linear and non-linear (natural water)</td> </tr> <tr class="odd"> <th class="label">Temperature Coefficient</th> <td class="data last">0.00 to 10.00 %/°C</td> </tr> <tr class="last even"> <th class="label">Reference Temperature</th> <td class="data last">5.0 to 30.0 °C</td> </tr> </tbody> </table> <table class="data-table" id="product-attribute-specs-table-8"> <colgroup> <col width="25%"/> <col/></colgroup> </table> <h3 class="spec-header">Additional Specifications</h3> <table class="data-table" id="product-attribute-specs-table-9"> <colgroup> <col width="25%"/> <col/></colgroup> <tbody> <tr class="first odd"> <th class="label">Cell Constant</th> <td class="data last">0.0500 to 200.00</td> </tr> <tr class="even"> <th class="label">Cell Type</th> <td class="data last">4 cells</td> </tr> <tr class="odd"> <th class="label">Electrode/Probe</th> <td class="data last">HI76312 platinum, four-ring EC/TDS probe with and 1 m (3.3’) cable (included)</td> </tr> <tr class="even"> <th class="label">Profiles</th> <td class="data last">up to 10, 5 each channel</td> </tr> <tr class="odd"> <th class="label">USP ⟨645⟩ Compliant</th> <td class="data last">yes</td> </tr> <tr class="even"> <th class="label">GLP</th> <td class="data last">cell constant, reference temperature, temperature coefficient, calibration points, calibration time stamp, and probe offset for conductivity</td> </tr> <tr class="odd"> <th class="label">Logging</th> <td class="data last">record: 100,000 data point storage, up to 100 lots with max. 50,000 records/lot; interval: settable between 1 second and max log time of 180 minutes; type: automatic, manual, AutoHOLD; additional: 200 records USP</td> </tr> <tr class="even"> <th class="label">Display</th> <td class="data last">color graphic LCD with on-screen help, graphing, and custom color configuration</td> </tr> <tr class="odd"> <th class="label">Connectivity</th> <td class="data last">USB</td> </tr> <tr class="even"> <th class="label">Environment</th> <td class="data last">0 to 50°C (32 to 122°F; 273 to 323 K), RH max 95% non-condensing</td> </tr> <tr class="odd"> <th class="label">Power Supply</th> <td class="data last">12 VDC adapter (included)</td> </tr> <tr class="even"> <th class="label">Dimensions</th> <td class="data last">160 x 231 x 94 mm (6.3 x 9.1 x 3.7”)</td> </tr> <tr class="odd"> <th class="label">Weight</th> <td class="data last">1.2 kg (2.64 lbs.)</td> </tr> <tr class="even"> <th class="label">Ordering Information</th> <td class="data last">HI5321 is supplied with HI76312 conductivity probe, HI76404W electrode holder, 12 VDC power adapter and instructions</td> </tr> <tr class="last odd"> <th class="label">Notes</th> <td class="data last">*Uncompensated conductivity (or TDS) is the conductivity (or TDS) value without temperature compensation. **Reduced to actual probe limits</td> </tr> </tbody> </table> </div> </div> </div> | The HI5321 is an advanced research grade benchtop EC/TDS/Salinity/Resistivity meter that is completely customizable with a large color LCD, capacitive touch keys, and USB port for computer connectivity. The HI5321 is rich in features including 4 point calibration, autoranging, data logging, alarm limits, comprehensive GLP, and many more while retaining simplicity in use with both dedicated key for routine operation and virtual keys that guide the user through setup options. | <div class="product-short-description"> <p>The HI5321 is an advanced research grade benchtop EC/TDS/Salinity/Resistivity meter that is completely customizable with a large color LCD, capacitive touch keys, and USB port for computer connectivity. The HI5321 is rich in features including 4 point calibration, autoranging, data logging, alarm limits, comprehensive GLP, and many more while retaining simplicity in use with both dedicated key for routine operation and virtual keys that guide the user through setup options.</p> </div> | https://www.hannathailand.com/wp-content/uploads/2022/06/hi53211.jpg | เครื่องวัดปริมาณซิลิกา ช่วงต่ำ ในตัวอย่างน้ำ รุ่น HI705 , เครื่องวัดปริมาณคลอรีนรวม รุ่น HI711 , เครื่องวัดปริมาณฟอสเฟต ช่วงสูง รุ่น HI717 , สารละลายมาตรฐานความขุ่น 20 NTU , เครื่องควบคุมค่าความนำไฟฟ้า , เครื่องวัดปริมาณนิกเกิล ช่วงสูง รุ่น HI726 , เครื่องวัดคลอรีน , ซัลไฟด์สารต้านอนุมูลอิสระบัฟเฟอร์ | <a class="woocommerce-LoopProduct-link woocommerce-loop-product__link" href="https://www.hannathailand.com/product/hi705-checker-hc-silica-lr/">เครื่องวัดปริมาณซิลิกา ช่วงต่ำ ในตัวอย่างน้ำ รุ่น HI705</a> , <a class="woocommerce-LoopProduct-link woocommerce-loop-product__link" href="https://www.hannathailand.com/product/hi711-checker-hc-total-chlorine/">เครื่องวัดปริมาณคลอรีนรวม รุ่น HI711</a> , <a class="woocommerce-LoopProduct-link woocommerce-loop-product__link" href="https://www.hannathailand.com/product/hi717-checker-hc-phosphate-hr/">เครื่องวัดปริมาณฟอสเฟต ช่วงสูง รุ่น HI717</a> , <a class="woocommerce-LoopProduct-link woocommerce-loop-product__link" href="https://www.hannathailand.com/product/hi93102-20/">สารละลายมาตรฐานความขุ่น 20 NTU</a> , <a class="woocommerce-LoopProduct-link woocommerce-loop-product__link" href="https://www.hannathailand.com/product/hi8931cn/">เครื่องควบคุมค่าความนำไฟฟ้า</a> , <a class="woocommerce-LoopProduct-link woocommerce-loop-product__link" href="https://www.hannathailand.com/product/hi726-checker-hc-nickel-hr/">เครื่องวัดปริมาณนิกเกิล ช่วงสูง รุ่น HI726</a> , <a class="woocommerce-LoopProduct-link woocommerce-loop-product__link" href="https://www.hannathailand.com/product/free-chlorine/">เครื่องวัดคลอรีน</a> , <a class="woocommerce-LoopProduct-link woocommerce-loop-product__link" href="https://www.hannathailand.com/product/hi4015-00/">ซัลไฟด์สารต้านอนุมูลอิสระบัฟเฟอร์</a> | https://www.hannathailand.com/wp-content/uploads/2022/06/hi53211-600x600.jpg , https://www.hannathailand.com/wp-content/uploads/2021/12/hi53212-500x500.jpg , https://www.hannathailand.com/wp-content/uploads/2022/06/hi705400-600x600.jpg , https://www.hannathailand.com/wp-content/uploads/2022/06/hi711_lg-600x600.jpg , https://www.hannathailand.com/wp-content/uploads/2022/06/miniphotometerfurphosphathoch827_11-600x600.jpg , https://www.hannathailand.com/wp-content/uploads/2021/07/9-500x500.jpg , https://www.hannathailand.com/wp-content/uploads/2021/07/2-500x500.jpg , https://www.hannathailand.com/wp-content/uploads/2022/06/miniphotometerfurnickelhoch841_11-600x600.jpg , https://www.hannathailand.com/wp-content/uploads/2021/07/1-500x500.jpg , https://www.hannathailand.com/wp-content/uploads/2021/07/7-500x500.jpg
8 | เครื่องวัดค่าคลอรีน แบบต่อเนื่อง รุ่น PCA310-2 | วัดคลอรีนอิสระ/คลอรีนรวม , สินค้าทั้งหมด , เครื่องควบคุมแบบต่อเนื่อง , แบบติดตั้ง | https://www.hannathailand.com/product-category/pneumatics-control/chlorine/chlorine-installation/ | https://www.hannathailand.com/product/pca-310-online-chlorine-analyzer-controller/ | PCA310-2 | 107,000.00 |  | <div aria-labelledby="tab-title-additional_information" class="woocommerce-Tabs-panel woocommerce-Tabs-panel--additional_information panel entry-content" id="tab-additional_information" role="tabpanel"> </div> | PCA310 ใช้วิธีการวัดสี DPD เพื่อกำหนดความเข้มข้นของคลอรีน การสอบเทียบเซลล์โฟโตเมตริกหนึ่งจุด ควบคุมรอบเวลาปรับได้ระหว่าง 3 ถึง 90 นาที การควบคุมความเข้มข้นของคลอรีนตามสัดส่วน การวัดค่าอยู่นอกขอบเขตและการแจ้งเตือนระบบวินิจฉัยตัวเอง การควบคุมพารามิเตอร์ผ่านเอาต์พุตอะนาล็อกหรือรีเลย์เฉพาะ พื้นที่บันทึกได้ถึง 3,500 การวัดและสถานะการแจ้งเตือน การสนับสนุนหลายภาษา การเชื่อมต่อ RS485 Implements the DPD colorimetric method to determine chlorine concentration One point calibration of photometric cell Control time cycles adjustable between 3 to 90 minutes Proportional control of chlorine concentration Out of range measurement and self-diagnostic system alarms Parameter control through analog output or dedicated relays Logging space of up to of 3500 measurements and alarm status Multi-language support RS485 connectivity Models The HANNA PCA 300 series models are chlorine, pH, ORP and temperature process analyzers which continuously monitor a sample stream and control the dosing to adjust the chlorine content and pH. From drinking and wastewater treatment to the pool and spa sanitation, the monitoring of chlorine, bromine or iodine levels has an important bearing on public health as well as ROI and efficiency for heating system and industrial applications. The PCA 3X0 series monitors the free chlorine or total chlorine in the 0 to 5.0 mg/L range; In the DPD Colorimetric method, N, N-Diethyl-p-phenylene-Diamine indicator and a buffer are mixed with the sample. Free available chlorine oxidizes the DPD indicator reagent at a pH between 6.3 and 6.6 to form a magenta colored compound. The intensity of the resulting color is proportional to the concentration of chlorine in the sample. The purpose of the buffer solution is to maintain the proper pH. In total chlorine measurement (free available chlorine plus combined chloramines), potassium iodide is added. A pH of 5.1 is required for this reaction. Thus total chlorine measurements require a different buffer solution containing potassium iodide. Once the chemical reaction is completed, the optical signal at 555 nm is compared to the signal measured through the sample before the reagents were added. From these measurements chlorine concentration is calculated and shown on the display. Indicator and buffer reagent bottles are placed directly into the instrument case. With a sampling period of 5 minutes, reagents need only to be replenished about once a month. Since chlorine, bromine and iodine effectiveness is closely tied with pH levels, HANNA has designed our new analyzers PCA 32X and PCA 33X with pH control and temperature and pH control, ORP monitoring and temperature respectively. PCA 32X and PCA 33X use the HI 1005 pH probe to continuously measure the pH of the sample stream in the range of 0 to 14 pH. The sample temperature is measured in the 5 to 75°C range. pH and temperature are displayed on the front panel, and the pH value is temperature compensated. PCA 33X uses the HI 2008 platinum ORP electrode to continuously measure the sample ORP value. The pH/temperature combined sensor and the ORP sensor are placed inside the case, directly in the sample stream. Measurement and Control Cycle The PCA has a control time cycle that can be set by the user according with the dimensions of the controlled system. The control process, dosing commands and alarms can be performed according to this time cycle. The range of cycle timing is from 3 to 90 minutes. Chlorine Control Four chlorine level set points can be adjusted by the operator: a proportional dosing set point, two alarm set points and a minimum level for dosing. The proportional dosing factor (1/Δ) is user selectable with a delta between 0.1 and 2 pH. Chlorine dosing system controls a SPST relay. Each alarm can be enabled or disabled. pH Control Three pH level set points can be adjusted by the operator: a control set point and two alarm set points. The pH control mode is user selectable; on/off or proportional dosing. The proportional dosing factor (1/Δ) is user selectable with a delta between 0.1 and 2 pH. The on/off dosing hysteresis is user selectable between 0.05 and 2.00 pH. The pH dosing system controls a SPST relay. Each pH, ORP and temperature alarm can be enabled or disabled, and two alarm levels can be set by the user also for temperature and ORP. Alarm condition controls a SPDT relay. The system error feature activates a relay to signal the need for operator intervention. System error condition controls a SPST relay. Analog Output Two current outputs of 4-20 mA or 0-20 mA are available to drive external devices such as chart recorders. The analyzer can drive two dosing pumps through the 4-20 mA outputs for chloride and acid/alkali dosing. The analog output is fully programmable and can be proportional with chlorine concentration, pH, ORP or temperature value. The limits of the analog output is selectable for each parameter. Logging The analyzers can store up to 3500 readings (at least 7 days at 3 minutes sampling interval), that can be available for consulting or downloading. Logged records contain the time stamp, full information about the parameter values and the alarm status at the time. Alarm and Warning System Through the system, users have the ability to enable or disable the low and high level of alarms for all parameters. The system also offers overdosing protection that generates an alarm if something within the system is not working properly. The system will stop processes until the error is corrected by the user. Time is displayed on the main panel and time related reminders are available for “old calibration”, “reagent expired”, and “SIM expired”. All these warnings are generated based on user settings. Mounting These controllers are offered in an easy to access, wall mounted casing that offers outstanding chemical, mechanical and temperature resistance. Order Information: Each PCA 300 series model is supplied with reagent bottles (2), reagent caps (2), 1 DPD compound powder, tubing and instructions. PCA 310-2 Free & total chlorine analyzer/control (230V) Product Manuals Manual: Download Specification : Range Free & Total Cl2 0.00 to 5.00 mg/L (ppm) Resolution Free & Total Cl2 0.01 mg/L (ppm) Accuracy Free & Total Cl2 ± 8% or ±0.05 mg/L whichever is greater Min. Detectable Level 0.05 mg/L (ppm) Input Impedance 1012 Ohm Calibration one point Sampling Rate adjustable from 3 to 90 minutes Dosage proportional Delta selectable from 0.1 to 5 mg/L (ppm) Recorder Output 4-20mA, 0-20mA PC Connectivity RS485 port, galvanically isolated Baud Rate 1200, 2400, 4800, 9600 bps Data Logging up to 3500 data points Alarm Relay SPDT contact with 5A, 230V resistive load Dosing Relay SPDT contact with 5A, 230V resistive load System Error SPDT contact with 5A, 230V resistive load Inlet Pressure 0.07 to 4 bar with no external pressure regulator (for pressure exceeding four bar an external pressure regulator is required) Sample Flow 100 to 300 mL/min Sample Temperature 5 to 40°C (41 to 104°F) Sample Inlet/ Outlet Connection 12mm (1/2″) male NPT fitting Drain Connection 10mm (3/8″) barb Power Supply 115 VAC ±10% or 230 VAC ±10%; 50/60 Hz; 20 VA Enclosure NEMA-4X standard, molded fiberglass polyester with transparent Lexan window Dimensions/Weight 318 x 267 x 159 mm (12.5 x 10.5 x 6.25’’) / 5 kg (11 lb.) without reagents | <div aria-labelledby="tab-title-description" class="woocommerce-Tabs-panel woocommerce-Tabs-panel--description panel entry-content active" id="tab-description" role="tabpanel"> <p>PCA310 ใช้วิธีการวัดสี DPD เพื่อกำหนดความเข้มข้นของคลอรีน</p> <ul> <li>การสอบเทียบเซลล์โฟโตเมตริกหนึ่งจุด</li> <li>ควบคุมรอบเวลาปรับได้ระหว่าง 3 ถึง 90 นาที</li> <li>การควบคุมความเข้มข้นของคลอรีนตามสัดส่วน</li> <li>การวัดค่าอยู่นอกขอบเขตและการแจ้งเตือนระบบวินิจฉัยตัวเอง</li> <li>การควบคุมพารามิเตอร์ผ่านเอาต์พุตอะนาล็อกหรือรีเลย์เฉพาะ</li> <li>พื้นที่บันทึกได้ถึง 3,500 การวัดและสถานะการแจ้งเตือน</li> <li>การสนับสนุนหลายภาษา</li> <li>การเชื่อมต่อ RS485</li> </ul> <p>Implements the DPD colorimetric method to determine chlorine concentration</p> <ul> <li>One point calibration of photometric cell</li> <li>Control time cycles adjustable between 3 to 90 minutes</li> <li>Proportional control of chlorine concentration</li> <li>Out of range measurement and self-diagnostic system alarms</li> <li>Parameter control through analog output or dedicated relays</li> <li>Logging space of up to of 3500 measurements and alarm status</li> <li>Multi-language support</li> <li>RS485 connectivity</li> </ul> <p> </p> <p><big><span style="font-size: x-large;">Models</span></big></p> <p>The HANNA PCA 300 series models are chlorine, pH, ORP and temperature process analyzers which continuously monitor a sample stream and control the dosing to adjust the chlorine content and pH.</p> <p>From drinking and wastewater treatment to the pool and spa sanitation, the monitoring of chlorine, bromine or iodine levels has an important bearing on public health as well as ROI and efficiency for heating system and industrial applications.</p> <p>The PCA 3X0 series monitors the free chlorine or total chlorine in the 0 to 5.0 mg/L range;</p> <p>In the DPD Colorimetric method, N, N-Diethyl-p-phenylene-Diamine indicator and a buffer are mixed with the sample. Free available chlorine oxidizes the DPD indicator reagent at a pH between 6.3 and 6.6 to form a magenta colored compound. The intensity of the resulting color is proportional to the concentration of chlorine in the sample. The purpose of the buffer solution is to maintain the proper pH.</p> <p>In total chlorine measurement (free available chlorine plus combined chloramines), potassium iodide is added. A pH of 5.1 is required for this reaction. Thus total chlorine measurements require a different buffer solution containing potassium iodide. Once the chemical reaction is completed, the optical signal at 555 nm is compared to the signal measured through the sample before the reagents were added. From these measurements chlorine concentration is calculated and shown on the display.</p> <p>Indicator and buffer reagent bottles are placed directly into the instrument case. With a sampling period of 5 minutes, reagents need only to be replenished about once a month.<br/> Since chlorine, bromine and iodine effectiveness is closely tied with pH levels, HANNA has designed our new analyzers PCA 32X and PCA 33X with pH control and temperature and pH control, ORP monitoring and temperature respectively.</p> <p>PCA 32X and PCA 33X use the HI 1005 pH probe to continuously measure the pH of the sample stream in the range of 0 to 14 pH. The sample temperature is measured in the 5 to 75°C range. pH and temperature are displayed on the front panel, and the pH value is temperature compensated.</p> <p>PCA 33X uses the HI 2008 platinum ORP electrode to continuously measure the sample ORP value. The pH/temperature combined sensor and the ORP sensor are placed inside the case, directly in the sample stream.</p> <p><big><span style="font-size: x-large;">Measurement and Control Cycle</span></big></p> <p>The PCA has a control time cycle that can be set by the user according with the dimensions of the controlled system. The control process, dosing commands and alarms can be performed according to this time cycle. The range of cycle timing is from 3 to 90 minutes.</p> <p><big><span style="font-size: x-large;">Chlorine Control</span></big></p> <p>Four chlorine level set points can be adjusted by the operator: a proportional dosing set point, two alarm set points and a minimum level for dosing. The proportional dosing factor (1/Δ) is user selectable with a delta between 0.1 and 2 pH. Chlorine dosing system controls a SPST relay. Each alarm can be enabled or disabled.</p> <p><big><span style="font-size: x-large;">pH Control</span></big></p> <p>Three pH level set points can be adjusted by the operator: a control set point and two alarm set points. The pH control mode is user selectable; on/off or proportional dosing. The proportional dosing factor (1/Δ) is user selectable with a delta between 0.1 and 2 pH. The on/off dosing hysteresis is user selectable between 0.05 and 2.00 pH. The pH dosing system controls a SPST relay.</p> <p>Each pH, ORP and temperature alarm can be enabled or disabled, and two alarm levels can be set by the user also for temperature and ORP. Alarm condition controls a SPDT relay. The system error feature activates a relay to signal the need for operator intervention. System error condition controls a SPST relay.</p> <p><big><span style="font-size: x-large;">Analog Output</span></big></p> <p>Two current outputs of 4-20 mA or 0-20 mA are available to drive external devices such as chart recorders. The analyzer can drive two dosing pumps through the 4-20 mA outputs for chloride and acid/alkali dosing. The analog output is fully programmable and can be proportional with chlorine concentration, pH, ORP or temperature value. The limits of the analog output is selectable for each parameter.</p> <p><big><span style="font-size: x-large;">Logging</span></big></p> <p>The analyzers can store up to 3500 readings (at least 7 days at 3 minutes sampling interval), that can be available for consulting or downloading. Logged records contain the time stamp, full information about the parameter values and the alarm status at the time.</p> <p><big><span style="font-size: x-large;">Alarm and Warning System</span></big></p> <p>Through the system, users have the ability to enable or disable the low and high level of alarms for all parameters. The system also offers overdosing protection that generates an alarm if something within the system is not working properly. The system will stop processes until the error is corrected by the user. Time is displayed on the main panel and time related reminders are available for “old calibration”, “reagent expired”, and “SIM expired”. All these warnings are generated based on user settings.</p> <p><big><span style="font-size: x-large;">Mounting</span></big></p> <p>These controllers are offered in an easy to access, wall mounted casing that offers outstanding chemical, mechanical and temperature resistance.</p> <p> </p> <p> </p> <p> </p> <p><strong>Order Information:</strong><br/> Each PCA 300 series model is supplied with reagent bottles (2), reagent caps (2), 1 DPD compound powder, tubing and instructions.<br/> PCA 310-2 Free &amp; total chlorine analyzer/control (230V)</p> <div><strong>Product Manuals</strong></div> <p><img align="absmiddle" alt="" border="0" decoding="async" height="22" loading="lazy" src="http://www.hannainst.com/usa/images/icon-pdf.gif" width="20"/> Manual: <a href="http://www.hannainst.com/manuals/manPCA_310_320_330.pdf" rel="noopener" target="_blank" title="Download Product Manual">Download</a></p> <p><span style="color: #000000;"><strong>Specification :</strong></span></p> <table class="spec_table mceItemTable"> <tbody> <tr> <td><strong>Range</strong></td> <td><strong><small><span style="font-size: small;">Free &amp; Total Cl<sub>2</sub></span></small></strong></td> <td><small><span style="font-size: small;">0.00 to 5.00 mg/L (ppm)</span></small></td> </tr> <tr> <td><strong>Resolution</strong></td> <td><strong><small><span style="font-size: small;">Free &amp; Total Cl<sub>2</sub></span></small></strong></td> <td><small><span style="font-size: small;">0.01 mg/L (ppm)</span></small></td> </tr> <tr> <td><strong>Accuracy</strong></td> <td><strong><small><span style="font-size: small;">Free &amp; Total Cl<sub>2</sub></span></small></strong></td> <td><small><span style="font-size: small;">± 8% or ±0.05 mg/L whichever is greater</span></small></td> </tr> <tr> <td><strong>Min. Detectable<br/> Level</strong></td> <td></td> <td><small><span style="font-size: small;">0.05 mg/L (ppm)</span></small></td> </tr> <tr> <td><strong>Input Impedance</strong></td> <td></td> <td><small><span style="font-size: small;">10<sup>12</sup> Ohm</span></small></td> </tr> <tr> <td><strong>Calibration</strong></td> <td></td> <td><small><span style="font-size: small;">one point</span></small></td> </tr> <tr> <td><strong>Sampling Rate</strong></td> <td></td> <td><small><span style="font-size: small;">adjustable from 3 to 90 minutes</span></small></td> </tr> <tr> <td><strong>Dosage</strong></td> <td></td> <td><small><span style="font-size: small;">proportional</span></small></td> </tr> <tr> <td><strong>Delta</strong></td> <td></td> <td><small><span style="font-size: small;">selectable from 0.1 to 5 mg/L (ppm)</span></small></td> </tr> <tr> <td><strong>Recorder Output</strong></td> <td></td> <td><small><span style="font-size: small;">4-20mA, 0-20mA</span></small></td> </tr> <tr> <td><strong>PC Connectivity</strong></td> <td></td> <td><small><span style="font-size: small;">RS485 port, galvanically isolated</span></small></td> </tr> <tr> <td><strong>Baud Rate</strong></td> <td></td> <td><small><span style="font-size: small;">1200, 2400, 4800, 9600 bps</span></small></td> </tr> <tr> <td><strong>Data Logging</strong></td> <td></td> <td><small><span style="font-size: small;">up to 3500 data points</span></small></td> </tr> <tr> <td><strong>Alarm Relay</strong></td> <td></td> <td><small><span style="font-size: small;">SPDT contact with 5A, 230V resistive load</span></small></td> </tr> <tr> <td><strong>Dosing Relay</strong></td> <td></td> <td><small><span style="font-size: small;">SPDT contact with 5A, 230V resistive load</span></small></td> </tr> <tr> <td><strong>System Error</strong></td> <td></td> <td><small><span style="font-size: small;">SPDT contact with 5A, 230V resistive load</span></small></td> </tr> <tr> <td><strong>Inlet Pressure</strong></td> <td></td> <td><small><span style="font-size: small;">0.07 to 4 bar with no external pressure regulator (for pressure exceeding four bar an external pressure regulator is required)</span></small></td> </tr> <tr> <td><strong>Sample Flow</strong></td> <td></td> <td><small><span style="font-size: small;">100 to 300 mL/min</span></small></td> </tr> <tr> <td><strong>Sample Temperature</strong></td> <td></td> <td><small><span style="font-size: small;">5 to 40°C (41 to 104°F)</span></small></td> </tr> <tr> <td><strong>Sample Inlet/<br/> Outlet Connection</strong></td> <td></td> <td><small><span style="font-size: small;">12mm (1/2″) male NPT fitting</span></small></td> </tr> <tr> <td><strong>Drain Connection</strong></td> <td></td> <td><small><span style="font-size: small;">10mm (3/8″) barb</span></small></td> </tr> <tr> <td><strong>Power Supply</strong></td> <td></td> <td><small><span style="font-size: small;">115 VAC ±10% or 230 VAC ±10%; 50/60 Hz; 20 VA</span></small></td> </tr> <tr> <td><strong>Enclosure</strong></td> <td></td> <td><small><span style="font-size: small;">NEMA-4X standard, molded fiberglass polyester with transparent Lexan window</span></small></td> </tr> <tr> <td><strong>Dimensions/Weight</strong></td> <td></td> <td><small><span style="font-size: small;">318 x 267 x 159 mm (12.5 x 10.5 x 6.25’’) / 5 kg (11 lb.) without reagents</span></small></td> </tr> </tbody> </table> <p> </p> </div> | PCA 310-2 is a microprocessor-controlled analyzer with pressure regulator for controlling the duration of Free and Total Chlorine by the DPD method – and with high reliability and low maintenance. Highlights: a user-friendly interface, versatile features and programming options, an alarm relay and analog outputs, a storage capacity of up to 3,500 data as well as a RS485 port for data transfer to the PC. | <div class="product-short-description"> <p>PCA 310-2 is a microprocessor-controlled analyzer with pressure regulator for controlling the duration of Free and Total Chlorine by the DPD method – and with high reliability and low maintenance. Highlights: a user-friendly interface, versatile features and programming options, an alarm relay and analog outputs, a storage capacity of up to 3,500 data as well as a RS485 port for data transfer to the PC.</p> </div> | https://www.hannathailand.com/wp-content/uploads/2022/06/41po7scfgzl_sl500_aa300_1.jpg | ซัลไฟด์สารต้านอนุมูลอิสระบัฟเฟอร์ , เครื่องวัดปริมาณแอมโมเนีย ช่วงสูง รุ่น HI733 , เครื่องวัดปริมาณโบรมีน ในตัวอย่างน้ำ รุ่น HI716 , เครื่องวัดปริมาณแอมโมเนีย ในน้ำ รุ่น HI715 , เครื่องวัดปริมาณไอโอดีน รุ่น HI718 , เครื่องวัดปริมาณฟอสเฟต ช่วงต่ำ รุ่น HI713 , เครื่องวัดปริมาณไนไตรท์ ช่วงต่ำ รุ่น HI707 , เครื่องวัดปริมาณคลอรีนอิสระ รุ่น HI701 | <a class="woocommerce-LoopProduct-link woocommerce-loop-product__link" href="https://www.hannathailand.com/product/hi4015-00/">ซัลไฟด์สารต้านอนุมูลอิสระบัฟเฟอร์</a> , <a class="woocommerce-LoopProduct-link woocommerce-loop-product__link" href="https://www.hannathailand.com/product/hi733-checker-hc-ammonia-hr/">เครื่องวัดปริมาณแอมโมเนีย ช่วงสูง รุ่น HI733</a> , <a class="woocommerce-LoopProduct-link woocommerce-loop-product__link" href="https://www.hannathailand.com/product/hi716-checker-hc-bromine/">เครื่องวัดปริมาณโบรมีน ในตัวอย่างน้ำ รุ่น HI716</a> , <a class="woocommerce-LoopProduct-link woocommerce-loop-product__link" href="https://www.hannathailand.com/product/hi715-checker-hc-ammonia-mr/">เครื่องวัดปริมาณแอมโมเนีย ในน้ำ รุ่น HI715</a> , <a class="woocommerce-LoopProduct-link woocommerce-loop-product__link" href="https://www.hannathailand.com/product/hi718-checker-hc-iodine/">เครื่องวัดปริมาณไอโอดีน รุ่น HI718</a> , <a class="woocommerce-LoopProduct-link woocommerce-loop-product__link" href="https://www.hannathailand.com/product/hi713-checker-hc-phosphate-lr/">เครื่องวัดปริมาณฟอสเฟต ช่วงต่ำ รุ่น HI713</a> , <a class="woocommerce-LoopProduct-link woocommerce-loop-product__link" href="https://www.hannathailand.com/product/hi707-checker-hc-nitrite-lr/">เครื่องวัดปริมาณไนไตรท์ ช่วงต่ำ รุ่น HI707</a> , <a class="woocommerce-LoopProduct-link woocommerce-loop-product__link" href="https://www.hannathailand.com/product/hi701-checker-hc-free-chlorine/">เครื่องวัดปริมาณคลอรีนอิสระ รุ่น HI701</a> | https://www.hannathailand.com/wp-content/uploads/2022/06/41po7scfgzl_sl500_aa300_1-600x600.jpg , https://www.hannathailand.com/wp-content/uploads/2021/12/analyseurregulateurdechloreencontinu1540_11-500x500.jpg , https://www.hannathailand.com/wp-content/uploads/2021/07/7-500x500.jpg , https://www.hannathailand.com/wp-content/uploads/2022/06/miniphotometerfurammoniumhoch2418_11-600x600.jpg , https://www.hannathailand.com/wp-content/uploads/2022/06/miniphotometerfurfreiesgesamtchlor704_11-600x600.jpg , https://www.hannathailand.com/wp-content/uploads/2022/06/miniphotometerfurammoniakmittel2416_11-600x600.jpg , https://www.hannathailand.com/wp-content/uploads/2022/06/miniphotometerfuriod829_11-600x600.jpg , https://www.hannathailand.com/wp-content/uploads/2022/06/hi713_lg51caffcdce23e-600x600.jpg , https://www.hannathailand.com/wp-content/uploads/2022/06/hi707400-600x600.jpg , https://www.hannathailand.com/wp-content/uploads/2021/11/hi701-500x500.jpg
9 | เครื่องวัดค่าความขุ่น คลอรีนรวมและอิสระ แบบภาคสนาม รุ่น HI93414 | สินค้าทั้งหมด , สินค้าแนะนำ , เครื่องวัดความขุ่น , เครื่องโฟโตมิเตอร์ , แบบภาคสนาม , แบบภาคสนาม | https://www.hannathailand.com/product-category/turbidity-meter/turbidity-fieldwork/ | https://www.hannathailand.com/product/hi93414-turbidity-meter-chlorine-us-epa-with-pc-interface/ | HI93414 | 0.00 | น้ำหนัก 0.5 กก. ขนาด 22.4 × 7.7 × 8.7 เซนติเมตร | <div aria-labelledby="tab-title-additional_information" class="woocommerce-Tabs-panel woocommerce-Tabs-panel--additional_information panel entry-content" id="tab-additional_information" role="tabpanel"> <table class="woocommerce-product-attributes shop_attributes"> <tr class="woocommerce-product-attributes-item woocommerce-product-attributes-item--weight"> <th class="woocommerce-product-attributes-item__label">น้ำหนัก</th> <td class="woocommerce-product-attributes-item__value">0.5 กก.</td> </tr> <tr class="woocommerce-product-attributes-item woocommerce-product-attributes-item--dimensions"> <th class="woocommerce-product-attributes-item__label">ขนาด</th> <td class="woocommerce-product-attributes-item__value">22.4 × 7.7 × 8.7 เซนติเมตร</td> </tr> </table> </div> | เครื่องวัดค่าความขุ่น คลอรีนรวมและอิสระ แบบภาคสนาม รุ่น HI93414 HI93414 ตัวเครื่องที่สามารถตรวจวัดค่าความขุ่น คลอรีนรวมและอิสระ ซึ่งเป็นพารามิเตอร์ที่สำคัญในการควบคุมคุณภาพน้ำดื่ม เครื่องมือนี้ใช้ระบบแสงที่ล้ำสมัย ซึ่งให้ผลลัพธ์ที่ถูกต้องและแม่นยำ โดยการลดแสงแทรกสอดและการรบกวนของสีให้เหลือน้อยที่สุด การสอบเทียบด้วยสารมาตรฐานที่ให้มาในชุดจะชดเชยความแปรผันของความเข้มหลอดไฟทังสเตน ส่วนตัวเครื่องจะใช้ตัวกรองสัญญาณรบกวนในช่วงความถี่ 525 นาโนเมตร เพื่อรักษาความยาวคลื่นที่เหมาะสมในการวัดคลอรีนทั้งหมดและอิสระ โดยใช้หลอดแก้วขนาด 25 มม. ที่ทำจากแก้วชนิดพิเศษ HI93414 เครื่องวัดความขุ่นและคลอรีนแบบพกพาที่มีความแม่นยำสูง ตัวเครื่องนี้ผสมผสานระหว่างเนฟีโลมิเตอร์และโฟโตมิเตอร์เพื่อการวัดพารามิเตอร์ที่สำคัญในน้ำดื่ม มาพร้อมกับมาตรฐานความขุ่นลำดับ 1 AMCO-AEPA-1 และมาตรฐานคลอรีนลำดับ 2 ที่ทวนสอบได้ของ NIST ซึ่งใช้สำหรับการสอบเทียบและการตรวจสอบประสิทธิภาพของตัวเครื่องตามข้อกำหนดของมาตรฐาน EPA 180.1 และวิธีการมาตรฐานสำหรับการตรวจสอบน้ำและน้ำเสีย 2130 B สำหรับการตรวจวัดความขุ่น การวัดค่าคลอรีนได้รับการปรับใช้วิธี EPA 330.5 และวิธีมาตรฐาน 4500-Cl G. Fast Tracker™ – ระบบระบุแท็ก (T.I.S) USB สำหรับการถ่ายโอนข้อมูล ทำงานโดยใช้แบตเตอรี่หรือแรงดันไฟฟ้า คุณสมบัติหลัก: – โหมดการวัด – HI93414 สามารถวัดได้ 3 พารามิเตอร์ คือความขุ่น คลอรีนอิสระ และคลอรีนทั้งหมด การตรวจวัดความขุ่นสามารถทำได้ในช่วง 0.00 ถึง 1,000 NTU รองรับในหน่วย Nephelometric ในขณะที่การตรวจวัดคลอรีนอิสระหรือคลอรีนทั้งหมด สามารถทำได้ในช่วง 0.00 ถึง 5.00 มก./ลิตร (ppm) – โหมดการอ่าน – การวัดปกติ การวัดต่อเนื่อง หรือการวัดแบบเฉลี่ยค่า – อ้างอิงตามข้อกำหนด EPA – HI93414 อ้างอิงตามข้อกำหนดของ EPA และวิธีการมาตรฐานทั้งในด้านการวัดความขุ่นและการวัดคลอรีน เมื่อตัวเครื่องอยู่ในโหมด EPA การอ่านค่าความขุ่นทั้งหมดจะถูกปัดเศษตามข้อกำหนด – การสอบเทียบ – การสอบเทียบความขุ่นสามารถทำได้สูงสุด 4 จุด สามารถทำได้โดยใช้สารละลายมาตรฐาน <0.10 15.0 100 และ 750 NTU สำหรับคลอรีนอิสระและคลอรีนทั้งหมด สามารถใช้มาตรฐาน CAL Check™ 1.00 มก./ลิตร (ppm) สำหรับการสอบเทียบและทวนสอบ – สารละลายมาตรฐานความขุ่น ลำดับ 1 : AMCO AEPA-1 – AMCO AEPA-1 ได้รับการยอมรับว่าเป็นมาตรฐานโดย USEPA ซึ่งมีความปลอดภัย เนื่องจากทำจากโพลีเมอร์สไตรีนไดไวนิลเบนซีน ซึ่งมีขนาดและความหนาแน่นที่เหมาะสม และสารมาตรฐานนี้สามารถนำกลับมาใช้ซ้ำได้ และอายุการเก็บรักษาที่ยาวนาน – CAL Check™ – โหมด CAL Check™ ทำให้สามารถตรวจสอบประสิทธิภาพที่เชื่อถือได้ของเครื่องวัดคลอรีน โดยใช้มาตรฐานที่สามารถทวนสอบของ HANNA และ NIST โดยมาตรฐานทั้งหมดมาพร้อมกับใบรับรองการวิเคราะห์ (COA) ในชุด – Fast Tracker™ – สำหรับฟังก์ชั่นขั้นสูง ตัวเครื่องมาพร้อมกับ Fast Tracker ™- Tag Identification System (T.I.S.) ที่ทำให้การรวบรวมและการจัดการข้อมูลง่ายกว่า ช่วยให้ผู้ใช้สามารถบันทึกเวลาและตำแหน่งของการวัดเฉพาะหรือชุดการวัดโดยใช้แท็ก iButton® ใกล้กับจุดสุ่มตัวอย่างเพื่อการอ่านที่รวดเร็วและง่าย โดยแท็ก iButton® แต่ละแท็กจะประกอบด้วยชิปคอมพิวเตอร์ที่มีรหัสประจำตัวที่ไม่ซ้ำกันและหุ้มด้วยสแตนเลส – ข้อมูล GLP – แสดงข้อมูลการสอบเทียบล่าสุด GLP (Good Laboratory Practice) ซึ่งช่วยให้สามารถตรวจสอบข้อมูลการสอบเทียบล่าสุดได้ ประกอบด้วยจุดสอบเทียบ วันที่ และเวลา – การบันทึกข้อมูล – สามารถจัดเก็บการวัดได้สูงสุด 200 ข้อมูล – การถ่ายโอนข้อมูล – ข้อมูลที่บันทึกไว้สามารถดาวน์โหลดลงใน PC ที่รองรับ Windows ได้โดยใช้พอร์ต RS232 หรือ USB และโปรแกรม HI92000 – จอแสดงผลแบบย้อนแสง – จอแสดงผล LCD ให้อินเทอร์เฟซที่เข้าใจง่ายและใช้งานง่าย คู่มือการใช้งาน: Download สเปคของตัวเครื่อง : รหัสสินค้า HI93414-02 ชื่อสินค้า เครื่องวัดค่าความขุ่น คลอรีนรวมและอิสระ แบบภาคสนาม รุ่น HI93414 ช่วงการวัด 0.00 – 9.99; 10.0 – 99.9; 100 – 1000 NTU ความละเอียด 0.01; 0.1; 1 NTU ความถูกต้อง ±2% ของการอ่านค่าบวก 0.02 NTU การอ่านค่าซ้ำ ±1% ของการอ่านค่า หรือ 0.02 NTU การลดแสงรบกวน < 0.02 NTU การสอบเทียบ 2, 3, 4 จุด วิธีการวิเคราะห์ ratio nephelometric method (90° & 180°) โหมดการวัด แบบวัดปกติ แบบวัดเฉลี่ยค่า และแบบวัดต่อเนื่อง แหล่งแสง หลอดทังสเตน ตัวตรวจจับแสง ซิลิกอน โฟโตเซลล์ การบันทึกข้อมูล 200 ข้อมูล การเชื่อมต่อ USB หรือ RS232 การปิดเครื่องแบบอัตโนมัติ แบบอัตโนมัติ หลังจากไม่ได้ใช้งานนาน 15 นาที การแสดงผลหน้าจอ 40 x 70 มม. หน้าจอแบบ LCD (64 x 128 px) พร้อมโหมด Backlight ชนิดของแบตเตอรี่ แบตเตอรี่ชนิดอัลคาไลน์ 1.5V AA จำนวน 4 ก้อน แหล่งจ่ายไฟ AC adapter สภาวะแวดล้อมที่เหมาะสม 0 – 50°C ความชื้นสัมพัทธ์ 95% ขนาด 224 x 87 x 77 มม. น้ำหนัก 512 กรัม แหล่งแสงของเครื่องโฟโตมิเตอร์ หลอดทังสเตน ตัวตรวจจับเครื่องโฟโตมิเตอร์ ซิลิกอน โฟโตเซลล์ ในช่วงความถี่ 525 นาโนเมตร อุปกรณ์ในชุด – หลอดแก้วพร้อมฝา จำนวน 5 หลอด – สารละลายมาตรฐานสำหรับสอบเทียบความขุ่นและคลอรีน – ซิลิโคนออย – ผ้าเช็ดหลอดแก้ว – กรรไกร – แบตเตอรี่ – AC adapter – คู่มือการใช้งาน – กระเป๋าใส่ตัวเครื่องแบบพกพาสะดวก ช่วงการวัดคลอรีนอิสระ 0.00 – 5.00 mg/L ความละเอียด 0.01 mg/L ในช่วง 0.00 – 3.50 mg/L; 0.10 ในกรณีค่าสูงกว่า 3.50 mg/L ความถูกต้อง ±0.02 mg/L ที่ค่า 1.00 mg/L ช่วงการวัดคลอรีนรวม 0.00 – 5.00 mg/L ความละเอียด 0.01 mg/Lในช่วง 0.00 – 3.50 mg/L; 0.10 ในกรณีค่าสูงกว่า 3.50 mg/L ความถูกต้อง ±0.02 mg/L ที่ค่า 1.00 mg/L วิธีการวิเคราะห์คลอรีน ดัดแปลงมาจากวิธีวิเคราะห์ USEPA Method 330.5 และ Standard Method 4500-Cl G. โดยทำปฏิกิริยาระหว่างคลอรีนกับสาร DPD เกิดเป็นสารประกอบสีชมพู | <div aria-labelledby="tab-title-description" class="woocommerce-Tabs-panel woocommerce-Tabs-panel--description panel entry-content active" id="tab-description" role="tabpanel"> <p><span style="color: #000000;"><strong><span style="font-size: 120%;">เครื่องวัดค่าความขุ่น คลอรีนรวมและอิสระ แบบภาคสนาม รุ่น HI93414</span></strong></span></p> <p><span style="color: #000000;">HI93414 ตัวเครื่องที่สามารถตรวจวัดค่าความขุ่น คลอรีนรวมและอิสระ ซึ่งเป็นพารามิเตอร์ที่สำคัญในการควบคุมคุณภาพน้ำดื่ม เครื่องมือนี้ใช้ระบบแสงที่ล้ำสมัย ซึ่งให้ผลลัพธ์ที่ถูกต้องและแม่นยำ โดยการลดแสงแทรกสอดและการรบกวนของสีให้เหลือน้อยที่สุด การสอบเทียบด้วยสารมาตรฐานที่ให้มาในชุดจะชดเชยความแปรผันของความเข้มหลอดไฟทังสเตน ส่วนตัวเครื่องจะใช้ตัวกรองสัญญาณรบกวนในช่วงความถี่ 525 นาโนเมตร เพื่อรักษาความยาวคลื่นที่เหมาะสมในการวัดคลอรีนทั้งหมดและอิสระ โดยใช้หลอดแก้วขนาด 25 มม. ที่ทำจากแก้วชนิดพิเศษ</span></p> <p><span style="color: #000000;">HI93414 เครื่องวัดความขุ่นและคลอรีนแบบพกพาที่มีความแม่นยำสูง ตัวเครื่องนี้ผสมผสานระหว่างเนฟีโลมิเตอร์และโฟโตมิเตอร์เพื่อการวัดพารามิเตอร์ที่สำคัญในน้ำดื่ม มาพร้อมกับมาตรฐานความขุ่นลำดับ 1 AMCO-AEPA-1 และมาตรฐานคลอรีนลำดับ 2 ที่ทวนสอบได้ของ NIST ซึ่งใช้สำหรับการสอบเทียบและการตรวจสอบประสิทธิภาพของตัวเครื่องตามข้อกำหนดของมาตรฐาน EPA 180.1 และวิธีการมาตรฐานสำหรับการตรวจสอบน้ำและน้ำเสีย 2130 B สำหรับการตรวจวัดความขุ่น การวัดค่าคลอรีนได้รับการปรับใช้วิธี EPA 330.5 และวิธีมาตรฐาน 4500-Cl G.</span></p> <ul> <li><span style="color: #000000;">Fast Tracker™ – ระบบระบุแท็ก (T.I.S)</span></li> <li><span style="color: #000000;">USB สำหรับการถ่ายโอนข้อมูล</span></li> <li><span style="color: #000000;">ทำงานโดยใช้แบตเตอรี่หรือแรงดันไฟฟ้า</span></li> </ul> <h3><span style="color: #000000; font-size: 100%;"><strong>คุณสมบัติหลัก:</strong></span></h3> <div><span style="color: #000000;"><strong>– โหมดการวัด</strong> – HI93414 สามารถวัดได้ 3 พารามิเตอร์ คือความขุ่น คลอรีนอิสระ และคลอรีนทั้งหมด การตรวจวัดความขุ่นสามารถทำได้ในช่วง 0.00 ถึง 1,000 NTU รองรับในหน่วย Nephelometric ในขณะที่การตรวจวัดคลอรีนอิสระหรือคลอรีนทั้งหมด สามารถทำได้ในช่วง 0.00 ถึง 5.00 มก./ลิตร (ppm)</span></div> <div></div> <div><span style="color: #000000;"><strong>– โหมดการอ่าน</strong> – การวัดปกติ การวัดต่อเนื่อง หรือการวัดแบบเฉลี่ยค่า</span></div> <div></div> <div><span style="color: #000000;"><strong>– อ้างอิงตามข้อกำหนด EPA</strong> – HI93414 อ้างอิงตามข้อกำหนดของ EPA และวิธีการมาตรฐานทั้งในด้านการวัดความขุ่นและการวัดคลอรีน เมื่อตัวเครื่องอยู่ในโหมด EPA การอ่านค่าความขุ่นทั้งหมดจะถูกปัดเศษตามข้อกำหนด</span></div> <div></div> <div><span style="color: #000000;"><strong>– การสอบเทียบ</strong> – การสอบเทียบความขุ่นสามารถทำได้สูงสุด 4 จุด สามารถทำได้โดยใช้สารละลายมาตรฐาน &lt;0.10 15.0 100 และ 750 NTU สำหรับคลอรีนอิสระและคลอรีนทั้งหมด สามารถใช้มาตรฐาน CAL Check™ 1.00 มก./ลิตร (ppm) สำหรับการสอบเทียบและทวนสอบ</span></div> <div></div> <div><span style="color: #000000;"><strong>– สารละลายมาตรฐานความขุ่น ลำดับ 1 : AMCO AEPA-1</strong> – AMCO AEPA-1 ได้รับการยอมรับว่าเป็นมาตรฐานโดย USEPA ซึ่งมีความปลอดภัย เนื่องจากทำจากโพลีเมอร์สไตรีนไดไวนิลเบนซีน ซึ่งมีขนาดและความหนาแน่นที่เหมาะสม และสารมาตรฐานนี้สามารถนำกลับมาใช้ซ้ำได้ และอายุการเก็บรักษาที่ยาวนาน</span></div> <div></div> <div><span style="color: #000000;"><strong>– CAL Check™</strong> – โหมด CAL Check™ ทำให้สามารถตรวจสอบประสิทธิภาพที่เชื่อถือได้ของเครื่องวัดคลอรีน โดยใช้มาตรฐานที่สามารถทวนสอบของ HANNA และ NIST โดยมาตรฐานทั้งหมดมาพร้อมกับใบรับรองการวิเคราะห์ (COA) ในชุด</span></div> <div></div> <div><span style="color: #000000;"><strong>– Fast Tracker™ </strong> – สำหรับฟังก์ชั่นขั้นสูง ตัวเครื่องมาพร้อมกับ Fast Tracker ™- Tag Identification System (T.I.S.) ที่ทำให้การรวบรวมและการจัดการข้อมูลง่ายกว่า ช่วยให้ผู้ใช้สามารถบันทึกเวลาและตำแหน่งของการวัดเฉพาะหรือชุดการวัดโดยใช้แท็ก iButton® ใกล้กับจุดสุ่มตัวอย่างเพื่อการอ่านที่รวดเร็วและง่าย โดยแท็ก iButton® แต่ละแท็กจะประกอบด้วยชิปคอมพิวเตอร์ที่มีรหัสประจำตัวที่ไม่ซ้ำกันและหุ้มด้วยสแตนเลส</span></div> <div></div> <div><span style="color: #000000;"><strong>– ข้อมูล GLP</strong> – แสดงข้อมูลการสอบเทียบล่าสุด GLP (Good Laboratory Practice) ซึ่งช่วยให้สามารถตรวจสอบข้อมูลการสอบเทียบล่าสุดได้ ประกอบด้วยจุดสอบเทียบ วันที่ และเวลา</span></div> <div></div> <div><span style="color: #000000;"><strong>– การบันทึกข้อมูล</strong> – สามารถจัดเก็บการวัดได้สูงสุด 200 ข้อมูล</span></div> <div></div> <div><span style="color: #000000;"><strong>– การถ่ายโอนข้อมูล</strong> – ข้อมูลที่บันทึกไว้สามารถดาวน์โหลดลงใน PC ที่รองรับ Windows ได้โดยใช้พอร์ต RS232 หรือ USB และโปรแกรม HI92000</span></div> <div></div> <div><span style="color: #000000;"><strong>– จอแสดงผลแบบย้อนแสง</strong> – จอแสดงผล LCD ให้อินเทอร์เฟซที่เข้าใจง่ายและใช้งานง่าย</span></div> <p><span style="color: #000000;"><img alt="93414" class="tinymce-editor-image aligncenter" decoding="async" height="306" loading="lazy" src="https://hannathailand.com/wp-content/uploads/content/93414.png" width="373"/></span></p> <div></div> <h3><span style="color: #000000;"><strong><span style="font-size: 110%;">คู่มือการใช้งาน:</span></strong> <span style="color: #0000ff;"><strong><a href="https://hanna-worldwide.com/mwdownloads/download/link/id/924" rel="noopener" style="color: #0000ff;" target="_blank" title="Download Product Manual">Download</a></strong></span></span></h3> <h3><span style="color: #000000; font-size: 110%;"><strong>สเปคของตัวเครื่อง :</strong></span></h3> <table style="height: 2259px;" width="889"> <tbody> <tr> <td width="274"><strong><span style="font-size: 110%; color: #000000;">รหัสสินค้า</span></strong></td> <td width="327"><span style="font-size: 110%; color: #000000;">HI93414-02</span></td> </tr> <tr> <td width="274"><strong><span style="font-size: 110%; color: #000000;">ชื่อสินค้า</span></strong></td> <td width="327"><span style="font-size: 110%; color: #000000;">เครื่องวัดค่าความขุ่น คลอรีนรวมและอิสระ แบบภาคสนาม รุ่น HI93414</span></td> </tr> <tr> <td width="274"><strong><span style="font-size: 110%; color: #000000;">ช่วงการวัด</span></strong></td> <td width="327"><span style="font-size: 110%; color: #000000;">0.00 – 9.99; 10.0 – 99.9; 100 – 1000 NTU</span></td> </tr> <tr> <td width="274"><strong><span style="font-size: 110%; color: #000000;">ความละเอียด</span></strong></td> <td width="327"><span style="font-size: 110%; color: #000000;">0.01; 0.1; 1 NTU</span></td> </tr> <tr> <td width="274"><strong><span style="font-size: 110%; color: #000000;">ความถูกต้อง</span></strong></td> <td width="327"><span style="font-size: 110%; color: #000000;">±2% ของการอ่านค่าบวก 0.02 NTU</span></td> </tr> <tr> <td width="274"><strong><span style="font-size: 110%; color: #000000;">การอ่านค่าซ้ำ</span></strong></td> <td width="327"><span style="font-size: 110%; color: #000000;">±1% ของการอ่านค่า หรือ 0.02 NTU</span></td> </tr> <tr> <td width="274"><strong><span style="font-size: 110%; color: #000000;">การลดแสงรบกวน</span></strong></td> <td width="327"><span style="font-size: 110%; color: #000000;">&lt; 0.02 NTU</span></td> </tr> <tr> <td width="274"><strong><span style="font-size: 110%; color: #000000;">การสอบเทียบ</span></strong></td> <td width="327"><span style="font-size: 110%; color: #000000;">2, 3, 4 จุด</span></td> </tr> <tr> <td width="274"><strong><span style="font-size: 110%; color: #000000;">วิธีการวิเคราะห์</span></strong></td> <td width="327"><span style="font-size: 110%; color: #000000;">ratio nephelometric method (90° &amp; 180°)</span></td> </tr> <tr> <td width="274"><strong><span style="font-size: 110%; color: #000000;">โหมดการวัด</span></strong></td> <td width="327"><span style="font-size: 110%; color: #000000;">แบบวัดปกติ แบบวัดเฉลี่ยค่า และแบบวัดต่อเนื่อง</span></td> </tr> <tr> <td width="274"><strong><span style="font-size: 110%; color: #000000;">แหล่งแสง</span></strong></td> <td width="327"><span style="font-size: 110%; color: #000000;">หลอดทังสเตน</span></td> </tr> <tr> <td width="274"><strong><span style="font-size: 110%; color: #000000;">ตัวตรวจจับแสง</span></strong></td> <td width="327"><span style="font-size: 110%; color: #000000;">ซิลิกอน โฟโตเซลล์</span></td> </tr> <tr> <td width="274"><strong><span style="font-size: 110%; color: #000000;">การบันทึกข้อมูล</span></strong></td> <td width="327"><span style="font-size: 110%; color: #000000;">200 ข้อมูล</span></td> </tr> <tr> <td width="274"><strong><span style="font-size: 110%; color: #000000;">การเชื่อมต่อ</span></strong></td> <td width="327"><span style="font-size: 110%; color: #000000;">USB หรือ RS232</span></td> </tr> <tr> <td width="274"><strong><span style="font-size: 110%; color: #000000;">การปิดเครื่องแบบอัตโนมัติ</span></strong></td> <td width="327"><span style="font-size: 110%; color: #000000;">แบบอัตโนมัติ หลังจากไม่ได้ใช้งานนาน 15 นาที </span></td> </tr> <tr> <td width="274"><strong><span style="font-size: 110%; color: #000000;">การแสดงผลหน้าจอ</span></strong></td> <td width="327"><span style="font-size: 110%; color: #000000;">40 x 70 มม. หน้าจอแบบ LCD (64 x 128 px) พร้อมโหมด Backlight </span></td> </tr> <tr> <td width="274"><strong><span style="font-size: 110%; color: #000000;">ชนิดของแบตเตอรี่</span></strong></td> <td width="327"><span style="font-size: 110%; color: #000000;">แบตเตอรี่ชนิดอัลคาไลน์ 1.5V AA จำนวน 4 ก้อน</span></td> </tr> <tr> <td width="274"><strong><span style="font-size: 110%; color: #000000;">แหล่งจ่ายไฟ</span></strong></td> <td width="327"><span style="font-size: 110%; color: #000000;"> AC adapter</span></td> </tr> <tr> <td width="274"><strong><span style="font-size: 110%; color: #000000;">สภาวะแวดล้อมที่เหมาะสม</span></strong></td> <td width="327"><span style="font-size: 110%; color: #000000;">0 – 50°C ความชื้นสัมพัทธ์ 95% </span></td> </tr> <tr> <td width="274"><strong><span style="font-size: 110%; color: #000000;">ขนาด</span></strong></td> <td width="327"><span style="font-size: 110%; color: #000000;">224 x 87 x 77 มม.</span></td> </tr> <tr> <td width="274"><strong><span style="font-size: 110%; color: #000000;">น้ำหนัก</span></strong></td> <td width="327"><span style="font-size: 110%; color: #000000;">512 กรัม</span></td> </tr> <tr> <td width="274"><strong><span style="font-size: 110%; color: #000000;">แหล่งแสงของเครื่องโฟโตมิเตอร์</span></strong></td> <td width="327"><span style="font-size: 110%; color: #000000;">หลอดทังสเตน</span></td> </tr> <tr> <td width="274"><strong><span style="font-size: 110%; color: #000000;">ตัวตรวจจับเครื่องโฟโตมิเตอร์</span></strong></td> <td width="327"><span style="font-size: 110%; color: #000000;">ซิลิกอน โฟโตเซลล์ ในช่วงความถี่ 525 นาโนเมตร</span></td> </tr> <tr> <td width="274"><strong><span style="font-size: 110%; color: #000000;">อุปกรณ์ในชุด</span></strong></td> <td width="327"><span style="font-size: 110%; color: #000000;">– หลอดแก้วพร้อมฝา จำนวน 5 หลอด<br/> – </span><span style="font-size: 110%; color: #000000;">สารละลายมาตรฐานสำหรับสอบเทียบความขุ่นและคลอรีน – ซิลิโคนออย<br/> – ผ้าเช็ดหลอดแก้ว<br/> – กรรไกร<br/> – แบตเตอรี่<br/> – AC adapter<br/> – คู่มือการใช้งาน<br/> – กระเป๋าใส่ตัวเครื่องแบบพกพาสะดวก</span></td> </tr> <tr> <td width="274"><strong><span style="font-size: 110%; color: #000000;">ช่วงการวัดคลอรีนอิสระ</span></strong></td> <td width="327"><span style="font-size: 110%; color: #000000;">0.00 – 5.00 mg/L</span></td> </tr> <tr> <td width="274"><strong><span style="font-size: 110%; color: #000000;">ความละเอียด</span></strong></td> <td width="327"><span style="font-size: 110%; color: #000000;">0.01 mg/L ในช่วง 0.00 – 3.50 mg/L; 0.10 ในกรณีค่าสูงกว่า 3.50 mg/L</span></td> </tr> <tr> <td width="274"><strong><span style="font-size: 110%; color: #000000;">ความถูกต้อง</span></strong></td> <td width="327"><span style="font-size: 110%; color: #000000;">±0.02 mg/L ที่ค่า 1.00 mg/L</span></td> </tr> <tr> <td width="274"><strong><span style="font-size: 110%; color: #000000;">ช่วงการวัดคลอรีนรวม</span></strong></td> <td width="327"><span style="font-size: 110%; color: #000000;">0.00 – 5.00 mg/L</span></td> </tr> <tr> <td width="274"><strong><span style="font-size: 110%; color: #000000;">ความละเอียด</span></strong></td> <td width="327"><span style="font-size: 110%; color: #000000;">0.01 mg/Lในช่วง 0.00 – 3.50 mg/L; 0.10 ในกรณีค่าสูงกว่า 3.50 mg/L</span></td> </tr> <tr> <td width="274"><strong><span style="font-size: 110%; color: #000000;">ความถูกต้อง</span></strong></td> <td width="327"><span style="font-size: 110%; color: #000000;">±0.02 mg/L ที่ค่า 1.00 mg/L</span></td> </tr> <tr> <td width="274"><strong><span style="font-size: 110%; color: #000000;">วิธีการวิเคราะห์คลอรีน</span></strong></td> <td width="327"><span style="font-size: 110%; color: #000000;"> ดัดแปลงมาจากวิธีวิเคราะห์ USEPA Method 330.5 และ Standard Method 4500-Cl G. โดยทำปฏิกิริยาระหว่างคลอรีนกับสาร DPD เกิดเป็นสารประกอบสีชมพู</span></td> </tr> </tbody> </table> <p> </p> </div> | The HI 93414 measures the most important parameters of drinking water: turbidity and free/total chlorine. Designed for water quality measurements, HI 93414 provides reliable and accurate readings on low turbidity and chlorine values. The HI 93414 meets and exceeds the requirements of USEPA and Standard Methods both for turbidity and colorimetric measurements. | <div class="product-short-description"> <p>The HI 93414 measures the most important parameters of drinking water: turbidity and free/total chlorine. Designed for water quality measurements, HI 93414 provides reliable and accurate readings on low turbidity and chlorine values. The HI 93414 meets and exceeds the requirements of USEPA and Standard Methods both for turbidity and colorimetric measurements.</p> </div> | https://www.hannathailand.com/wp-content/uploads/2021/12/HI93414-1.jpg | เครื่องวัดปริมาณไอโอดีน รุ่น HI718 , เครื่องวัดคลอรีน , เครื่องวัดปริมาณฟอสเฟต ช่วงสูง รุ่น HI717 , เครื่องควบคุมค่าความนำไฟฟ้า , สารละลายมาตรฐานความขุ่น 20 NTU , น้ำยามาตรฐานสอบเทียบ , น้ำยามาตรฐานสำหรับค่าโซเดียม , เครื่องวัดปริมาณโครเมี่ยม ช่วงสูง รุ่น HI723 | <a class="woocommerce-LoopProduct-link woocommerce-loop-product__link" href="https://www.hannathailand.com/product/hi718-checker-hc-iodine/">เครื่องวัดปริมาณไอโอดีน รุ่น HI718</a> , <a class="woocommerce-LoopProduct-link woocommerce-loop-product__link" href="https://www.hannathailand.com/product/free-chlorine/">เครื่องวัดคลอรีน</a> , <a class="woocommerce-LoopProduct-link woocommerce-loop-product__link" href="https://www.hannathailand.com/product/hi717-checker-hc-phosphate-hr/">เครื่องวัดปริมาณฟอสเฟต ช่วงสูง รุ่น HI717</a> , <a class="woocommerce-LoopProduct-link woocommerce-loop-product__link" href="https://www.hannathailand.com/product/hi8931cn/">เครื่องควบคุมค่าความนำไฟฟ้า</a> , <a class="woocommerce-LoopProduct-link woocommerce-loop-product__link" href="https://www.hannathailand.com/product/hi93102-20/">สารละลายมาตรฐานความขุ่น 20 NTU</a> , <a class="woocommerce-LoopProduct-link woocommerce-loop-product__link" href="https://www.hannathailand.com/product/hi9828-25/">น้ำยามาตรฐานสอบเทียบ</a> , <a class="woocommerce-LoopProduct-link woocommerce-loop-product__link" href="https://www.hannathailand.com/product/hi7090l/">น้ำยามาตรฐานสำหรับค่าโซเดียม</a> , <a class="woocommerce-LoopProduct-link woocommerce-loop-product__link" href="https://www.hannathailand.com/product/hi723-checker-hc-chromium-vi-hr/">เครื่องวัดปริมาณโครเมี่ยม ช่วงสูง รุ่น HI723</a> | https://www.hannathailand.com/wp-content/uploads/2021/12/HI93414-1-600x600.jpg , https://www.hannathailand.com/wp-content/uploads/2021/12/HI93414-600x600.jpg , https://www.hannathailand.com/wp-content/uploads/2021/12/HI93414-2-600x600.jpg , https://www.hannathailand.com/wp-content/uploads/2021/12/HI93414-3-600x600.jpg , https://www.hannathailand.com/wp-content/uploads/2022/06/miniphotometerfuriod829_11-600x600.jpg , https://www.hannathailand.com/wp-content/uploads/2021/07/1-500x500.jpg , https://www.hannathailand.com/wp-content/uploads/2022/06/miniphotometerfurphosphathoch827_11-600x600.jpg , https://www.hannathailand.com/wp-content/uploads/2021/07/2-500x500.jpg , https://www.hannathailand.com/wp-content/uploads/2021/07/9-500x500.jpg , https://www.hannathailand.com/wp-content/uploads/2021/07/8-500x500.jpg , https://www.hannathailand.com/wp-content/uploads/2021/07/12-500x500.jpg , https://www.hannathailand.com/wp-content/uploads/2022/06/miniphotometerfurchromvihoch839_11-600x600.jpg
10 | เครื่องวัดค่าความชื้นและอุณหภูมิ รุ่น HI9564 | สินค้าทั้งหมด , อุตสาหกรรมทั่วไป , เครื่องวัดอุณหภูมิ/ความชื้น/แสง , แบบภาคสนาม | https://www.hannathailand.com/product-category/thermometer/thermo-fieldwork/ | https://www.hannathailand.com/product/hi9564-thermohygrometers-with-temperature-and-relative-humidity-measurement/ | HI9564 | 8,025.00 |  | <div aria-labelledby="tab-title-additional_information" class="woocommerce-Tabs-panel woocommerce-Tabs-panel--additional_information panel entry-content" id="tab-additional_information" role="tabpanel"> </div> | HI9564 เป็นเทอร์โมไฮโกรมิเตอร์แบบพกพาที่ทนทาน ออกแบบมาเพื่อให้อ่านค่าอุณหภูมิและความชื้นสัมพัทธ์ (RH) ที่มีความแม่นยำสูงภายใต้สภาพแวดล้อมที่รุนแรงและอุตสาหกรรม มิเตอร์มีคุณสมบัติที่หลากหลาย รวมถึงปุ่ม HOLD, ระบบป้องกันข้อผิดพลาดของแบตเตอรี่ (BEPS), การปิดเครื่องอัตโนมัติ และรหัสการแสดงผลที่หลากหลาย เพื่อช่วยให้ผู้ใช้เข้าใจการทำงานและข้อผิดพลาดที่อาจเกิดขึ้นของอุปกรณ์ The HI9564 is a rugged, portable thermohygrometer designed to provide high accuracy temperature and relative humidity (RH) readings under harsh environmental and industrial conditions. The meter offers a variety of features including a HOLD button, Battery Error Prevention System (BEPS), auto-off, and a variety of display codes to help the user understand the functionality and potential errors of the instrument. The HI9564 has selectable temperature and RH modes. The measurement mode can easily be switched at the press of the RANGE button. Both temperature and RH are measured with the HI706023 probe which features an internal temperature sensor and a built-in microchip that stores calibration data. Features at-a-glance Durable Humidity Probe – The HI706023 is a thin-film polymer capacitive (TFPC) sensor that accurately measures relative humidity and temperature. Encased in a durable ABS housing, the probe features a perforated cap to allow for rapid and stable measurements. A built-in microchip allows for calibration data to be stored in the sensor as opposed to the meter. If the probe is connected to another hygrometer, the microchip transfers the stored calibration data and eliminates the need to recalibrate the instrument. oC/oF Readout – Temperature is displayed in oC or oF. A slide switch on the HI9564 allows the user to change the temperature readout unit. HOLD Button – A simple press of the HOLD button allows the user to freeze a measurement on the LCD screen. Even in HOLD mode, the meter channels can still be scrolled through to show the status of the meter when HOLD was pressed. Auto-off Feature – The meter can be set to automatically turn off after 8 or 60 minutes. Battery Error Prevention System (BEPS) – The Battery Error Prevention System detects when the batteries become too weak to ensure reliable measurements. Order Information: HI9564 is supplied with HI706023 RH/temperature probe, 1.5V AAA batteries (3) and instruction manual. Product Manuals Manual: Download Specification : Range RH 0.0 to 100.0% Temperature -10.0 to 60.0°C (32 to 140°F) Resolution RH 0.1% RH Temperature 0.1°C / 0.1°F Accuracy RH ±2.5 % RH (0 to 90 %RH); ±3.5% RH (outside) Temperature ±0.4°C /±0.8°F Probe HI706023 thin-film polymer capacitive (TFPC) humidity probe, ABS body, perforated cap, internal temperature sensor with DIN connector and 1 m (3.3’) cable (included) Battery Type / Life 1.5V AAA (3) / approximately 10,000 hours of continuous use Environment 0 to 60°C (32 to 140°F); RH max 98% non-condensing Dimensions 154 x 63 x 30 mm (6.1 x 2.5 x 1.2”) Weight 196 g (6.91 oz.) | <div aria-labelledby="tab-title-description" class="woocommerce-Tabs-panel woocommerce-Tabs-panel--description panel entry-content active" id="tab-description" role="tabpanel"> <p>HI9564 เป็นเทอร์โมไฮโกรมิเตอร์แบบพกพาที่ทนทาน ออกแบบมาเพื่อให้อ่านค่าอุณหภูมิและความชื้นสัมพัทธ์ (RH) ที่มีความแม่นยำสูงภายใต้สภาพแวดล้อมที่รุนแรงและอุตสาหกรรม มิเตอร์มีคุณสมบัติที่หลากหลาย รวมถึงปุ่ม HOLD, ระบบป้องกันข้อผิดพลาดของแบตเตอรี่ (BEPS), การปิดเครื่องอัตโนมัติ และรหัสการแสดงผลที่หลากหลาย เพื่อช่วยให้ผู้ใช้เข้าใจการทำงานและข้อผิดพลาดที่อาจเกิดขึ้นของอุปกรณ์</p> <p style="font-weight: 400;">The HI9564 is a rugged, portable thermohygrometer designed to provide high accuracy temperature and relative humidity (RH) readings under harsh environmental and industrial conditions. The meter offers a variety of features including a HOLD button, Battery Error Prevention System (BEPS), auto-off, and a variety of display codes to help the user understand the functionality and potential errors of the instrument.</p> <p style="font-weight: 400;">The HI9564 has selectable temperature and RH modes. The measurement mode can easily be switched at the press of the RANGE button. Both temperature and RH are measured with the HI706023 probe which features an internal temperature sensor and a built-in microchip that stores calibration data.</p> <h4 style="font-weight: 500;">Features at-a-glance</h4> <p style="font-weight: 400;"><b><strong>Durable Humidity Probe</strong></b> – The HI706023 is a thin-film polymer capacitive (TFPC) sensor that accurately measures relative humidity and temperature. Encased in a durable ABS housing, the probe features a perforated cap to allow for rapid and stable measurements. A built-in microchip allows for calibration data to be stored in the sensor as opposed to the meter. If the probe is connected to another hygrometer, the microchip transfers the stored calibration data and eliminates the need to recalibrate the instrument.</p> <p style="font-weight: 400;"><b><strong><sup>o</sup>C/<sup>o</sup>F Readout</strong></b> – Temperature is displayed in <sup>o</sup>C or <sup>o</sup>F. A slide switch on the HI9564 allows the user to change the temperature readout unit.</p> <p style="font-weight: 400;"><b><strong>HOLD Button</strong></b> – A simple press of the HOLD button allows the user to freeze a measurement on the LCD screen. Even in HOLD mode, the meter channels can still be scrolled through to show the status of the meter when HOLD was pressed.</p> <p style="font-weight: 400;"><b><strong>Auto-off Feature</strong></b> – The meter can be set to automatically turn off after 8 or 60 minutes.</p> <p style="font-weight: 400;"><b><strong>Battery Error Prevention System (BEPS)</strong></b> – The Battery Error Prevention System detects when the batteries become too weak to ensure reliable measurements.</p> <p> </p> <p><strong>Order Information:</strong><br/> HI9564 is supplied with HI706023 RH/temperature probe, 1.5V AAA batteries (3) and instruction manual.</p> <p> </p> <div><strong>Product Manuals</strong></div> <p><img align="absmiddle" alt="" border="0" decoding="async" height="22" loading="lazy" src="http://www.hannainst.com/usa/images/icon-pdf.gif" width="20"/> Manual: <a href="http://www.hannainst.com/manuals/manHI_9564_65.pdf" rel="noopener" target="_blank" title="Download Product Manual">Download</a></p> <p style="text-align: justify;"><strong><span style="color: #282828;">Specification</span> :</strong></p> <table class="spec_table"> <tbody> <tr> <td><strong>Range</strong></td> <td><strong><small><span style="font-size: small;">RH</span></small></strong></td> <td><small><span style="font-size: small;">0.0 to 100.0%</span></small></td> </tr> <tr> <td></td> <td><strong><small><span style="font-size: small;">Temperature</span></small></strong></td> <td><small><span style="font-size: small;">-10.0 to 60.0°C (32 to 140°F)</span></small></td> </tr> <tr> <td><strong>Resolution</strong></td> <td><strong><small><span style="font-size: small;">RH</span></small></strong></td> <td><small><span style="font-size: small;">0.1% RH</span></small></td> </tr> <tr> <td></td> <td><strong><small><span style="font-size: small;">Temperature</span></small></strong></td> <td><small><span style="font-size: small;">0.1°C / 0.1°F</span></small></td> </tr> <tr> <td><strong>Accuracy</strong></td> <td><strong><small><span style="font-size: small;">RH</span></small></strong></td> <td><small><span style="font-size: small;">±2.5 % RH (0 to 90 %RH); ±3.5% RH (outside)</span></small></td> </tr> <tr> <td></td> <td><strong><small><span style="font-size: small;">Temperature</span></small></strong></td> <td>±0.4°C /±0.8°F</td> </tr> <tr> <td><strong>Probe</strong></td> <td></td> <td>HI706023 thin-film polymer capacitive (TFPC) humidity probe, ABS body, perforated cap, internal temperature sensor with DIN connector and 1 m (3.3’) cable (included)</td> </tr> <tr> <td><strong>Battery Type / Life</strong></td> <td></td> <td>1.5V AAA (3) / approximately 10,000 hours of continuous use</td> </tr> <tr> <td><strong>Environment</strong></td> <td></td> <td>0 to 60°C (32 to 140°F); RH max 98% non-condensing</td> </tr> <tr> <td><strong>Dimensions</strong></td> <td></td> <td>154 x 63 x 30 mm (6.1 x 2.5 x 1.2”)</td> </tr> <tr> <td><strong>Weight</strong></td> <td></td> <td>196 g (6.91 oz.)</td> </tr> </tbody> </table> <p style="text-align: justify;"><strong> </strong></p> </div> | HI 9564 is a portable thermohygrometer designed to provide peak performance in harsh environments. | <div class="product-short-description"> <p>HI 9564 is a portable thermohygrometer designed to provide peak performance in harsh environments.</p> </div> | https://www.hannathailand.com/wp-content/uploads/2021/12/HI9564-1.jpg | ซัลไฟด์สารต้านอนุมูลอิสระบัฟเฟอร์ , เครื่องวัดปริมาณแอมโมเนีย ช่วงสูง รุ่น HI733 , สารละลายมาตรฐานความขุ่น 20 NTU , น้ำยามาตรฐานสอบเทียบ ค่ามาตรฐานความเค็ม , เครื่องวัดค่าเหล็ก รุ่น HI721 , เครื่องวัดปริมาณไนไตรท์ ช่วงสูง ในตัวอย่างน้ำ รุ่น HI708 , เครื่องวัดปริมาณแอมโมเนีย ช่วงต่ำ รุ่น HI700 , เครื่องวัดคลอรีน | <a class="woocommerce-LoopProduct-link woocommerce-loop-product__link" href="https://www.hannathailand.com/product/hi4015-00/">ซัลไฟด์สารต้านอนุมูลอิสระบัฟเฟอร์</a> , <a class="woocommerce-LoopProduct-link woocommerce-loop-product__link" href="https://www.hannathailand.com/product/hi733-checker-hc-ammonia-hr/">เครื่องวัดปริมาณแอมโมเนีย ช่วงสูง รุ่น HI733</a> , <a class="woocommerce-LoopProduct-link woocommerce-loop-product__link" href="https://www.hannathailand.com/product/hi93102-20/">สารละลายมาตรฐานความขุ่น 20 NTU</a> , <a class="woocommerce-LoopProduct-link woocommerce-loop-product__link" href="https://www.hannathailand.com/product/hi7083l/">น้ำยามาตรฐานสอบเทียบ ค่ามาตรฐานความเค็ม</a> , <a class="woocommerce-LoopProduct-link woocommerce-loop-product__link" href="https://www.hannathailand.com/product/hi721-checker-hc-iron/">เครื่องวัดค่าเหล็ก รุ่น HI721</a> , <a class="woocommerce-LoopProduct-link woocommerce-loop-product__link" href="https://www.hannathailand.com/product/hi708-checker-hc-nitrite-hr/">เครื่องวัดปริมาณไนไตรท์ ช่วงสูง ในตัวอย่างน้ำ รุ่น HI708</a> , <a class="woocommerce-LoopProduct-link woocommerce-loop-product__link" href="https://www.hannathailand.com/product/hi700-checker-hc-ammonia-lr/">เครื่องวัดปริมาณแอมโมเนีย ช่วงต่ำ รุ่น HI700</a> , <a class="woocommerce-LoopProduct-link woocommerce-loop-product__link" href="https://www.hannathailand.com/product/free-chlorine/">เครื่องวัดคลอรีน</a> | https://www.hannathailand.com/wp-content/uploads/2021/12/HI9564-1-600x600.jpg , https://www.hannathailand.com/wp-content/uploads/2021/12/HI9564-600x600.jpg , https://www.hannathailand.com/wp-content/uploads/2021/12/HI9564-2-600x600.jpg , https://www.hannathailand.com/wp-content/uploads/2021/07/7-500x500.jpg , https://www.hannathailand.com/wp-content/uploads/2022/06/miniphotometerfurammoniumhoch2418_11-600x600.jpg , https://www.hannathailand.com/wp-content/uploads/2021/07/9-500x500.jpg , https://www.hannathailand.com/wp-content/uploads/2021/07/10-500x500.jpg , https://www.hannathailand.com/wp-content/uploads/2022/06/miniphotometerfureisen832_11-600x600.jpg , https://www.hannathailand.com/wp-content/uploads/2022/06/miniphotometerfurnitrithoch2420_11-600x600.jpg , https://www.hannathailand.com/wp-content/uploads/2022/06/hi700_400pxl-600x600.jpg , https://www.hannathailand.com/wp-content/uploads/2021/07/1-500x500.jpg
11 | เครื่องวัดค่าความเค็ม สำหรับน้ำทะเล รุ่น HI98319 | สินค้าทั้งหมด , อุตสาหกรรมทั่วไป , อุตสาหกรรมเพาะปลูกและเลี้ยงปลาทะเล , เครื่องวัดปริมาณไอออนแบบเฉพาะเจาะจง , แบบพกพาสะดวก | https://www.hannathailand.com/product-category/ise-meter/ion-portable/ | https://www.hannathailand.com/product/marine-salinity-waterproof-tester/ | HI98319 | 4,494.00 |  | <div aria-labelledby="tab-title-additional_information" class="woocommerce-Tabs-panel woocommerce-Tabs-panel--additional_information panel entry-content" id="tab-additional_information" role="tabpanel"> </div> | เครื่องวัดค่าความเค็มสำหรับน้ำทะเล แบบพกพาสะดวก รุ่น HI98319 HI98319 is a digital salinity tester designed specifically for saltwater aquariums and displays results in parts per thousand (ppt), Practical Salinity Units (PSU), or specific gravity (S.G.). This waterproof tester uses an amperometric conductivity probe to determine the salt content in the water. This robust tester displays the readings along with temperature on a large LCD. – Large Multi-level LCD Displays ppt, PSU or S.G. – Exposed Temperature Probe for Fast Response – Simple Two-Button Operation Details Hanna Instruments HI98319 is a salinity tester made specifically for the saltwater aquarium enthusiest and can measure salinity up to 70.00 ppt. The rugged waterproof tester is only 0.7″ thick and extremely ergonomic, fitting comfortably in your hand. The HI98319 keeps things simple with a two-button operation; one for ON/OFF, the other for calibration. The salinity tester features a large multi level LCD which displays either ppt, PSU or specific gravity along with temperature. Temperature can be set to display in oC or oF. An exposed temperature sensor allows for rapid automatic temperature compensated measurements. The LCD screen has stability and calibration tag indicators. A battery percent level indicator is displayed at start up to alert the user of the remaining battery power that is available. Salinity readings are performed by an amperometric graphite probe that resists oxidation, providing better repeatability in measurements. The use of graphite also reduces the polarization effect common with testers that use two stainless steel pins. Calibration is performed by pressing the dedicated calibration button. Once in calibration mode, the probe is placed in 35.00 ppt calibration standard. When the standard value is recognized and stability reached, the meter will automatically accept and store the value. Setup options include an adjustable automatic shut-off in which the meter can be set to turn off after 8 minutes, 60 minutes, or disabled. To enter the setup mode the user presses a button located in the battery compartment. HI98319 waterproof salinity tester provides a simple, accurate and cost-effective way to determine the salt concentration in saltwater aquariums. Features at a Glance Seawater Salinity by Conductivity All salinity measurements displayed on the large multi-level LCD are calculated from a conductivity measurement based upon known tables including the International Oceanographic Tables for ppt readings. Choice of Measurement Units Displays results in parts per thousand (ppt), Practical Salinity Units (PSU), or specific gravity (S.G.). Automatic Temperature Compensation Conductivity measurements are very sensitive to temperature variations. HI98319 has an exposed temperature sensor for a rapid temperature compensated salinity measurement. Graphite Sensors Reduces polarization effects common testers that use with stainless steel and does not oxidize resulting in a reliable and accurate readings. Automatic Calibration A 35.00 ppt solution is used for calibration and automatically recognized when in calibration mode. Automatic Shut-off Selectable from 8 minutes, 60 minutes, or disabled. Long Battery Life Approximately 100 hours of continuous use. Plastic Carrying Case The 98319 is supplied complete with meter and 35 ppt calibration sachets in a durable plastic storage case. Manual : Download Specification : Salinity Range 0.0 to 70.0 ppt (g/L) Salinity Resolution (ppt) 0.1 ppt (g/L) Salinity Accuracy (ppt) ±1 ppt for 0.0 to 40.0 ppt; ±2 ppt for readings over 40.0 ppt Salinity Calibration (ppt) all ranges calibrated with 35.00 ppt salinity standard Salinity (PSU) Range 0.0 to 70.0 PSU Salinity (PSU) Resolution 0.1 PSU Salinity (PSU) Accuracy ±1 PSU for 0.0 to 40.0 PSU ; ±2 PSU for readings over 40.0 PSU Specific Gravity Range 1.000 to 1.041 S.G. Specific Gravity Resolution 0.001 S.G. Specific Gravity Accuracy ±0.001 S.G. Temperature Compensation automatic from 5.0 to 50.0°C (41.0 to 122.0°F) Salinity Method ppt – International Oceanographic TablesPSU – Standard Methods for the Examination of Water and Wastewater, 2510 B, Electrical Conductivity MethodS.G.- Standard Methods for the Examination of Water and Wastewater, 2510 C, Density Method Temperature Range 0.0 to 50.0°C; 32.0 to 122.0°F Temperature Resolution 0.1°C; 0.1°F Temperature Accuracy ±0.5°C; ±1°F Automatic Shut-Off user selectable 8 minutes, 60 minutes, or disabled Battery Type/Life CR2032 3V lithium ion / approximately 100 hours Environment 0 to 50°C (32 to 122°F); RH max 100% Dimensions 160 x 40 x 17 mm (6.3 x 1.6 x 0.7“) Weight 68 g (2.4 oz.) without battery Ordering Information HI98319 is supplied with protective cap, 35.00 ppt calibration solution sachet (4), CR2032 battery (1), plastic storage case, instrument quality certificate and instructional manual. | <div aria-labelledby="tab-title-description" class="woocommerce-Tabs-panel woocommerce-Tabs-panel--description panel entry-content active" id="tab-description" role="tabpanel"> <p><strong><span style="color: #000000; font-size: 110%;">เครื่องวัดค่าความเค็มสำหรับน้ำทะเล แบบพกพาสะดวก รุ่น HI98319</span></strong></p> <p><span style="color: #000000;">HI98319 is a digital salinity tester designed specifically for saltwater aquariums and displays results in parts per thousand (ppt), Practical Salinity Units (PSU), or specific gravity (S.G.). This waterproof tester uses an amperometric conductivity probe to determine the salt content in the water. This robust tester displays the readings along with temperature on a large LCD.</span></p> <p><span style="color: #000000;"> – Large Multi-level LCD Displays ppt, PSU or S.G.<br/> – Exposed Temperature Probe for Fast Response<br/> – Simple Two-Button Operation</span></p> <p><span style="color: #000000; font-size: 120%;"><strong>Details</strong></span></p> <div class="std"> <p><span style="color: #000000;">Hanna Instruments HI98319 is a salinity tester made specifically for the saltwater aquarium enthusiest and can measure salinity up to 70.00 ppt. The rugged waterproof tester is only 0.7″ thick and extremely ergonomic, fitting comfortably in your hand. The HI98319 keeps things simple with a two-button operation; one for ON/OFF, the other for calibration.</span></p> <p><span style="color: #000000;">The salinity tester features a large multi level LCD which displays either ppt, PSU or specific gravity along with temperature. Temperature can be set to display in oC or oF. An exposed temperature sensor allows for rapid automatic temperature compensated measurements. The LCD screen has stability and calibration tag indicators. A battery percent level indicator is displayed at start up to alert the user of the remaining battery power that is available.</span></p> <p><span style="color: #000000;">Salinity readings are performed by an amperometric graphite probe that resists oxidation, providing better repeatability in measurements. The use of graphite also reduces the polarization effect common with testers that use two stainless steel pins.</span></p> <p><span style="color: #000000;">Calibration is performed by pressing the dedicated calibration button. Once in calibration mode, the probe is placed in 35.00 ppt calibration standard. When the standard value is recognized and stability reached, the meter will automatically accept and store the value. </span><br/> <span style="color: #000000;">Setup options include an adjustable automatic shut-off in which the meter can be set to turn off after 8 minutes, 60 minutes, or disabled. To enter the setup mode the user presses a button located in the battery compartment.</span></p> <p><span style="color: #000000;">HI98319 waterproof salinity tester provides a simple, accurate and cost-effective way to determine the salt concentration in saltwater aquariums.</span></p> <p class="prod-view-details-container"><span style="color: #000000; font-size: 120%;"><strong>Features at a Glance</strong></span></p> <div class="prod-view-details-left"> <p><span style="color: #000000;"><strong>Seawater Salinity by Conductivity</strong></span></p> <ul> <li> <h5><span style="color: #000000;">All salinity measurements displayed on the large multi-level LCD are calculated from a conductivity measurement based upon known tables including the International Oceanographic Tables for ppt readings.</span></h5> </li> </ul> <p><span style="color: #000000;"><strong>Choice of Measurement Units</strong></span></p> <ul> <li> <h5><span style="color: #000000;">Displays results in parts per thousand (ppt), Practical Salinity Units (PSU), or specific gravity (S.G.).</span></h5> </li> </ul> <p><span style="color: #000000;"><strong>Automatic Temperature Compensation</strong></span></p> <ul> <li> <h5><span style="color: #000000;">Conductivity measurements are very sensitive to temperature variations. HI98319 has an exposed temperature sensor for a rapid temperature compensated salinity measurement.</span></h5> </li> </ul> <p><span style="color: #000000;"><strong>Graphite Sensors</strong></span></p> <ul> <li> <h5><span style="color: #000000;">Reduces polarization effects common testers that use with stainless steel and does not oxidize resulting in a reliable and accurate readings.</span></h5> </li> </ul> <p><span style="color: #000000;"><strong>Automatic Calibration</strong></span></p> </div> <div class="prod-view-details-right"> <ul> <li><span style="color: #000000;">A 35.00 ppt solution is used for calibration and automatically recognized when in calibration mode.</span></li> </ul> <p><span style="color: #000000;"><strong>Automatic Shut-off</strong></span></p> <ul> <li><span style="color: #000000;">Selectable from 8 minutes, 60 minutes, or disabled.</span></li> </ul> <p><span style="color: #000000;"><strong>Long Battery Life</strong></span></p> <ul> <li><span style="color: #000000;">Approximately 100 hours of continuous use.</span></li> </ul> <p><span style="color: #000000;"><strong>Plastic Carrying Case</strong></span></p> <ul> <li><span style="color: #000000;">The 98319 is supplied complete with meter and 35 ppt calibration sachets in a durable plastic storage case.</span></li> </ul> </div> <p><span style="color: #000000; font-size: 120%;"><strong>Manual : <a href="https://hanna-worldwide.com/mwdownloads/download/link/id/2983" style="color: #000000;">Download</a></strong></span></p> <p><span style="color: #000000; font-size: 120%;"><strong>Specification : </strong></span></p> </div> <div class="tab-content"> <div class="box-collateral box-additional" id="spec"> <table class="data-table" id="product-attribute-specs-table-1"> <colgroup> <col width="25%"/> <col/></colgroup> <tbody> <tr class="first odd"> <th class="label" style="text-align: left;"><span style="color: #000000;">Salinity Range</span></th> <td class="data last"><span style="color: #000000;">0.0 to 70.0 ppt (g/L)</span></td> </tr> <tr class="even"> <th class="label" style="text-align: left;"><span style="color: #000000;">Salinity Resolution (ppt)</span></th> <td class="data last"><span style="color: #000000;">0.1 ppt (g/L)</span></td> </tr> <tr class="odd"> <th class="label" style="text-align: left;"><span style="color: #000000;">Salinity Accuracy (ppt)</span></th> <td class="data last"><span style="color: #000000;">±1 ppt for 0.0 to 40.0 ppt; ±2 ppt for readings over 40.0 ppt</span></td> </tr> <tr class="even"> <th class="label" style="text-align: left;"><span style="color: #000000;">Salinity Calibration (ppt)</span></th> <td class="data last"><span style="color: #000000;">all ranges calibrated with 35.00 ppt salinity standard</span></td> </tr> <tr class="odd"> <th class="label" style="text-align: left;"><span style="color: #000000;">Salinity (PSU) Range</span></th> <td class="data last"><span style="color: #000000;">0.0 to 70.0 PSU</span></td> </tr> <tr class="even"> <th class="label" style="text-align: left;"><span style="color: #000000;">Salinity (PSU) Resolution</span></th> <td class="data last"><span style="color: #000000;">0.1 PSU</span></td> </tr> <tr class="odd"> <th class="label" style="text-align: left;"><span style="color: #000000;">Salinity (PSU) Accuracy</span></th> <td class="data last"><span style="color: #000000;">±1 PSU for 0.0 to 40.0 PSU ; ±2 PSU for readings over 40.0 PSU</span></td> </tr> <tr class="even"> <th class="label" style="text-align: left;"><span style="color: #000000;">Specific Gravity Range</span></th> <td class="data last"><span style="color: #000000;">1.000 to 1.041 S.G.</span></td> </tr> <tr class="odd"> <th class="label" style="text-align: left;"><span style="color: #000000;">Specific Gravity Resolution</span></th> <td class="data last"><span style="color: #000000;">0.001 S.G.</span></td> </tr> <tr class="even"> <th class="label" style="text-align: left;"><span style="color: #000000;">Specific Gravity Accuracy</span></th> <td class="data last"><span style="color: #000000;">±0.001 S.G.</span></td> </tr> <tr class="odd"> <th class="label" style="text-align: left;"><span style="color: #000000;">Temperature Compensation</span></th> <td class="data last"><span style="color: #000000;">automatic from 5.0 to 50.0°C (41.0 to 122.0°F)</span></td> </tr> <tr class="last even"> <th class="label" style="text-align: left;"><span style="color: #000000;">Salinity Method</span></th> <td class="data last"><span style="color: #000000;">ppt – International Oceanographic Tables</span><span style="color: #000000;">PSU – Standard Methods for the Examination of Water and Wastewater, 2510 B, Electrical Conductivity Method</span><span style="color: #000000;">S.G.- Standard Methods for the Examination of Water and Wastewater, 2510 C, Density Method</span></td> </tr> </tbody> </table> <table class="data-table" id="product-attribute-specs-table-2" style="height: 104px;" width="1071"> <colgroup> <col width="25%"/> <col/></colgroup> <tbody> <tr class="first odd"> <th class="label" style="text-align: left;"><span style="color: #000000;">Temperature Range</span></th> <td class="data last"><span style="color: #000000;">0.0 to 50.0°C; 32.0 to 122.0°F</span></td> </tr> <tr class="even"> <th class="label" style="text-align: left;"><span style="color: #000000;">Temperature Resolution</span></th> <td class="data last"><span style="color: #000000;">0.1°C; 0.1°F</span></td> </tr> <tr class="last odd"> <th class="label" style="text-align: left;"><span style="color: #000000;">Temperature Accuracy</span></th> <td class="data last"><span style="color: #000000;">±0.5°C; ±1°F</span></td> </tr> </tbody> </table> <table class="data-table" id="product-attribute-specs-table-3" style="height: 187px;" width="1069"> <colgroup> <col width="25%"/> <col/></colgroup> <tbody> <tr class="first odd"> <th class="label" style="text-align: left;"><span style="color: #000000;">Automatic Shut-Off</span></th> <td class="data last"><span style="color: #000000;">user selectable 8 minutes, 60 minutes, or disabled</span></td> </tr> <tr class="even"> <th class="label" style="text-align: left;"><span style="color: #000000;">Battery Type/Life</span></th> <td class="data last"><span style="color: #000000;">CR2032 3V lithium ion / approximately 100 hours</span></td> </tr> <tr class="odd"> <th class="label" style="text-align: left;"><span style="color: #000000;">Environment</span></th> <td class="data last"><span style="color: #000000;">0 to 50°C (32 to 122°F); RH max 100%</span></td> </tr> <tr class="even"> <th class="label" style="text-align: left;"><span style="color: #000000;">Dimensions</span></th> <td class="data last"><span style="color: #000000;">160 x 40 x 17 mm (6.3 x 1.6 x 0.7“)</span></td> </tr> <tr class="odd"> <th class="label" style="text-align: left;"><span style="color: #000000;">Weight</span></th> <td class="data last"><span style="color: #000000;">68 g (2.4 oz.) without battery</span></td> </tr> <tr class="last even"> <th class="label" style="text-align: left;"><span style="color: #000000;">Ordering Information</span></th> <td class="data last"><span style="color: #000000;">HI98319 is supplied with protective cap, 35.00 ppt calibration solution sachet (4), CR2032 battery (1), plastic storage case, instrument quality certificate and instructional manual.</span></td> </tr> </tbody> </table> </div> </div> </div> | ไม่มี | ไม่มี | https://www.hannathailand.com/wp-content/uploads/2021/12/hi98319-angle-c.jpg | เครื่องวัดปริมาณฟอสฟอรัส ช่วงต่ำมาก รุ่น HI736 , เครื่องวัดปริมาณฟอสฟอรัส ช่วงสูง รุ่น HI706 , เครื่องวัดปริมาณไอโอดีน รุ่น HI718 , เครื่องวัดปริมาณไนไตรท์ ช่วงสูง ในตัวอย่างน้ำ รุ่น HI708 , ซัลไฟด์สารต้านอนุมูลอิสระบัฟเฟอร์ , เครื่องวัดปริมาณฟอสเฟต ช่วงต่ำ รุ่น HI713 , เครื่องวัดปริมาณฟอสเฟต ช่วงสูง รุ่น HI717 , น้ำยามาตรฐานสอบเทียบ ค่ามาตรฐานความเค็ม | <a class="woocommerce-LoopProduct-link woocommerce-loop-product__link" href="https://www.hannathailand.com/product/phosphorous-marine/">เครื่องวัดปริมาณฟอสฟอรัส ช่วงต่ำมาก รุ่น HI736</a> , <a class="woocommerce-LoopProduct-link woocommerce-loop-product__link" href="https://www.hannathailand.com/product/hi706-checker-hc-phosphorous-hr/">เครื่องวัดปริมาณฟอสฟอรัส ช่วงสูง รุ่น HI706</a> , <a class="woocommerce-LoopProduct-link woocommerce-loop-product__link" href="https://www.hannathailand.com/product/hi718-checker-hc-iodine/">เครื่องวัดปริมาณไอโอดีน รุ่น HI718</a> , <a class="woocommerce-LoopProduct-link woocommerce-loop-product__link" href="https://www.hannathailand.com/product/hi708-checker-hc-nitrite-hr/">เครื่องวัดปริมาณไนไตรท์ ช่วงสูง ในตัวอย่างน้ำ รุ่น HI708</a> , <a class="woocommerce-LoopProduct-link woocommerce-loop-product__link" href="https://www.hannathailand.com/product/hi4015-00/">ซัลไฟด์สารต้านอนุมูลอิสระบัฟเฟอร์</a> , <a class="woocommerce-LoopProduct-link woocommerce-loop-product__link" href="https://www.hannathailand.com/product/hi713-checker-hc-phosphate-lr/">เครื่องวัดปริมาณฟอสเฟต ช่วงต่ำ รุ่น HI713</a> , <a class="woocommerce-LoopProduct-link woocommerce-loop-product__link" href="https://www.hannathailand.com/product/hi717-checker-hc-phosphate-hr/">เครื่องวัดปริมาณฟอสเฟต ช่วงสูง รุ่น HI717</a> , <a class="woocommerce-LoopProduct-link woocommerce-loop-product__link" href="https://www.hannathailand.com/product/hi7080l/">น้ำยามาตรฐานสอบเทียบ ค่ามาตรฐานความเค็ม</a> | https://www.hannathailand.com/wp-content/uploads/2021/12/hi98319-angle-c-600x600.jpg , https://www.hannathailand.com/wp-content/uploads/2021/12/hi98319-battery-cover_1-600x600.jpg , https://www.hannathailand.com/wp-content/uploads/2021/12/hi98319-electrode-closeup_1-600x600.jpg , https://www.hannathailand.com/wp-content/uploads/2021/12/hi98319-in-case_2-600x600.jpg , https://www.hannathailand.com/wp-content/uploads/2021/12/HI736-600x600.jpg , https://www.hannathailand.com/wp-content/uploads/2022/06/hi706_400-600x600.jpg , https://www.hannathailand.com/wp-content/uploads/2022/06/miniphotometerfuriod829_11-600x600.jpg , https://www.hannathailand.com/wp-content/uploads/2022/06/miniphotometerfurnitrithoch2420_11-600x600.jpg , https://www.hannathailand.com/wp-content/uploads/2021/07/7-500x500.jpg , https://www.hannathailand.com/wp-content/uploads/2022/06/hi713_lg51caffcdce23e-600x600.jpg , https://www.hannathailand.com/wp-content/uploads/2022/06/miniphotometerfurphosphathoch827_11-600x600.jpg , https://www.hannathailand.com/wp-content/uploads/2021/07/11-500x500.jpg
12 | เครื่องวัดค่าความเป็นกรด-ด่าง แบบภาคสนาม สำหรับตัวอย่างดิน รุ่น HI98168 | สินค้าทั้งหมด | https://www.hannathailand.com/product-category/product-all/ | https://www.hannathailand.com/product/soil-ph-portable/ | HI98168 | 39,590.00 | น้ำหนัก 0.4 กก. ขนาด 9.3 × 3.5 × 18.5 เซนติเมตร | <div aria-labelledby="tab-title-additional_information" class="woocommerce-Tabs-panel woocommerce-Tabs-panel--additional_information panel entry-content" id="tab-additional_information" role="tabpanel"> <table class="woocommerce-product-attributes shop_attributes"> <tr class="woocommerce-product-attributes-item woocommerce-product-attributes-item--weight"> <th class="woocommerce-product-attributes-item__label">น้ำหนัก</th> <td class="woocommerce-product-attributes-item__value">0.4 กก.</td> </tr> <tr class="woocommerce-product-attributes-item woocommerce-product-attributes-item--dimensions"> <th class="woocommerce-product-attributes-item__label">ขนาด</th> <td class="woocommerce-product-attributes-item__value">9.3 × 3.5 × 18.5 เซนติเมตร</td> </tr> </table> </div> | The HI98168 is a rugged, waterproof, portable pH meter that allows for the direct measure of soil pH. This meter is supplied with a specialized pH electrode that has a rugged conical tip for insertion in soil Quick Connect DIn Connector USB Connection for Data Transfer Dedicated Help Button Soil pH and HI98168 GroLine pH Meter The measurement of pH in agricultural activities is very important due to the influence it has on the growth of the plant. Soil can be acid, neutral or alkaline, according to its pH value. Most plants prefer a pH range from 5.5 to 7.5; but some species prefer more acid or alkaline soils. Nevertheless, every plant requires a particular range of pH, for optimum growth Besides being supplied with a unique pH electrode made for soil analysis, the HI98168 has the Hanna’s unique CAL Check™ feature that alerts the user to potential problems during the calibration process. This is a very important since it is likely that the probe will be coated with soil. This coating can easily lead to errors in pH measurement. By comparing previous calibration data to the current calibration, the meter will inform the user, with display prompts, when the probe needs to be cleaned, replaced, or if the pH buffer might be contaminated. After calibration, the overall probe condition is displayed on screen as a percentage. The probe condition is affected by both the offset and slope characteristics of the pH electrode, both of which can be found in the GLP data including with the readings stored in the meter or transferred to a PC. ELECTRODE FEATURES/BENEFITS: The HI12923 pH electrode that is supplied with the meter is uniquely designed with a conical tip and a triple ceramic junction for improved performance in soils that have a low moisture content. The probe has a built in amplifier to reduce noise from humidity that can effect the probe connection to the meter. The HI12923 connects to the HI98168 with a quick-connect, waterproof DIN connector, allowing for a secure, non-threaded attachment Conical Tip The conical tip is made of durable LT glass and allows for direct measurement in soils. In the case any rocks are present an auger is provided to make a hole for the probe. Triple ceramic junction The outer reference has three ceramic frits that allow electrolyte to flow at a high rate from the inside of the probe to the outside. A higher flow rate allows for a pH measurement of soil with low moisture Refillable As electrolyte is lost over time it can be replenished to extend the life of the electrode. Quick Connect DIN Connector This secure waterproof connector allows for a single cable to be used for both pH and temperature measurements We believe that buying a meter should be simple. Your GroLine Portable Soil pH Meter is equipped with everything you need for successful testing right out of the box. pH Calibration Solutions. Before using your soil pH meter always make sure that your meter is calibrated with fresh buffer solutions and thats why your soil pH meter is supplied with pH 4.01 and pH 7.01 buffers. Soil Preparation, Electrode Cleaning Solutions and other Accessories We know the soil science and thats why we provide all the accessories to make your soil testing simple and accurate. Your soil pH meter is supplied with soil sample preparation solution, cleaning solution for soil deposits and ground auger. HI98168 also supplied with calibration vessel and beakers in the rugged carrying case and a USB cable to transfer data to PC. Complete Package The meter is supplied with a compact, durable HI720161 carrying case and is thermoformed to hold all necessary components for storage, including the meter and electrode, beakers, auger, soil preparation solution, buffer solutions, and cleaning solutions. HI98168 FEATURES/BENEFITS: Waterproof: Ergonomic, rugged, waterproof (IP67) design that can withstand harsh environments Automatic Calibration : The HI98168 can be up to five points including with custom buffers. The calibration buffers are automatically recognized and after calibration the buffer values used are shown on the display Calibration Check: Alerts user to potential problems during calibration including when to clean electrode and possible buffer contamination. Displays overall condition of the pH electrode after calibration that is based on the offset and slope characteristics GLP Data: The GLP data can be reviewed at anytime including with logged reading. The calibration data includes date, time, pH calibration buffers, offset, and slope. Dot Matrix LCD: The high contrast, graphic LCD screen is easy to view outdoors in bright sunlight as well as in low-lit areas with the backlight. A combination of dedicated and virtual keys allows for easy, intuitive meter operation in a choice of languages. Log on Demand: log-on-demand up to 100 samples (100 pH/100 mV) PC Connectivity: sealed opto-isolated USB connected to PC with micro USB cable and PC running HI92000 software Intuitive Dot Matrix Display: HI98168 is designed with a backlit, graphic LCD. With virtual keys, a battery status indicator, and error messages. Users will find the meter interface intuitive and easy to read. A dedicated help key provides information relating to the current meter operation, and can be used at any stage in the setup or measurement process to show contextual help. Automatic buffer recognition: Low battery indicator, and selectable automatic shut off. Auto shut off : user selectable: 5, 10, 30, 60 min or can be disabled Manual : Download Specification : SKU HI98168 Product Name Professional GroLine Portable Soil pH Meter – HI98168 Quote Required Yes pH Range -2.0 to 20.0; -2.00 to 20.00; -2.000 to 20.000 pH pH Resolution 0.1; 0.01; 0.001 pH pH Accuracy ±0.1; ±0.01; ±0.002 pH pH Calibration up to five-point calibration, seven standard buffers available (1.68, 4.01, 6.86, 7.01, 9.18, 10.01, 12.45) and five custom buffers pH Input impedence 10¹² Ohms mV Range ±2000 mV mV Resolution 0.1 mV mV Accuracy ±0.2 mV Temperature Range -20.0 to 120.0 °C (-4.0 to 248.0°F) Temperature Resolution 0.1°C (0.1°F) Temperature Accuracy ±0.4°C (±0.8°F) (excluding probe error) Temperature Compensation automatic or manual from -20.0 to 120.0 °C (-4.0 to 248.0°F) pH Electrode HI12923 refillable pH electrode with conical tip, internal temperature sensor, quick connect DIN connector and 1 m (3.3’ cable) Logging Type log-on-demand Logging Memory up to 200 samples (100 pH/100 mV) Connectivity opto-isolated USB Automatic Shut-Off user selectable Display LCD (back lighted display) Battery Type/Life 1.5V AA (4) / approximately 200 hours of continuous use without backlight (50 hours with backlight) IP Protection IP67 Environment 0 to 50°C (32 to 122°F); RH 100% Dimensions 185 x 93 x 35.2 mm (7.3 x 3.6 x 1.4”) Weight 400 g (14.2 oz.) Ordering Information HI98168 is supplied with HI12923 glass body pH electrode, HI7004M pH 4.01 buffer solution (230 mL), HI7007M pH 7.01 buffer solution (230 mL), HI7051M soil sample preparation solution (230 ml), HI700663 electrode cleaning solution for soil deposits sachet (1), HI700664 electrode cleaning solution for humus deposits sachet (1), HI 721319 ground auger (1), 100 mL plastic beaker (2), 1.5V AA batteries (4), HI92000 PC software, HI920015 micro USB cable, instruction manual with quick start guide, instrument quality certificate and HI720161 hard carrying case. | <div aria-labelledby="tab-title-description" class="woocommerce-Tabs-panel woocommerce-Tabs-panel--description panel entry-content active" id="tab-description" role="tabpanel"> <p>The HI98168 is a rugged, waterproof, portable pH meter that allows for the direct measure of soil pH. This meter is supplied with a specialized pH electrode that has a rugged conical tip for insertion in soil</p> <ul> <li>Quick Connect DIn Connector</li> <li>USB Connection for Data Transfer</li> <li>Dedicated Help Button</li> </ul> <div class="prod-view-details-container"> <div class="prod-view-details-left"> <p><img alt="Professional GroLine Portable Soil pH Meter" class="aligncenter" decoding="async" height="373" loading="lazy" src="https://hanna-worldwide.com/media/wysiwyg/HI98168_Angle-2100x2100-bf08e70f-61db-479d-b680-9c36e4e07cac.jpg" title="Professional GroLine Portable Soil pH Meter" width="373"/></p> </div> <div class="prod-view-details-right"> <h3><strong>Soil pH and HI98168 GroLine pH Meter </strong></h3> <p>The measurement of pH in agricultural activities is very important due to the influence it has on the growth of the plant. Soil can be acid, neutral or alkaline, according to its pH value. Most plants prefer a pH range from 5.5 to 7.5; but some species prefer more acid or alkaline soils. Nevertheless, every plant requires a particular range of pH, for optimum growth</p> <p>Besides being supplied with a unique pH electrode made for soil analysis, the HI98168 has the Hanna’s unique CAL Check™ feature that alerts the user to potential problems during the calibration process. This is a very important since it is likely that the probe will be coated with soil. This coating can easily lead to errors in pH measurement. By comparing previous calibration data to the current calibration, the meter will inform the user, with display prompts, when the probe needs to be cleaned, replaced, or if the pH buffer might be contaminated. After calibration, the overall probe condition is displayed on screen as a percentage. The probe condition is affected by both the offset and slope characteristics of the pH electrode, both of which can be found in the GLP data including with the readings stored in the meter or transferred to a PC.</p> </div> </div> <div class="prod-view-details-container"> <div class="prod-view-details-left"> <p><img alt="GroLine soil pH electrode " class="aligncenter" decoding="async" height="467" loading="lazy" src="https://hanna-worldwide.com/media/wysiwyg/HI1294_2100x2100_300_CMYK.jpg" title="GroLine soil pH electrode " width="467"/></p> </div> <div class="prod-view-details-right"> <h3><strong>ELECTRODE FEATURES/BENEFITS:</strong></h3> <p>The HI12923 pH electrode that is supplied with the meter is uniquely designed with a conical tip and a triple ceramic junction for improved performance in soils that have a low moisture content. The probe has a built in amplifier to reduce noise from humidity that can effect the probe connection to the meter. The HI12923 connects to the HI98168 with a quick-connect, waterproof DIN connector, allowing for a secure, non-threaded attachment</p> <h3><strong>Conical Tip </strong></h3> <p>The conical tip is made of durable LT glass and allows for direct measurement in soils. In the case any rocks are present an auger is provided to make a hole for the probe.</p> <h3><strong>Triple ceramic junction</strong></h3> <p>The outer reference has three ceramic frits that allow electrolyte to flow at a high rate from the inside of the probe to the outside. A higher flow rate allows for a pH measurement of soil with low moisture</p> <h3><strong>Refillable</strong></h3> <p>As electrolyte is lost over time it can be replenished to extend the life of the electrode.</p> <h3><strong>Quick Connect DIN Connector</strong></h3> <p>This secure waterproof connector allows for a single cable to be used for both pH and temperature measurements</p> </div> <div class="prod-view-details-container"> <div class="prod-view-details-left"> <p><img alt="HI98168 soil pH meter Box" class="aligncenter" decoding="async" height="535" loading="lazy" src="https://hanna-worldwide.com/media/wysiwyg/HI98168_Soil-Meter-Case-2100x2100-b4c35fec-7253-427f-9e7a-3b2609d7422f.jpg" title="HI98168 soil pH meter Box" width="535"/></p> </div> <div class="prod-view-details-right"> <p class="p1"><span class="s1">We believe that buying a meter should be simple. Your GroLine Portable Soil pH Meter is equipped with everything you need for successful testing right out of the box.</span></p> <h3><strong>pH Calibration Solutions.</strong></h3> <p>Before using your soil pH meter always make sure that your meter is calibrated with fresh buffer solutions and thats why your soil pH meter is supplied with pH 4.01 and pH 7.01 buffers.</p> <h3><strong>Soil Preparation, Electrode Cleaning Solutions and other Accessories </strong></h3> <p>We know the soil science and thats why we provide all the accessories to make your soil testing simple and accurate. Your soil pH meter is supplied with soil sample preparation solution, cleaning solution for soil deposits and ground auger. HI98168 also supplied with calibration vessel and beakers in the rugged carrying case and a USB cable to transfer data to PC.</p> <h3><strong>Complete Package</strong></h3> <p>The meter is supplied with a compact, durable HI720161 carrying case and is thermoformed to hold all necessary components for storage, including the meter and electrode, beakers, auger, soil preparation solution, buffer solutions, and cleaning solutions.</p> </div> </div> <div class="prod-view-details-container"> <h3><strong>HI98168 FEATURES/BENEFITS:</strong></h3> <p><strong>Waterproof:</strong></p> <ul> <li>Ergonomic, rugged, waterproof (IP67) design that can withstand harsh environments</li> </ul> <p><strong>Automatic Calibration :</strong></p> <ul> <li>The HI98168 can be up to five points including with custom buffers. The calibration buffers are automatically recognized and after calibration the buffer values used are shown on the display</li> </ul> <p><strong>Calibration Check</strong><strong>:</strong></p> <ul> <li><span lang="EN-US"> </span><span lang="EN-US">Alerts user to potential problems during calibration including when to clean electrode and possible buffer contamination</span>.</li> <li> <span lang="EN-US">Displays overall condition of the pH electrode after calibration that is based on the offset and slope characteristics</span></li> </ul> <p><strong><span lang="EN-US">GLP Data</span>:</strong></p> <ul> <li>The GLP data can be reviewed at anytime including with logged reading. The calibration data includes <span lang="EN-US">date, time, pH calibration buffers, offset, and slope.</span></li> </ul> <h4><strong><span lang="EN-US">Dot Matrix LCD</span>:</strong></h4> <ul> <li>The high contrast, graphic LCD screen is easy to view outdoors in bright sunlight as well as in low-lit areas with the backlight. A combination of dedicated and virtual keys allows for easy, intuitive meter operation in a choice of languages.</li> </ul> <p><strong style="color: #333333;">Log on Demand:</strong></p> <div class="prod-view-details-right"> <ul> <li>log-on-demand up to 100 samples (100 pH/100 mV)</li> </ul> <h4><strong>PC Connectivity:</strong></h4> <ul> <li>sealed opto-isolated USB connected to PC with micro USB cable and PC running HI92000 software</li> </ul> <h4><strong>Intuitive Dot Matrix Display:</strong></h4> <ul> <li>HI98168 is designed with a backlit, graphic LCD. With virtual keys, a battery status indicator, and error messages. Users will find the meter interface intuitive and easy to read. A dedicated help key provides information relating to the current meter operation, and can be used at any stage in the setup or measurement process to show contextual help.</li> </ul> <h4>Automatic buffer recognition:</h4> <h4><strong>Low battery indicator, and selectable automatic shut off. </strong></h4> <ul> <li>Auto shut off : user selectable: 5, 10, 30, 60 min or can be disabled</li> </ul> </div> </div> </div> <h3><strong>Manual : <a href="https://hanna-worldwide.com/mwdownloads/download/link/id/303">Download</a></strong></h3> <h3><strong>Specification : </strong></h3> <table> <tbody> <tr> <td width="301"><strong>SKU</strong></td> <td width="301"><strong>HI98168</strong></td> </tr> <tr> <td width="301"><strong>Product Name</strong></td> <td width="301"><strong>Professional GroLine Portable Soil pH Meter – HI98168</strong></td> </tr> <tr> <td width="301"><strong>Quote Required</strong></td> <td width="301"><strong>Yes</strong></td> </tr> <tr> <td width="301"><strong>pH Range</strong></td> <td width="301"><strong>-2.0 to 20.0; -2.00 to 20.00; -2.000 to 20.000 pH</strong></td> </tr> <tr> <td width="301"><strong>pH Resolution</strong></td> <td width="301"><strong>0.1; 0.01; 0.001 pH</strong></td> </tr> <tr> <td width="301"><strong>pH Accuracy</strong></td> <td width="301"><strong>±0.1; ±0.01; ±0.002 pH</strong></td> </tr> <tr> <td width="301"><strong>pH Calibration</strong></td> <td width="301"><strong>up to five-point calibration, seven standard buffers available (1.68, 4.01, 6.86, 7.01, 9.18, 10.01, 12.45) and five custom buffers</strong></td> </tr> <tr> <td width="301"><strong>pH Input impedence</strong></td> <td width="301"><strong>10¹² Ohms</strong></td> </tr> <tr> <td width="301"><strong>mV Range</strong></td> <td width="301"><strong>±2000 mV</strong></td> </tr> <tr> <td width="301"><strong>mV Resolution</strong></td> <td width="301"><strong>0.1 mV</strong></td> </tr> <tr> <td width="301"><strong>mV Accuracy</strong></td> <td width="301"><strong>±0.2 mV</strong></td> </tr> <tr> <td width="301"><strong>Temperature Range</strong></td> <td width="301"><strong>-20.0 to 120.0 °C (-4.0 to 248.0°F)</strong></td> </tr> <tr> <td width="301"><strong>Temperature Resolution</strong></td> <td width="301"><strong>0.1°C (0.1°F)</strong></td> </tr> <tr> <td width="301"><strong>Temperature Accuracy</strong></td> <td width="301"><strong>±0.4°C (±0.8°F) (excluding probe error)</strong></td> </tr> <tr> <td width="301"><strong>Temperature Compensation</strong></td> <td width="301"><strong>automatic or manual from -20.0 to 120.0 °C (-4.0 to 248.0°F)</strong></td> </tr> <tr> <td width="301"><strong>pH Electrode</strong></td> <td width="301"><strong>HI12923 refillable pH electrode with conical tip, internal temperature sensor, quick connect DIN connector and 1 m (3.3’ cable)</strong></td> </tr> <tr> <td width="301"><strong>Logging Type</strong></td> <td width="301"><strong>log-on-demand</strong></td> </tr> <tr> <td width="301"><strong>Logging Memory</strong></td> <td width="301"><strong>up to 200 samples (100 pH/100 mV)</strong></td> </tr> <tr> <td width="301"><strong>Connectivity</strong></td> <td width="301"><strong>opto-isolated USB</strong></td> </tr> <tr> <td width="301"><strong>Automatic Shut-Off</strong></td> <td width="301"><strong>user selectable</strong></td> </tr> <tr> <td width="301"><strong>Display</strong></td> <td width="301"><strong>LCD (back lighted display)</strong></td> </tr> <tr> <td width="301"><strong>Battery Type/Life</strong></td> <td width="301"><strong>1.5V AA (4) / approximately 200 hours of continuous use without backlight (50 hours with backlight)</strong></td> </tr> <tr> <td width="301"><strong>IP Protection</strong></td> <td width="301"><strong>IP67</strong></td> </tr> <tr> <td width="301"><strong>Environment</strong></td> <td width="301"><strong>0 to 50°C (32 to 122°F); RH 100%</strong></td> </tr> <tr> <td width="301"><strong>Dimensions</strong></td> <td width="301"><strong>185 x 93 x 35.2 mm (7.3 x 3.6 x 1.4”)</strong></td> </tr> <tr> <td width="301"><strong>Weight</strong></td> <td width="301"><strong>400 g (14.2 oz.)</strong></td> </tr> <tr> <td width="301"><strong>Ordering Information</strong></td> <td width="301"><strong>HI98168 is supplied with HI12923 glass body pH electrode, HI7004M pH 4.01 buffer solution (230 mL), HI7007M pH 7.01 buffer solution (230 mL), HI7051M soil sample preparation solution (230 ml), HI700663 electrode cleaning solution for soil deposits sachet (1), HI700664 electrode cleaning solution for humus deposits sachet (1), HI 721319 ground auger (1), 100 mL plastic beaker (2), 1.5V AA batteries (4), HI92000 PC software, HI920015 micro USB cable, instruction manual with quick start guide, instrument quality certificate and HI720161 hard carrying case.</strong></td> </tr> </tbody> </table> <p><strong> </strong></p> </div> | ไม่มี | ไม่มี | https://www.hannathailand.com/wp-content/uploads/2022/11/HI98168.jpg | น้ำยามาตรฐานสอบเทียบ ค่ามาตรฐานความเค็ม , เครื่องวัดปริมาณแอมโมเนีย ช่วงสูง รุ่น HI733 , เครื่องวัดค่าเหล็ก รุ่น HI721 , เครื่องวัดปริมาณโครเมี่ยม ช่วงสูง รุ่น HI723 , เครื่องวัดปริมาณไนไตรท์ ช่วงสูง ในตัวอย่างน้ำ รุ่น HI708 , ซัลไฟด์สารต้านอนุมูลอิสระบัฟเฟอร์ , เครื่องวัดปริมาณไนไตรท์ ช่วงต่ำ รุ่น HI707 , เครื่องวัดปริมาณแอมโมเนีย ในน้ำ รุ่น HI715 | <a class="woocommerce-LoopProduct-link woocommerce-loop-product__link" href="https://www.hannathailand.com/product/hi7080l/">น้ำยามาตรฐานสอบเทียบ ค่ามาตรฐานความเค็ม</a> , <a class="woocommerce-LoopProduct-link woocommerce-loop-product__link" href="https://www.hannathailand.com/product/hi733-checker-hc-ammonia-hr/">เครื่องวัดปริมาณแอมโมเนีย ช่วงสูง รุ่น HI733</a> , <a class="woocommerce-LoopProduct-link woocommerce-loop-product__link" href="https://www.hannathailand.com/product/hi721-checker-hc-iron/">เครื่องวัดค่าเหล็ก รุ่น HI721</a> , <a class="woocommerce-LoopProduct-link woocommerce-loop-product__link" href="https://www.hannathailand.com/product/hi723-checker-hc-chromium-vi-hr/">เครื่องวัดปริมาณโครเมี่ยม ช่วงสูง รุ่น HI723</a> , <a class="woocommerce-LoopProduct-link woocommerce-loop-product__link" href="https://www.hannathailand.com/product/hi708-checker-hc-nitrite-hr/">เครื่องวัดปริมาณไนไตรท์ ช่วงสูง ในตัวอย่างน้ำ รุ่น HI708</a> , <a class="woocommerce-LoopProduct-link woocommerce-loop-product__link" href="https://www.hannathailand.com/product/hi4015-00/">ซัลไฟด์สารต้านอนุมูลอิสระบัฟเฟอร์</a> , <a class="woocommerce-LoopProduct-link woocommerce-loop-product__link" href="https://www.hannathailand.com/product/hi707-checker-hc-nitrite-lr/">เครื่องวัดปริมาณไนไตรท์ ช่วงต่ำ รุ่น HI707</a> , <a class="woocommerce-LoopProduct-link woocommerce-loop-product__link" href="https://www.hannathailand.com/product/hi715-checker-hc-ammonia-mr/">เครื่องวัดปริมาณแอมโมเนีย ในน้ำ รุ่น HI715</a> | https://www.hannathailand.com/wp-content/uploads/2022/11/HI98168-600x600.jpg , https://www.hannathailand.com/wp-content/uploads/2022/11/HI98168-1-600x600.jpg , https://www.hannathailand.com/wp-content/uploads/2022/11/HI98168-2-600x600.jpg , https://www.hannathailand.com/wp-content/uploads/2022/11/HI98168-3-600x600.jpg , https://www.hannathailand.com/wp-content/uploads/2022/11/HI98168-4-600x600.jpg , https://www.hannathailand.com/wp-content/uploads/2021/07/11-500x500.jpg , https://www.hannathailand.com/wp-content/uploads/2022/06/miniphotometerfurammoniumhoch2418_11-600x600.jpg , https://www.hannathailand.com/wp-content/uploads/2022/06/miniphotometerfureisen832_11-600x600.jpg , https://www.hannathailand.com/wp-content/uploads/2022/06/miniphotometerfurchromvihoch839_11-600x600.jpg , https://www.hannathailand.com/wp-content/uploads/2022/06/miniphotometerfurnitrithoch2420_11-600x600.jpg , https://www.hannathailand.com/wp-content/uploads/2021/07/7-500x500.jpg , https://www.hannathailand.com/wp-content/uploads/2022/06/hi707400-600x600.jpg , https://www.hannathailand.com/wp-content/uploads/2022/06/miniphotometerfurammoniakmittel2416_11-600x600.jpg
13 | เครื่องวัดค่าความเป็นกรด-ด่าง แบบภาคสนาม สำหรับตัวอย่างดิน รุ่น HI99121 | สินค้าทั้งหมด | https://www.hannathailand.com/product-category/product-all/ | https://www.hannathailand.com/product/soil-ph-portable-2/ | HI99121 | 28,890.00 | น้ำหนัก 0.2 กก. ขนาด 6.3 × 3 × 15.4 เซนติเมตร | <div aria-labelledby="tab-title-additional_information" class="woocommerce-Tabs-panel woocommerce-Tabs-panel--additional_information panel entry-content" id="tab-additional_information" role="tabpanel"> <table class="woocommerce-product-attributes shop_attributes"> <tr class="woocommerce-product-attributes-item woocommerce-product-attributes-item--weight"> <th class="woocommerce-product-attributes-item__label">น้ำหนัก</th> <td class="woocommerce-product-attributes-item__value">0.2 กก.</td> </tr> <tr class="woocommerce-product-attributes-item woocommerce-product-attributes-item--dimensions"> <th class="woocommerce-product-attributes-item__label">ขนาด</th> <td class="woocommerce-product-attributes-item__value">6.3 × 3 × 15.4 เซนติเมตร</td> </tr> </table> </div> | The HI99121 is the perfect portable pH meter for soil testing. With the HI99121 and HI12923 direct soil pre-amplified pH and temperature probe, users can test both the pH of soil directly or after preparation of a soil slurry with deionized water. The HI12923 features a conical, rugged tip that can be directly inserted into moist or soft soil. For harder soils, the kit includes a plastic auger to perforate the ground. Automatic Temperature Compensation Automatic Two-Point Calibration Waterproof Refillable Turn cap to create positive head pressure allowing for more reference electrolyte to flow. Built-In Temperature Sensor Automatic compensation of temperature variations. Amplified Electrode Fast, stable response that is immune to electrical noise due to humidity. Soil can be acid, neutral or alkaline, according to its pH value. Most plants prefer a pH range from 5.5 to 7.5; but some species prefer more acid or alkaline soils. Nevertheless, every plant requires a particular range of pH, for optimum growth. pH strongly influences the availability of nutrients and the presence of microorganisms and plants in the soil. For example, fungi prefer acidic conditions whereas most bacteria, especially those supplying nutrients to the plants, have a preference for moderately acidic or slightly alkaline soils. In fact, in strongly acidic conditions, nitrogen fixing and the mineralization of vegetable residual is reduced. Plants absorb the nutrients dissolved in the soil water and the nutrient solubility depends largely on the pH value. Hence, theavailability of elements is different at different pH levels. Each plant needs elements in different quantities and this is the reason why each plant requires a particular range of pH to optimize its growth. For example, iron, copper and manganese are not soluble in an alkaline environment. This means that plants needing these elements should theoretically be in an acidic type of soil. Nitrogen, phosphorus, potassium and sulfur, on the other hand, are readily available in a pH range close to neutrality. Furthermore, abnormal pH values, increase the concentration of toxic elements for plants. For example, in acid conditions, there can be an excess of aluminum ions in such quantities that the plant cannot tolerate. Negative effects on chemical and physical structure are also present when pH values are too far from neutral conditions (break up of aggregates, a less permeable and more compact soil). The HI99121 meter features a large multi level LCD screen which displays both pH and temperature readings simultaneously with 0.01 pH resolution and an accuracy of ±0.02 pH. The LCD screen also has indicators for calibration status and stability, as well as on-screen tutorial messages. The HI99121 has many advanced features that are found in more expensive portable instrumentation including automatic calibration, buffer recognition,and temperature compensation. The battery percent level is displayed at start up alerting the user to the remaining battery power that is available. The supplied HI12923 is a glass body, amplified pH electrode with a built-in temperature sensor designed specifically for measuring the pH in soils. Features at-a-glance Automatic Temperature Compensation One or two-point automatic calibration BEPS – Alerts the user of low battery power that could adversely affect readings Compact, heavy-duty, and waterproof Battery % displayed on start-up HELP feature, displays messages on LCD Note: Use the soil auger for stony ground to prevent damaging the glass probe. For high accuracy and ensure the soil is wet use the HI7051M soil preparation solution. Manual : Download Specification : SKU HI99121 Product Name Direct Soil Measurement pH Portable Meter – HI99121 Quote Required Yes pH Range -2.00 to 16.00 pH; -2.0 to 16.0 pH pH Resolution 0.01 pH; 0.1 pH pH Accuracy ±0.02 pH; ±0.1 pH pH Calibration automatic, at one or two points with two sets of standard buffers (pH 4.01 / 7.01 / 10.01 or pH 4.01 / 6.86 / 9.18) pH Temperature Compensation automatic ‐5.0 to 105.0 °C/23.0 to 221.0 °F pH CAL Check (electrode diagnostics) probe condition indicator mV Range ±825 mV (pH‐mV) mV Resolution 1 mV mV Accuracy ±1 mV (pH‐mV) Temperature Range -5.0 to 105.0°C / 23.0 to 221.0°F Temperature Resolution 0.1°C / 0.1°F Temperature Accuracy ±0.5°C (up to 60°C); ±1.0°C (outside) / ±1°F (up to 140°F); ±2.0°F (outside) pH Electrode HI12923 glass body, pre-amplified pH electrode for soil measurement with internal temperature sensor, quick connect DIN connector and 1 m (3.3’) cable (included) Automatic Shut-Off user selectable Battery Type/Life 1.5V (3) AAA / approximately 1400 hours of continuous use; auto-off after 8 minutes of non-use IP Protection IP67 Environment 0 to 50°C (32 to 122°F); RH max 100% Dimensions 154 x 63 x 30 mm (6.1 x 2.5 x 1.2”) Weight 196 g (6.91 oz.) Ordering Information HI99121 is supplied with HI12923 pH electrode, HI721319 soil auger, HI7051M soil preparation solution (230 mL), HI70004 pH 4.01 buffer solution sachet (20 mL), HI70007 pH 7.01 buffer solution sachet (20 mL), HI700663 cleaning solution sachet for inorganic soil deposits (20 mL), HI700664 cleaning solution sachet for organic soil deposits (20 mL), 100 mL plastic beaker, batteries, instructions, and a hard carrying case. | <div aria-labelledby="tab-title-description" class="woocommerce-Tabs-panel woocommerce-Tabs-panel--description panel entry-content active" id="tab-description" role="tabpanel"> <p><span style="color: #000000;">The HI99121 is the perfect portable pH meter for soil testing. With the HI99121 and HI12923 direct soil pre-amplified pH and temperature probe, users can test both the pH of soil directly or after preparation of a soil slurry with deionized water.</span></p> <p><span style="color: #000000;">The HI12923 features a conical, rugged tip that can be directly inserted into moist or soft soil. For harder soils, the kit includes a plastic auger to perforate the ground.</span></p> <ul> <li><span style="color: #000000;">Automatic Temperature Compensation</span></li> <li><span style="color: #000000;">Automatic Two-Point Calibration</span></li> <li><span style="color: #000000;">Waterproof</span></li> </ul> <div class="prod-view-details-container"> <div class="prod-view-details-left"> <p dir="ltr"><img alt="pH meter for direct soil measurement" class="aligncenter" decoding="async" height="464" loading="lazy" src="https://hanna-worldwide.com/media/wysiwyg/products/testers/hi1292d.jpg" width="464"/></p> </div> <div class="prod-view-details-right"> <p><img alt="Maintenance free gel filled electrode" class="" decoding="async" height="241" loading="lazy" src="https://hanna-worldwide.com/media/wysiwyg/products/testers/fc215d-fill.png" width="241"/></p> <h3><strong>Refillable</strong></h3> <p>Turn cap to create positive head pressure allowing for more reference electrolyte to flow.</p> <p><img alt="Maintenance free gel filled electrode" class="" decoding="async" height="243" loading="lazy" src="https://hanna-worldwide.com/media/wysiwyg/products/testers/check-mark.png" width="243"/></p> <h3><strong>Built-In Temperature Sensor</strong></h3> <p>Automatic compensation of temperature variations.</p> <p><img alt="Maintenance free gel filled electrode" class="" decoding="async" height="250" loading="lazy" src="https://hanna-worldwide.com/media/wysiwyg/products/testers/check-mark.png" width="250"/></p> <h3><strong>Amplified Electrode</strong></h3> <p>Fast, stable response that is immune to electrical noise due to humidity.</p> </div> </div> <div class="prod-view-details-container"> <p>Soil can be acid, neutral or alkaline, according to its pH value. Most plants prefer a pH range from 5.5 to 7.5; but some species prefer more acid or alkaline soils. Nevertheless, every plant requires a particular range of pH, for optimum growth.</p> <p>pH strongly influences the availability of nutrients and the presence of microorganisms and plants in the soil. For example, fungi prefer acidic conditions whereas most bacteria, especially those supplying nutrients to the plants, have a preference for moderately acidic or slightly alkaline soils. In fact, in strongly acidic conditions, nitrogen fixing and the mineralization of vegetable residual is reduced. Plants absorb the nutrients dissolved in the soil water and the nutrient solubility depends largely on the pH value. Hence, theavailability of elements is different at different pH levels.</p> <p>Each plant needs elements in different quantities and this is the reason why each plant requires a particular range of pH to optimize its growth. For example, iron, copper and manganese are not soluble in an alkaline environment. This means that plants needing these elements should theoretically be in an acidic type of soil. Nitrogen, phosphorus, potassium and sulfur, on the other hand, are readily available in a pH range close to neutrality. Furthermore, abnormal pH values, increase the concentration of toxic elements for plants. For example, in acid conditions, there can be an excess of aluminum ions in such quantities that the plant cannot tolerate. Negative effects on chemical and physical structure are also present when pH values are too far from neutral conditions (break up of aggregates, a less permeable and more compact soil).</p> <p>The HI99121 meter features a large multi level LCD screen which displays both pH and temperature readings simultaneously with 0.01 pH resolution and an accuracy of ±0.02 pH. The LCD screen also has indicators for calibration status and stability, as well as on-screen tutorial messages. The HI99121 has many advanced features that are found in more expensive portable instrumentation including automatic calibration, buffer recognition,and temperature compensation. The battery percent level is displayed at start up alerting the user to the remaining battery power that is available. The supplied HI12923 is a glass body, amplified pH electrode with a built-in temperature sensor designed specifically for measuring the pH in soils.</p> <h3><strong>Features at-a-glance</strong></h3> <ul> <li>Automatic Temperature Compensation</li> <li>One or two-point automatic calibration</li> <li>BEPS – Alerts the user of low battery power that could adversely affect readings</li> <li>Compact, heavy-duty, and waterproof</li> <li>Battery % displayed on start-up</li> <li>HELP feature, displays messages on LCD</li> </ul> </div> <div class="prod-view-details-container">Note: Use the soil auger for stony ground to prevent damaging the glass probe.<br/> For high accuracy and ensure the soil is wet use the HI7051M soil preparation solution.</div> <div class="prod-view-details-container"></div> <h3><strong>Manual : <a href="https://hanna-worldwide.com/mwdownloads/download/link/id/303">Download</a></strong></h3> <h3><strong>Specification : </strong></h3> <table> <tbody> <tr> <td width="226"><strong>SKU</strong></td> <td width="375"><strong>HI99121</strong></td> </tr> <tr> <td width="226"><strong>Product Name</strong></td> <td width="375"><strong>Direct Soil Measurement pH Portable Meter – HI99121</strong></td> </tr> <tr> <td width="226"><strong>Quote Required</strong></td> <td width="375"><strong>Yes</strong></td> </tr> <tr> <td width="226"><strong>pH Range</strong></td> <td width="375"><strong>-2.00 to 16.00 pH; -2.0 to 16.0 pH</strong></td> </tr> <tr> <td width="226"><strong>pH Resolution</strong></td> <td width="375"><strong>0.01 pH; 0.1 pH</strong></td> </tr> <tr> <td width="226"><strong>pH Accuracy</strong></td> <td width="375"><strong>±0.02 pH; ±0.1 pH</strong></td> </tr> <tr> <td width="226"><strong>pH Calibration</strong></td> <td width="375"><strong>automatic, at one or two points with two sets of standard buffers (pH 4.01 / 7.01 / 10.01 or pH 4.01 / 6.86 / 9.18)</strong></td> </tr> <tr> <td width="226"><strong>pH Temperature Compensation</strong></td> <td width="375"><strong>automatic </strong><strong>‐</strong><strong>5.0 to 105.0 </strong><strong>°</strong><strong>C/23.0 to 221.0 </strong><strong>°</strong><strong>F</strong></td> </tr> <tr> <td width="226"><strong>pH CAL Check (electrode diagnostics)</strong></td> <td width="375"><strong>probe condition indicator</strong></td> </tr> <tr> <td width="226"><strong>mV Range</strong></td> <td width="375"><strong>±825 mV (pH</strong><strong>‐</strong><strong>mV)</strong></td> </tr> <tr> <td width="226"><strong>mV Resolution</strong></td> <td width="375"><strong>1 mV</strong></td> </tr> <tr> <td width="226"><strong>mV Accuracy</strong></td> <td width="375"><strong>±1 mV (pH</strong><strong>‐</strong><strong>mV)</strong></td> </tr> <tr> <td width="226"><strong>Temperature Range</strong></td> <td width="375"><strong>-5.0 to 105.0°C / 23.0 to 221.0°F</strong></td> </tr> <tr> <td width="226"><strong>Temperature Resolution</strong></td> <td width="375"><strong>0.1°C / 0.1°F</strong></td> </tr> <tr> <td width="226"><strong>Temperature Accuracy</strong></td> <td width="375"><strong>±0.5°C (up to 60°C); ±1.0°C (outside) / ±1°F (up to 140°F); ±2.0°F (outside)</strong></td> </tr> <tr> <td width="226"><strong>pH Electrode</strong></td> <td width="375"><strong>HI12923 glass body, pre-amplified pH electrode for soil measurement with internal temperature sensor, quick connect DIN connector and 1 m (3.3’) cable (included)</strong></td> </tr> <tr> <td width="226"><strong>Automatic Shut-Off</strong></td> <td width="375"><strong>user selectable</strong></td> </tr> <tr> <td width="226"><strong>Battery Type/Life</strong></td> <td width="375"><strong>1.5V (3) AAA / approximately 1400 hours of continuous use; auto-off after 8 minutes of non-use</strong></td> </tr> <tr> <td width="226"><strong>IP Protection</strong></td> <td width="375"><strong>IP67</strong></td> </tr> <tr> <td width="226"><strong>Environment</strong></td> <td width="375"><strong>0 to 50°C (32 to 122°F); RH max 100%</strong></td> </tr> <tr> <td width="226"><strong>Dimensions</strong></td> <td width="375"><strong>154 x 63 x 30 mm (6.1 x 2.5 x 1.2”)</strong></td> </tr> <tr> <td width="226"><strong>Weight</strong></td> <td width="375"><strong>196 g (6.91 oz.)</strong></td> </tr> <tr> <td width="226"><strong>Ordering Information</strong></td> <td width="375"><strong>HI99121 is supplied with HI12923 pH electrode, HI721319 soil auger, HI7051M soil preparation solution (230 mL), HI70004 pH 4.01 buffer solution sachet (20 mL), HI70007 pH 7.01 buffer solution sachet (20 mL), HI700663 cleaning solution sachet for inorganic soil deposits (20 mL), HI700664 cleaning solution sachet for organic soil deposits (20 mL), 100 mL plastic beaker, batteries, instructions, and a hard carrying case.</strong></td> </tr> </tbody> </table> <p><strong> </strong></p> </div> | ไม่มี | ไม่มี | https://www.hannathailand.com/wp-content/uploads/2022/11/HI99121.jpg | เครื่องวัดปริมาณโครเมี่ยม ช่วงสูง รุ่น HI723 , เครื่องวัดปริมาณคลอรีนรวม รุ่น HI711 , เซ็นเซอร์วัดออกซิเจนในน้ำสำหรับ HI9829 มัลติพารามิเตอร์ , เครื่องวัดปริมาณโบรมีน ในตัวอย่างน้ำ รุ่น HI716 , เครื่องวัดปริมาณนิกเกิล ช่วงสูง รุ่น HI726 , สารละลายมาตรฐานความขุ่น 20 NTU , เครื่องวัดปริมาณแอมโมเนีย ในน้ำ รุ่น HI715 , เครื่องวัดปริมาณไนไตรท์ ช่วงต่ำ รุ่น HI707 | <a class="woocommerce-LoopProduct-link woocommerce-loop-product__link" href="https://www.hannathailand.com/product/hi723-checker-hc-chromium-vi-hr/">เครื่องวัดปริมาณโครเมี่ยม ช่วงสูง รุ่น HI723</a> , <a class="woocommerce-LoopProduct-link woocommerce-loop-product__link" href="https://www.hannathailand.com/product/hi711-checker-hc-total-chlorine/">เครื่องวัดปริมาณคลอรีนรวม รุ่น HI711</a> , <a class="woocommerce-LoopProduct-link woocommerce-loop-product__link" href="https://www.hannathailand.com/product/hi7609829-2/">เซ็นเซอร์วัดออกซิเจนในน้ำสำหรับ HI9829 มัลติพารามิเตอร์</a> , <a class="woocommerce-LoopProduct-link woocommerce-loop-product__link" href="https://www.hannathailand.com/product/hi716-checker-hc-bromine/">เครื่องวัดปริมาณโบรมีน ในตัวอย่างน้ำ รุ่น HI716</a> , <a class="woocommerce-LoopProduct-link woocommerce-loop-product__link" href="https://www.hannathailand.com/product/hi726-checker-hc-nickel-hr/">เครื่องวัดปริมาณนิกเกิล ช่วงสูง รุ่น HI726</a> , <a class="woocommerce-LoopProduct-link woocommerce-loop-product__link" href="https://www.hannathailand.com/product/hi93102-20/">สารละลายมาตรฐานความขุ่น 20 NTU</a> , <a class="woocommerce-LoopProduct-link woocommerce-loop-product__link" href="https://www.hannathailand.com/product/hi715-checker-hc-ammonia-mr/">เครื่องวัดปริมาณแอมโมเนีย ในน้ำ รุ่น HI715</a> , <a class="woocommerce-LoopProduct-link woocommerce-loop-product__link" href="https://www.hannathailand.com/product/hi707-checker-hc-nitrite-lr/">เครื่องวัดปริมาณไนไตรท์ ช่วงต่ำ รุ่น HI707</a> | https://www.hannathailand.com/wp-content/uploads/2022/11/HI99121-600x600.jpg , https://www.hannathailand.com/wp-content/uploads/2022/11/HI99121-1-600x600.jpg , https://www.hannathailand.com/wp-content/uploads/2022/11/HI99121-2-600x600.jpg , https://www.hannathailand.com/wp-content/uploads/2022/11/HI99121-3-600x600.jpg , https://www.hannathailand.com/wp-content/uploads/2022/06/miniphotometerfurchromvihoch839_11-600x600.jpg , https://www.hannathailand.com/wp-content/uploads/2022/06/hi711_lg-600x600.jpg , https://www.hannathailand.com/wp-content/uploads/2021/07/5-500x500.jpg , https://www.hannathailand.com/wp-content/uploads/2022/06/miniphotometerfurfreiesgesamtchlor704_11-600x600.jpg , https://www.hannathailand.com/wp-content/uploads/2022/06/miniphotometerfurnickelhoch841_11-600x600.jpg , https://www.hannathailand.com/wp-content/uploads/2021/07/9-500x500.jpg , https://www.hannathailand.com/wp-content/uploads/2022/06/miniphotometerfurammoniakmittel2416_11-600x600.jpg , https://www.hannathailand.com/wp-content/uploads/2022/06/hi707400-600x600.jpg
14 | เครื่องวัดค่าคุณภาพน้ำ รุ่น HI5521 (pH/ORP และ EC/TDS/Salinity/Resistivity พร้อมโหมด CAL Check™) | สินค้าทั้งหมด , สินค้าแนะนำ , เครื่องวัดการนำไฟฟ้า/ของแข็งละลายในน้ำ , เครื่องวัดความเป็นกรด-ด่าง/โออาร์พี , เครื่องวัดคุณภาพน้ำแบบหลายพารามิเตอร์ , แบบตั้งโต๊ะ , แบบตั้งโต๊ะ , แบบตั้งโต๊ะ | https://www.hannathailand.com/product-category/ph-meter/benchtop/ | https://www.hannathailand.com/product/ph-ec-orp-tds-salinity-ise-meter-hanna-hanna-thailand/ | HI5521 | 53,607.00 |  | <div aria-labelledby="tab-title-additional_information" class="woocommerce-Tabs-panel woocommerce-Tabs-panel--additional_information panel entry-content" id="tab-additional_information" role="tabpanel"> </div> | HI5521 เป็นเครื่องวัด pH/mV/EC/TDS/ความเค็ม/ความต้านทานไฟฟ้าแบบตั้งโต๊ะเกรดการวิจัยขั้นสูง ที่สามารถปรับแต่งได้อย่างสมบูรณ์ด้วยจอ LCD สีขนาดใหญ่ ปุ่มสัมผัสแบบคาปาซิทีฟ และพอร์ต USB สำหรับการเชื่อมต่อคอมพิวเตอร์ HI5521 มีคุณสมบัติมากมาย เช่น การบันทึกข้อมูล ขีดจำกัดการแจ้งเตือน GLP ที่ครอบคลุม และอื่นๆ อีกมากมาย ในขณะที่ยังคงความเรียบง่ายในการใช้งานด้วยทั้งคีย์เฉพาะสำหรับการทำงานตามปกติและคีย์เสมือนที่แนะนำผู้ใช้ผ่านตัวเลือกการตั้งค่า HI5521 ช่วยให้มั่นใจในการวัดค่า pH ด้วยคุณสมบัติพิเศษเฉพาะของ Hanna Instruments CAL Check™ ที่แจ้งเตือนผู้ใช้ถึงปัญหาที่อาจเกิดขึ้นระหว่างการสอบเทียบ รวมถึงหากบัฟเฟอร์มีการปนเปื้อนหรือจำเป็นต้องทำความสะอาดโพรบ The HI5521 is an advanced research grade benchtop pH/mV/EC/TDS/Salinity/Resistivity meter that is completely customizable with a large color LCD, capacitive touch keys, and USB port for computer connectivity. The HI5521 is rich in features including data logging, alarm limits, comprehensive GLP, and many more while retaining simplicity in use with both dedicated key for routine operation and virtual keys that guide the user through setup options. The HI5521 ensures confidence in pH measurements with the exclusive Hanna Instruments CAL Check™ feature that alerts the user to potential problems during calibration including if the buffer is contaminated or the probe needs to be cleaned. Details The HI5521 is an advanced research grade benchtop pH/ORP and EC/TDS/Salinity/Resistivity meter that is completely customizable with a large color LCD, capacitive touch keys, and USB port for computer connectivity. The HI5521 is a two-channel meter that allows for simultaneous measure of pH or ORP on one channel and EC or related parameters on the other. Channel 1 has a BNC connection for use with the expansive line of pH and ORP electrodes that Hanna Instruments offers. The meter is supplied with the HI1131B glass body, double junction, combination pH electrode that operates over a wide temperature range from 0 to 100 °C. All readings are automatically compensated for temperature variations with the separate HI7662-T temperature probe or from the built in temperature sensor of the conductivity probe on Channel 2. The HI5521 is supplied with the HI76312 four-ring conductivity probe that operates over a wide range from 0.000 μS/cm to 1000.0 mS/cm*. The meter can be set to auto-ranging in which the meter chooses the appropriate conductivity range from seven ranges or fixed range in which the meter will only display reading in μS/cm or mS/cm. All readings are automatically compensated for temperature variations with a built in temperature sensor. The temperature correction coefficient is adjustable from 0.00 to 10.00 %/°C. As a pH meter the HI5521 can be calibrated up to five points with a choice of eight pre-programmed buffers or five custom buffers. The HI5521 features Hanna’s exclusive CAL Check™ to alert the user of potential problems during the pH calibration process. Indicators displayed during calibration include “Electrode Dirty/Broken” and “Buffer Contaminated.” The overall probe condition based on the offset and slope characteristic of the electrode is displayed as a percentage after calibration is complete. The calibration data including date, time, buffers used, offset and slope can be accessed at any time along with the current measurement by selecting the Good Laboratory Practice (GLP) display option. As an EC/TDS/Salinity/Resistivity meter the HI5521 can be calibrated up to four points with a choice of six pre-programmed conductivity standards or user defined custom standards. Resistivity, TDS, Practical Salinity (PSU) and Natural Seawater Scale are calibrated through conductivity. The % NaCl is calibrated to single point with the HI7037 salinity standard. The calibration data including date, time, and standards used, offset and cell factor can be accessed at any time along with the current measurement by selecting the Good Laboratory Practice (GLP) display option. For the measurement of high purity water used in pharmaceutical manufacturing, the HI5521 is programmed with the three stages of the USP <645> method. Once a stage is met a report is generated and can be saved. Up to 200 reports can be stored and with the USB port be transferred to a Windows® compatible computer. Three selectable logging modes are available: automatic, manual and AutoHold logging. Up to 100,000 data points can be recorded in 100 lots with 50,000 records max/lot on each channel and exported to a computer for data review and storage. Features at-a-glance Highly Customizable User Interface – The user interface of the HI5521 allows the user to show measurements in various modes: basic measurement with or without GLP information, real-time graphing, and logging data. Calibration stability criteria can be adjusted from fast, moderate, and accurate. Programmable alarm limits can be set to inside or outside allowable limits. Color Graphic LCD – The HI5521 features a color graphic LCD with on-screen help, graphic, and custom color configurations. The display allows for real-time graphing and the use of virtual keys provide for an intuitive user interface. Capacitive Touch – The HI5521 features sensitive capacitive touch buttons for accurate keystrokes when navigating menus and screens. There are four dedicated keys that are used for routine operations including calibration and switching measurement modes and four virtual keys that change based upon use. The capacitive touch technology ensures the buttons never get clogged with sample residue. Four Ring Conductivity Probe – All readings are performed with the HI76312 four-ring conductivity probe that has a built in temperature sensor for automatic temperature correction. The four rings are made with platinum and the body of the electrode is made of Polyetherimide (PEI) plastic that is resistant to many harsh chemicals. The four-ring design allows for this probe to be used over a wide range of measurements. Choice of Calibration – Automatic buffer recognition, semiautomatic, and direct manual entry pH calibration options are available for calibrating up to five points, from a selection of eight standard buffers and up to five custom buffers. For the conductivity channel the calibration can be set to automatic standard recognition or user entry along with a choice of single or multi-point. Calibration can be performed up to four points when multi-point is selected. CAL Check™ – CAL Check™ alerts users to potential problems during the calibration of the pH electrode. Indicators include “Electrode Dirty/Broken,” “Buffer Contaminated,” electrode response timeand the overall probe condition as a percentage that is based on the offset and slope characteristics. GLP Data – HI5521 includes a GLP Feature thatallows users to view calibration data and calibration expiration information at the touch of a key. Calibration data include date, time, standards used for calibration. Data Logging – Three selectable logging modes are available on the HI5521: automatic, manual, and AutoHold logging. Automatic and manual logs up to 100 lots with 50,000 records max/lot, with up to 100,000 total data points. Automatic logging features the option to save data according to sampling period and interval. Data Transfer – Data can be transferred to a PC with USB cable and HI92000 software (both sold separately). Contextual Help – Contextual help is always available through a dedicated “HELP” key. Clear tutorial messages and directions are available on-screen to quickly and easily guide users through setup and calibration. The help information displayed is relative to the setting/option being viewed. pH Specifications pH Range -2.000 to 20.000 pH pH Resolution 0.1, 0.01, 0.001 pH pH Accuracy (@25ºC/77ºF) ±0.1 pH, ±0.01 pH, ±0.002 pH ±1 LSD pH Calibration automatic, up to five point calibration, eight standard buffers available (1.68, 3.00, 4.01, 6.86, 7.01, 9.18, 10.01,12.45) and five custom buffers pH Temperature Compensation automatic or manual from -20.0 to 120.0 °C mV Range ±2000 mV mV Resolution 0.1 mV mV Accuracy ±0.2 mV ±1 LSD Relative mV Offset Range ±2000 mV EC Specifications EC Range 0.000 to 9.999 μS/cm, 10.00 to 99.99 μS/cm, 100.0 to 999.9 μS/cm, 1.000 to 9.999 mS/cm, 10.00 to 99.99 mS/cm, 100.0 to 1000.0 mS/cm actual EC* EC Resolution 0.001 μS/cm, 0.01 μS/cm, 0.1 μS/cm, 1 μS/cm, 0.001 mS/cm, 0.01 mS/cm, 0.1 mS/cm EC Accuracy (@25ºC/77ºF) ±1% of reading (±0.01 μS/cm) EC Calibration automatic standard recognition (0.000 μS/cm, 84.00 μS/cm, 1.413 mS/cm, 5.000 mS/cm, 12.88 mS/cm, 80.00 mS/cm, 111.8 mS/cm) or user standard; single point or multi-point calibration TDS Specifications TDS Range 0.000 to 9.999 ppm, 10.00 to 99.99 ppm, 100.0 to 999.9 ppm, 1.000 to 9.999 ppt, 10.00 to 99.99 ppt, 100.0 to 400.0 ppt actual TDS* (with 1.00 factor) TDS Resolution 0.001 ppm, 0.01 ppm, 0.1 ppm, 1 ppm, 0.001 ppt, 0.01 ppt, 0.1 ppt TDS Accuracy (@25ºC/77ºF) ±1% of reading (±0.01 ppm) Resistivity Specifications Resistivity Range 1.0 to 99.9 Ω•cm; 100 to 999 Ω•cm; 1.00 to 9.99 KΩ•cm; 10.0 to 99.9 KΩ•cm; 100 to 999 KΩ•cm; 1.00 to 9.99 MΩ•cm; 10.0 to 100.0 MΩ•cm Resistivity Resolution 0.1 Ω•cm; 1 Ω•cm; 0.01 KΩ•cm; 0.1 KΩ•cm; 1 KΩ•cm; 0.01 MΩ•cm; 0.1 MΩ•cm* Resistivity Accuracy ±2% of reading (±1 Ω•cm) Salinity Specifications Salinity Range practical scale: 0.00 to 42.00 psu; natural seawater scale: 0.00 to 80.00 ppt; percent scale: 0.0 to 400.0% Salinity Resolution 0.01 for practical scale/natural seawater scale; 0.1% for percent scale Salinity Accuracy (@25ºC/77ºF) ±1% of reading Salinity Calibration percent scale—one-point (with HI7037 standard) Temperature Specifications Temperature Range -20.0 to 120.0 ºC**; -4.0 to 248.0 ºF**; 253.15 to 393.15 K** Temperature Resolution 0.1 °C, 0.1 °F, 0.1 K Temperature Accuracy ±0.2 °C; ±0.4 °F; ±0.2 K (without probe) Temperature Compensation disabled, linear and non-linear (natural water) Temperature Coefficient 0.00 to 10.00 %/°C Reference Temperature 5.0 to 30.0 °C Additional Specifications Cell Constant 0.0500 to 200.00 Cell Type 4 cells Electrode/Probe HI1131B glass body pH electrode with BNC connector and 1 m (3.3’) cable (included); HI76312 platinum, four-ring EC/TDS probe with and 1 m (3.3’) cable (included) Temperature Probe HI7662-T stainless steel temperature probe with 1 m (3.3’) cable (included) Profiles up to 10, 5 each channel USP ⟨645⟩ Compliant yes GLP calibration data including date, time, buffers used, offset and slope for pH. Cell constant, reference temperature, temperature coefficient, calibration points, calibration time stamp, probe offset for conductivity Logging record: 100,000 data point storage, up to 100 lots with max. 50,000 records/lot; interval: settable between 1 second and max log time of 180 minutes; type: automatic, manual, AutoHOLD; additional: 200 records USP Input Channels 1 pH/ORP + 1 EC/TDS/Salinity/Resistivity Display color graphic LCD with on-screen help, graphing, and custom color configuration Connectivity USB Environment 0 to 50°C (32 to 122°F; 273 to 323 K), RH max 95% non-condensing Power Supply 12 VDC adapter (included) Dimensions 160 x 231 x 94 mm (6.3 x 9.1 x 3.7”) Weight 1.2 kg (2.64 lbs.) Ordering Information HI5521 is supplied with HI1131 pH electrode, HI7662-T temperature probe, HI76312 conductivity probe, HI76404W electrode holder, HI70004 pH 4.01 buffer solution sachet, HI70007 pH 7.01 buffer solution sachet, HI700601 electrode cleaning solution sachet (2), HI7082 3.5M KCl electrolyte solution (30 mL), 12 VDC power adapter and instructions. Notes *Uncompensated conductivity (or TDS) is the conductivity (or TDS) value without temperature compensation. **Reduced to actual probe limits | <div aria-labelledby="tab-title-description" class="woocommerce-Tabs-panel woocommerce-Tabs-panel--description panel entry-content active" id="tab-description" role="tabpanel"> <p>HI5521 เป็นเครื่องวัด pH/mV/EC/TDS/ความเค็ม/ความต้านทานไฟฟ้าแบบตั้งโต๊ะเกรดการวิจัยขั้นสูง ที่สามารถปรับแต่งได้อย่างสมบูรณ์ด้วยจอ LCD สีขนาดใหญ่ ปุ่มสัมผัสแบบคาปาซิทีฟ และพอร์ต USB สำหรับการเชื่อมต่อคอมพิวเตอร์ HI5521 มีคุณสมบัติมากมาย เช่น การบันทึกข้อมูล ขีดจำกัดการแจ้งเตือน GLP ที่ครอบคลุม และอื่นๆ อีกมากมาย ในขณะที่ยังคงความเรียบง่ายในการใช้งานด้วยทั้งคีย์เฉพาะสำหรับการทำงานตามปกติและคีย์เสมือนที่แนะนำผู้ใช้ผ่านตัวเลือกการตั้งค่า HI5521 ช่วยให้มั่นใจในการวัดค่า pH ด้วยคุณสมบัติพิเศษเฉพาะของ Hanna Instruments CAL Check™ ที่แจ้งเตือนผู้ใช้ถึงปัญหาที่อาจเกิดขึ้นระหว่างการสอบเทียบ รวมถึงหากบัฟเฟอร์มีการปนเปื้อนหรือจำเป็นต้องทำความสะอาดโพรบ</p> <p>The HI5521 is an advanced research grade benchtop pH/mV/EC/TDS/Salinity/Resistivity meter that is completely customizable with a large color LCD, capacitive touch keys, and USB port for computer connectivity. The HI5521 is rich in features including data logging, alarm limits, comprehensive GLP, and many more while retaining simplicity in use with both dedicated key for routine operation and virtual keys that guide the user through setup options. The HI5521 ensures confidence in pH measurements with the exclusive Hanna Instruments CAL Check™ feature that alerts the user to potential problems during calibration including if the buffer is contaminated or the probe needs to be cleaned.</p> <h3><strong>Details</strong></h3> <div class="std"> <p dir="ltr" id="docs-internal-guid-175472cf-5ca4-2ef9-cee1-615419278b36">The HI5521 is an advanced research grade benchtop pH/ORP and EC/TDS/Salinity/Resistivity meter that is completely customizable with a large color LCD, capacitive touch keys, and USB port for computer connectivity.</p> <p dir="ltr">The HI5521 is a two-channel meter that allows for simultaneous measure of pH or ORP on one channel and EC or related parameters on the other. Channel 1 has a BNC connection for use with the expansive line of pH and ORP electrodes that Hanna Instruments offers. The meter is supplied with the HI1131B glass body, double junction, combination pH electrode that operates over a wide temperature range from 0 to 100 °C. All readings are automatically compensated for temperature variations with the separate HI7662-T temperature probe or from the built in temperature sensor of the conductivity probe on Channel 2. The HI5521 is supplied with the HI76312 four-ring conductivity probe that operates over a wide range from 0.000 μS/cm to 1000.0 mS/cm*. The meter can be set to auto-ranging in which the meter chooses the appropriate conductivity range from seven ranges or fixed range in which the meter will only display reading in μS/cm or mS/cm. All readings are automatically compensated for temperature variations with a built in temperature sensor. The temperature correction coefficient is adjustable from 0.00 to 10.00 %/°C.</p> <p dir="ltr">As a pH meter the HI5521 can be calibrated up to five points with a choice of eight pre-programmed buffers or five custom buffers. The HI5521 features Hanna’s exclusive CAL Check™ to alert the user of potential problems during the pH calibration process. Indicators displayed during calibration include “Electrode Dirty/Broken” and “Buffer Contaminated.” The overall probe condition based on the offset and slope characteristic of the electrode is displayed as a percentage after calibration is complete. The calibration data including date, time, buffers used, offset and slope can be accessed at any time along with the current measurement by selecting the Good Laboratory Practice (GLP) display option.</p> <p dir="ltr">As an EC/TDS/Salinity/Resistivity meter the HI5521 can be calibrated up to four points with a choice of six pre-programmed conductivity standards or user defined custom standards. Resistivity, TDS, Practical Salinity (PSU) and Natural Seawater Scale are calibrated through conductivity. The % NaCl is calibrated to single point with the HI7037 salinity standard. The calibration data including date, time, and standards used, offset and cell factor can be accessed at any time along with the current measurement by selecting the Good Laboratory Practice (GLP) display option.</p> <p dir="ltr">For the measurement of high purity water used in pharmaceutical manufacturing, the HI5521 is programmed with the three stages of the USP &lt;645&gt; method. Once a stage is met a report is generated and can be saved. Up to 200 reports can be stored and with the USB port be transferred to a Windows® compatible computer.</p> <p dir="ltr">Three selectable logging modes are available: automatic, manual and AutoHold logging. Up to 100,000 data points can be recorded in 100 lots with 50,000 records max/lot on each channel and exported to a computer for data review and storage.</p> <h2 dir="ltr">Features at-a-glance</h2> <p dir="ltr"><strong>Highly Customizable User Interface</strong> – The user interface of the HI5521 allows the user to show measurements in various modes: basic measurement with or without GLP information, real-time graphing, and logging data. Calibration stability criteria can be adjusted from fast, moderate, and accurate. Programmable alarm limits can be set to inside or outside allowable limits.</p> <p dir="ltr"><strong>Color Graphic LCD </strong>– The HI5521 features a color graphic LCD with on-screen help, graphic, and custom color configurations. The display allows for real-time graphing and the use of virtual keys provide for an intuitive user interface.</p> <p dir="ltr"><strong>Capacitive Touch</strong> – The HI5521 features sensitive capacitive touch buttons for accurate keystrokes when navigating menus and screens. There are four dedicated keys that are used for routine operations including calibration and switching measurement modes and four virtual keys that change based upon use. The capacitive touch technology ensures the buttons never get clogged with sample residue.</p> <p dir="ltr"><strong>Four Ring Conductivity Probe</strong> – All readings are performed with the HI76312 four-ring conductivity probe that has a built in temperature sensor for automatic temperature correction. The four rings are made with platinum and the body of the electrode is made of Polyetherimide (PEI) plastic that is resistant to many harsh chemicals. The four-ring design allows for this probe to be used over a wide range of measurements.</p> <p dir="ltr"><strong>Choice of Calibration</strong> – Automatic buffer recognition, semiautomatic, and direct manual entry pH calibration options are available for calibrating up to five points, from a selection of eight standard buffers and up to five custom buffers. For the conductivity channel the calibration can be set to automatic standard recognition or user entry along with a choice of single or multi-point. Calibration can be performed up to four points when multi-point is selected.</p> <p dir="ltr"><strong>CAL Check™</strong> – CAL Check™ alerts users to potential problems during the calibration of the pH electrode. Indicators include “Electrode Dirty/Broken,” “Buffer Contaminated,” electrode response timeand the overall probe condition as a percentage that is based on the offset and slope characteristics.</p> <p dir="ltr"><strong>GLP Data</strong> – HI5521 includes a GLP Feature thatallows users to view calibration data and calibration expiration information at the touch of a key. Calibration data include date, time, standards used for calibration.</p> <p dir="ltr"><strong>Data Logging</strong> – Three selectable logging modes are available on the HI5521: automatic, manual, and AutoHold logging. Automatic and manual logs up to 100 lots with 50,000 records max/lot, with up to 100,000 total data points. Automatic logging features the option to save data according to sampling period and interval.</p> <p dir="ltr"><strong>Data Transfer</strong> – Data can be transferred to a PC with USB cable and HI92000 software (both sold separately).</p> <p dir="ltr"><strong>Contextual Help</strong> – Contextual help is always available through a dedicated “HELP” key. Clear tutorial messages and directions are available on-screen to quickly and easily guide users through setup and calibration. The help information displayed is relative to the setting/option being viewed.</p> <h3 class="spec-header">pH Specifications</h3> <table class="data-table" id="product-attribute-specs-table-1" style="height: 274px;" width="1135"> <colgroup> <col width="25%"/> <col/></colgroup> <tbody> <tr class="first odd"> <th class="label" style="text-align: left;">pH Range</th> <td class="data last">-2.000 to 20.000 pH</td> </tr> <tr class="even"> <th class="label" style="text-align: left;">pH Resolution</th> <td class="data last">0.1, 0.01, 0.001 pH</td> </tr> <tr class="odd"> <th class="label" style="text-align: left;">pH Accuracy (@25ºC/77ºF)</th> <td class="data last">±0.1 pH, ±0.01 pH, ±0.002 pH ±1 LSD</td> </tr> <tr class="even"> <th class="label" style="text-align: left;">pH Calibration</th> <td class="data last">automatic, up to five point calibration, eight standard buffers available (1.68, 3.00, 4.01, 6.86, 7.01, 9.18, 10.01,12.45) and five custom buffers</td> </tr> <tr class="odd"> <th class="label" style="text-align: left;">pH Temperature Compensation</th> <td class="data last">automatic or manual from -20.0 to 120.0 °C</td> </tr> <tr class="even"> <th class="label" style="text-align: left;">mV Range</th> <td class="data last">±2000 mV</td> </tr> <tr class="odd"> <th class="label" style="text-align: left;">mV Resolution</th> <td class="data last">0.1 mV</td> </tr> <tr class="even"> <th class="label" style="text-align: left;">mV Accuracy</th> <td class="data last">±0.2 mV ±1 LSD</td> </tr> <tr class="last odd"> <th class="label" style="text-align: left;">Relative mV Offset Range</th> <td class="data last">±2000 mV</td> </tr> </tbody> </table> <h3 class="spec-header">EC Specifications</h3> <table class="data-table" id="product-attribute-specs-table-2" style="height: 145px;" width="1137"> <colgroup> <col width="25%"/> <col/></colgroup> <tbody> <tr class="first odd"> <th class="label" style="text-align: left;">EC Range</th> <td class="data last">0.000 to 9.999 μS/cm, 10.00 to 99.99 μS/cm, 100.0 to 999.9 μS/cm, 1.000 to 9.999 mS/cm, 10.00 to 99.99 mS/cm, 100.0 to 1000.0 mS/cm actual EC*</td> </tr> <tr class="even"> <th class="label" style="text-align: left;">EC Resolution</th> <td class="data last">0.001 μS/cm, 0.01 μS/cm, 0.1 μS/cm, 1 μS/cm, 0.001 mS/cm, 0.01 mS/cm, 0.1 mS/cm</td> </tr> <tr class="odd"> <th class="label" style="text-align: left;">EC Accuracy (@25ºC/77ºF)</th> <td class="data last">±1% of reading (±0.01 μS/cm)</td> </tr> <tr class="last even"> <th class="label" style="text-align: left;">EC Calibration</th> <td class="data last">automatic standard recognition (0.000 μS/cm, 84.00 μS/cm, 1.413 mS/cm, 5.000 mS/cm, 12.88 mS/cm, 80.00 mS/cm, 111.8 mS/cm) or user standard; single point or multi-point calibration</td> </tr> </tbody> </table> <h3 class="spec-header">TDS Specifications</h3> <table class="data-table" id="product-attribute-specs-table-3" style="height: 101px;" width="1137"> <colgroup> <col width="25%"/> <col/></colgroup> <tbody> <tr class="first odd"> <th class="label" style="text-align: left;">TDS Range</th> <td class="data last">0.000 to 9.999 ppm, 10.00 to 99.99 ppm, 100.0 to 999.9 ppm, 1.000 to 9.999 ppt, 10.00 to 99.99 ppt, 100.0 to 400.0 ppt actual TDS* (with 1.00 factor)</td> </tr> <tr class="even"> <th class="label" style="text-align: left;">TDS Resolution</th> <td class="data last">0.001 ppm, 0.01 ppm, 0.1 ppm, 1 ppm, 0.001 ppt, 0.01 ppt, 0.1 ppt</td> </tr> <tr class="last odd"> <th class="label" style="text-align: left;">TDS Accuracy (@25ºC/77ºF)</th> <td class="data last">±1% of reading (±0.01 ppm)</td> </tr> </tbody> </table> <h3 class="spec-header">Resistivity Specifications</h3> <table class="data-table" id="product-attribute-specs-table-4" style="height: 91px;" width="1139"> <colgroup> <col width="25%"/> <col/></colgroup> <tbody> <tr class="first odd"> <th class="label" style="text-align: left;">Resistivity Range</th> <td class="data last">1.0 to 99.9 Ω•cm; 100 to 999 Ω•cm; 1.00 to 9.99 KΩ•cm; 10.0 to 99.9 KΩ•cm; 100 to 999 KΩ•cm; 1.00 to 9.99 MΩ•cm; 10.0 to 100.0 MΩ•cm</td> </tr> <tr class="even"> <th class="label" style="text-align: left;">Resistivity Resolution</th> <td class="data last">0.1 Ω•cm; 1 Ω•cm; 0.01 KΩ•cm; 0.1 KΩ•cm; 1 KΩ•cm; 0.01 MΩ•cm; 0.1 MΩ•cm*</td> </tr> <tr class="last odd"> <th class="label" style="text-align: left;">Resistivity Accuracy</th> <td class="data last">±2% of reading (±1 Ω•cm)</td> </tr> </tbody> </table> <h3 class="spec-header">Salinity Specifications</h3> <table class="data-table" id="product-attribute-specs-table-5" style="height: 125px;" width="1137"> <colgroup> <col width="25%"/> <col/></colgroup> <tbody> <tr class="first odd"> <th class="label" style="text-align: left;">Salinity Range</th> <td class="data last">practical scale: 0.00 to 42.00 psu; natural seawater scale: 0.00 to 80.00 ppt; percent scale: 0.0 to 400.0%</td> </tr> <tr class="even"> <th class="label" style="text-align: left;">Salinity Resolution</th> <td class="data last">0.01 for practical scale/natural seawater scale; 0.1% for percent scale</td> </tr> <tr class="odd"> <th class="label" style="text-align: left;">Salinity Accuracy (@25ºC/77ºF)</th> <td class="data last">±1% of reading</td> </tr> <tr class="last even"> <th class="label" style="text-align: left;">Salinity Calibration</th> <td class="data last">percent scale—one-point (with HI7037 standard)</td> </tr> </tbody> </table> <table class="data-table" id="product-attribute-specs-table-6"> <colgroup> <col width="25%"/> <col/></colgroup> </table> <h3 class="spec-header">Temperature Specifications</h3> <table class="data-table" id="product-attribute-specs-table-7" style="height: 190px;" width="1136"> <colgroup> <col width="25%"/> <col/></colgroup> <tbody> <tr class="first odd"> <th class="label" style="text-align: left;">Temperature Range</th> <td class="data last">-20.0 to 120.0 ºC**; -4.0 to 248.0 ºF**; 253.15 to 393.15 K**</td> </tr> <tr class="even"> <th class="label" style="text-align: left;">Temperature Resolution</th> <td class="data last">0.1 °C, 0.1 °F, 0.1 K</td> </tr> <tr class="odd"> <th class="label" style="text-align: left;">Temperature Accuracy</th> <td class="data last">±0.2 °C; ±0.4 °F; ±0.2 K (without probe)</td> </tr> <tr class="even"> <th class="label" style="text-align: left;">Temperature Compensation</th> <td class="data last">disabled, linear and non-linear (natural water)</td> </tr> <tr class="odd"> <th class="label" style="text-align: left;">Temperature Coefficient</th> <td class="data last">0.00 to 10.00 %/°C</td> </tr> <tr class="last even"> <th class="label" style="text-align: left;">Reference Temperature</th> <td class="data last">5.0 to 30.0 °C</td> </tr> </tbody> </table> <table class="data-table" id="product-attribute-specs-table-8"> <colgroup> <col width="25%"/> <col/></colgroup> </table> <h3 class="spec-header">Additional Specifications</h3> <table class="data-table" id="product-attribute-specs-table-9" style="height: 668px;" width="1131"> <colgroup> <col width="25%"/> <col/></colgroup> <tbody> <tr class="first odd"> <th class="label" style="text-align: left;">Cell Constant</th> <td class="data last">0.0500 to 200.00</td> </tr> <tr class="even"> <th class="label" style="text-align: left;">Cell Type</th> <td class="data last">4 cells</td> </tr> <tr class="odd"> <th class="label" style="text-align: left;">Electrode/Probe</th> <td class="data last">HI1131B glass body pH electrode with BNC connector and 1 m (3.3’) cable (included); HI76312 platinum, four-ring EC/TDS probe with and 1 m (3.3’) cable (included)</td> </tr> <tr class="even"> <th class="label" style="text-align: left;">Temperature Probe</th> <td class="data last">HI7662-T stainless steel temperature probe with 1 m (3.3’) cable (included)</td> </tr> <tr class="odd"> <th class="label" style="text-align: left;">Profiles</th> <td class="data last">up to 10, 5 each channel</td> </tr> <tr class="even"> <th class="label" style="text-align: left;">USP ⟨645⟩ Compliant</th> <td class="data last">yes</td> </tr> <tr class="odd"> <th class="label" style="text-align: left;">GLP</th> <td class="data last">calibration data including date, time, buffers used, offset and slope for pH. Cell constant, reference temperature, temperature coefficient, calibration points, calibration time stamp, probe offset for conductivity</td> </tr> <tr class="even"> <th class="label" style="text-align: left;">Logging</th> <td class="data last">record: 100,000 data point storage, up to 100 lots with max. 50,000 records/lot; interval: settable between 1 second and max log time of 180 minutes; type: automatic, manual, AutoHOLD; additional: 200 records USP</td> </tr> <tr class="odd"> <th class="label" style="text-align: left;">Input Channels</th> <td class="data last">1 pH/ORP + 1 EC/TDS/Salinity/Resistivity</td> </tr> <tr class="even"> <th class="label" style="text-align: left;">Display</th> <td class="data last">color graphic LCD with on-screen help, graphing, and custom color configuration</td> </tr> <tr class="odd"> <th class="label" style="text-align: left;">Connectivity</th> <td class="data last">USB</td> </tr> <tr class="even"> <th class="label" style="text-align: left;">Environment</th> <td class="data last">0 to 50°C (32 to 122°F; 273 to 323 K), RH max 95% non-condensing</td> </tr> <tr class="odd"> <th class="label" style="text-align: left;">Power Supply</th> <td class="data last">12 VDC adapter (included)</td> </tr> <tr class="even"> <th class="label" style="text-align: left;">Dimensions</th> <td class="data last">160 x 231 x 94 mm (6.3 x 9.1 x 3.7”)</td> </tr> <tr class="odd"> <th class="label" style="text-align: left;">Weight</th> <td class="data last">1.2 kg (2.64 lbs.)</td> </tr> <tr class="even"> <th class="label" style="text-align: left;">Ordering Information</th> <td class="data last">HI5521 is supplied with HI1131 pH electrode, HI7662-T temperature probe, HI76312 conductivity probe, HI76404W electrode holder, HI70004 pH 4.01 buffer solution sachet, HI70007 pH 7.01 buffer solution sachet, HI700601 electrode cleaning solution sachet (2), HI7082 3.5M KCl electrolyte solution (30 mL), 12 VDC power adapter and instructions.</td> </tr> <tr class="last odd"> <th class="label" style="text-align: left;">Notes</th> <td class="data last">*Uncompensated conductivity (or TDS) is the conductivity (or TDS) value without temperature compensation. **Reduced to actual probe limits</td> </tr> </tbody> </table> </div> </div> | The HI5521 is an advanced research grade benchtop pH/mV/EC/TDS/Salinity/Resistivity meter that is completely customizable with a large color LCD, capacitive touch keys, and USB port for computer connectivity. The HI5521 is rich in features including data logging, alarm limits, comprehensive GLP, and many more while retaining simplicity in use with both dedicated key for routine operation and virtual keys that guide the user through setup options. The HI5521 ensures confidence in pH measurements with the exclusive Hanna Instruments CAL Check™ feature that alerts the user to potential problems during calibration including if the buffer is contaminated or the probe needs to be cleaned. | <div class="product-short-description"> <p>The HI5521 is an advanced research grade benchtop pH/mV/EC/TDS/Salinity/Resistivity meter that is completely customizable with a large color LCD, capacitive touch keys, and USB port for computer connectivity. The HI5521 is rich in features including data logging, alarm limits, comprehensive GLP, and many more while retaining simplicity in use with both dedicated key for routine operation and virtual keys that guide the user through setup options. The HI5521 ensures confidence in pH measurements with the exclusive Hanna Instruments CAL Check™ feature that alerts the user to potential problems during calibration including if the buffer is contaminated or the probe needs to be cleaned.</p> <p> </p> </div> | https://www.hannathailand.com/wp-content/uploads/2022/06/hi55211.jpg | เครื่องวัดปริมาณฟอสเฟต ช่วงต่ำ รุ่น HI713 , เครื่องวัดปริมาณแอมโมเนีย ช่วงต่ำ รุ่น HI700 , น้ำยามาตรฐานสำหรับค่าโซเดียม , เครื่องวัดปริมาณแอมโมเนีย ในน้ำ รุ่น HI715 , เครื่องวัดคลอรีน , เครื่องวัดปริมาณไอโอดีน รุ่น HI718 , เครื่องวัดปริมาณฟลูออไรด์ ช่วงต่ำ รุ่น HI729 , เครื่องวัดปริมาณแอมโมเนีย ช่วงสูง รุ่น HI733 | <a class="woocommerce-LoopProduct-link woocommerce-loop-product__link" href="https://www.hannathailand.com/product/hi713-checker-hc-phosphate-lr/">เครื่องวัดปริมาณฟอสเฟต ช่วงต่ำ รุ่น HI713</a> , <a class="woocommerce-LoopProduct-link woocommerce-loop-product__link" href="https://www.hannathailand.com/product/hi700-checker-hc-ammonia-lr/">เครื่องวัดปริมาณแอมโมเนีย ช่วงต่ำ รุ่น HI700</a> , <a class="woocommerce-LoopProduct-link woocommerce-loop-product__link" href="https://www.hannathailand.com/product/hi7090l/">น้ำยามาตรฐานสำหรับค่าโซเดียม</a> , <a class="woocommerce-LoopProduct-link woocommerce-loop-product__link" href="https://www.hannathailand.com/product/hi715-checker-hc-ammonia-mr/">เครื่องวัดปริมาณแอมโมเนีย ในน้ำ รุ่น HI715</a> , <a class="woocommerce-LoopProduct-link woocommerce-loop-product__link" href="https://www.hannathailand.com/product/free-chlorine/">เครื่องวัดคลอรีน</a> , <a class="woocommerce-LoopProduct-link woocommerce-loop-product__link" href="https://www.hannathailand.com/product/hi718-checker-hc-iodine/">เครื่องวัดปริมาณไอโอดีน รุ่น HI718</a> , <a class="woocommerce-LoopProduct-link woocommerce-loop-product__link" href="https://www.hannathailand.com/product/hi729-checker-hc-fluoride-lr/">เครื่องวัดปริมาณฟลูออไรด์ ช่วงต่ำ รุ่น HI729</a> , <a class="woocommerce-LoopProduct-link woocommerce-loop-product__link" href="https://www.hannathailand.com/product/hi733-checker-hc-ammonia-hr/">เครื่องวัดปริมาณแอมโมเนีย ช่วงสูง รุ่น HI733</a> | https://www.hannathailand.com/wp-content/uploads/2022/06/hi55211-600x600.jpg , https://www.hannathailand.com/wp-content/uploads/2021/12/hi55213-500x500.jpg , https://www.hannathailand.com/wp-content/uploads/2021/12/hi55212-500x500.jpg , https://www.hannathailand.com/wp-content/uploads/2022/06/hi713_lg51caffcdce23e-600x600.jpg , https://www.hannathailand.com/wp-content/uploads/2022/06/hi700_400pxl-600x600.jpg , https://www.hannathailand.com/wp-content/uploads/2021/07/12-500x500.jpg , https://www.hannathailand.com/wp-content/uploads/2022/06/miniphotometerfurammoniakmittel2416_11-600x600.jpg , https://www.hannathailand.com/wp-content/uploads/2021/07/1-500x500.jpg , https://www.hannathailand.com/wp-content/uploads/2022/06/miniphotometerfuriod829_11-600x600.jpg , https://www.hannathailand.com/wp-content/uploads/2022/06/miniphotometerfurfluoridniedrig844_11-600x600.jpg , https://www.hannathailand.com/wp-content/uploads/2022/06/miniphotometerfurammoniumhoch2418_11-600x600.jpg
15 | เครื่องวัดค่าออกซิเจน รุ่น HI2004 (edge®) | สินค้าทั้งหมด , เครื่องวัดออกซิเจนในน้ำ , แบบตั้งโต๊ะ | https://www.hannathailand.com/product-category/dissolved-oxygen-meter/oxygen-benchtop/ | https://www.hannathailand.com/product/do-dissolve-oxygen-oxygen-meter-oxygen-hanna-hanna-thailand/ | HI2004 | 35,845.00 |  | <div aria-labelledby="tab-title-additional_information" class="woocommerce-Tabs-panel woocommerce-Tabs-panel--additional_information panel entry-content" id="tab-additional_information" role="tabpanel"> </div> | HI2004-02 เป็นเครื่องวัดปริมาณออกซิเจนในน้ำแบบตั้งโต๊ะ ด้วยการออกแบบที่ก้าวล้ำเป็นสุดยอดของวิสัยทัศน์ ด้วยความสามารถในการออกแบบและด้วยการวิจัยและพัฒนาระดับโลก เป็นเครื่องวัดที่ใช้งานง่ายให้ความอย่างเที่ยงตรงและความเรียบง่ายในการออกแบบทันสมัยและเพรียวบาง เครื่องวัดจะรับรู้สถานะหัววัด (Electrode) โดยอัตโนมัติโดยรู้ข้อมูลการสอบเทียบ ได้ผลลัพธ์ที่รวดเร็วและเชื่อถือได้ Hanna Instruments is proud to introduce the world’s most innovative DO meter: edge®. edge’s groundbreaking design is the culmination of Hanna’s vision, design capabilities, integrated production and world class R&D. edge is a single meter that can measure Dissolved Oxygen and is incredibly easy to use. Slim designed Clark Type Polarographic DO probe edge® utilizes a ½” diameter Clark type polarographic DO probe with replaceable PTFE membrane caps. This small diameter probe is ideal for many applications including those that require in situ DO measurement such as in a wine bottle. Capacitive Touch edge features a capacitive touch keypad that gives a distinctive, modern look. The keypad is sensitive enough to be used with laboratory gloves and has a fast response. Since the keypad is part of the screen, there are no buttons to get clogged with sample residue. Large Easy to Read LCD edge features a 5.5” LCD display that you can clearly view from over 5 meters. The large display and it’s wide 150° viewing angle provide one of the easiest to read LCD’s in the industry. DO Specifications DO Range 0.00 to 45.00 ppm (mg/L), 0.0 up to 300.0% saturation DO Resolution 0.01 ppm (mg/L); 0.1% saturation DO Accuracy ±1.5% of reading ±1 digit DO Calibration automatic one or two point at 100% saturation (8.26 mg/L) and 0% saturation (0 mg/L). DO Temperature Compensation ATC: 0 to 50 ºC; 32.0 to 122.0 °F Salinity Compenstaion 0 to 40 g/L (with 1 g/L resolution) DO Altitude Compensation -500 to 4000 m (with 100 m resolution) Temperature Specifications Temperature Range -20.0 to 120.0 ºC, -4.0 to 248.0 °F Temperature Resolution 0.1 °C, 0.1 °F Temperature Accuracy ±0.5 °C, ±0.9 °F °C/°F Yes | <div aria-labelledby="tab-title-description" class="woocommerce-Tabs-panel woocommerce-Tabs-panel--description panel entry-content active" id="tab-description" role="tabpanel"> <p><strong>HI2004-02 </strong>เป็นเครื่องวัดปริมาณออกซิเจนในน้ำแบบตั้งโต๊ะ ด้วยการออกแบบที่ก้าวล้ำเป็นสุดยอดของวิสัยทัศน์ ด้วยความสามารถในการออกแบบและด้วยการวิจัยและพัฒนาระดับโลก เป็นเครื่องวัดที่ใช้งานง่ายให้ความอย่างเที่ยงตรงและความเรียบง่ายในการออกแบบทันสมัยและเพรียวบาง เครื่องวัดจะรับรู้สถานะหัววัด (Electrode) โดยอัตโนมัติโดยรู้ข้อมูลการสอบเทียบ ได้ผลลัพธ์ที่รวดเร็วและเชื่อถือได้</p> <p>Hanna Instruments is proud to introduce the world’s most innovative DO meter: edge®.</p> <p>edge’s groundbreaking design is the culmination of Hanna’s vision, design capabilities, integrated production and world class R&amp;D. edge is a single meter that can measure <strong>Dissolved Oxygen</strong> and is incredibly easy to use.</p> <p> </p> <p><img alt="Capacitive Touch" decoding="async" src="http://hannainst.com/media/wysiwyg/products/electrodes/replaceable-membrane.png"/></p> <h4>Slim designed Clark Type Polarographic DO probe</h4> <p>edge® utilizes a ½” diameter Clark type polarographic DO probe with replaceable PTFE membrane caps. This small diameter probe is ideal for many applications including those that require in situ DO measurement such as in a wine bottle.</p> <p><img alt="Capacitive Touch" decoding="async" src="http://hannainst.com/media/wysiwyg/products/edge/hi20034_touch.jpg"/></p> <h4>Capacitive Touch</h4> <p>edge features a capacitive touch keypad that gives a distinctive, modern look. The keypad is sensitive enough to be used with laboratory gloves and has a fast response. Since the keypad is part of the screen, there are no buttons to get clogged with sample residue.</p> <p><img alt="Clear Full Text Readout" decoding="async" src="http://hannainst.com/media/wysiwyg/products/edge/hi2002_screen.png"/></p> <h4>Large Easy to Read LCD</h4> <p>edge features a 5.5” LCD display that you can clearly view from over 5 meters. The large display and it’s wide 150° viewing angle provide one of the easiest to read LCD’s in the industry.</p> <h3 class="spec-header">DO Specifications</h3> <table class="data-table" id="product-attribute-specs-table-4"> <colgroup> <col width="25%"/> <col/></colgroup> <tbody> <tr class="first odd"> <th class="label">DO Range</th> <td class="data last">0.00 to 45.00 ppm (mg/L), 0.0 up to 300.0% saturation</td> </tr> <tr class="even"> <th class="label">DO Resolution</th> <td class="data last">0.01 ppm (mg/L); 0.1% saturation</td> </tr> <tr class="odd"> <th class="label">DO Accuracy</th> <td class="data last">±1.5% of reading ±1 digit</td> </tr> <tr class="even"> <th class="label">DO Calibration</th> <td class="data last">automatic one or two point at 100% saturation (8.26 mg/L) and 0% saturation (0 mg/L).</td> </tr> <tr class="odd"> <th class="label">DO Temperature Compensation</th> <td class="data last">ATC: 0 to 50 ºC; 32.0 to 122.0 °F</td> </tr> <tr class="even"> <th class="label">Salinity Compenstaion</th> <td class="data last">0 to 40 g/L (with 1 g/L resolution)</td> </tr> <tr class="last odd"> <th class="label">DO Altitude Compensation</th> <td class="data last">-500 to 4000 m (with 100 m resolution)</td> </tr> </tbody> </table> <table class="data-table" id="product-attribute-specs-table-5"> <colgroup> <col width="25%"/> <col/></colgroup> </table> <h3 class="spec-header">Temperature Specifications</h3> <table class="data-table" id="product-attribute-specs-table-6"> <colgroup> <col width="25%"/> <col/></colgroup> <tbody> <tr class="first odd"> <th class="label">Temperature Range</th> <td class="data last">-20.0 to 120.0 ºC, -4.0 to 248.0 °F</td> </tr> <tr class="even"> <th class="label">Temperature Resolution</th> <td class="data last">0.1 °C, 0.1 °F</td> </tr> <tr class="odd"> <th class="label">Temperature Accuracy</th> <td class="data last">±0.5 °C, ±0.9 °F</td> </tr> <tr class="last even"> <th class="label">°C/°F</th> <td class="data last">Yes</td> </tr> </tbody> </table> </div> | Hanna Instruments is proud to introduce the world’s most innovative DO meter: edge®. edge’s groundbreaking design is the culmination of Hanna’s vision, design capabilities, integrated production and world class R&D. edge is a single meter that can measure Dissolved Oxygen and is incredibly easy to use. | <div class="product-short-description"> <p>Hanna Instruments is proud to introduce the world’s most innovative DO meter: edge®.</p> <p>edge’s groundbreaking design is the culmination of Hanna’s vision, design capabilities, integrated production and world class R&amp;D. edge is a single meter that can measure Dissolved Oxygen and is incredibly easy to use.</p> </div> | https://www.hannathailand.com/wp-content/uploads/2022/06/hi20041.jpg | น้ำยามาตรฐานสอบเทียบ ค่ามาตรฐานความเค็ม , เซ็นเซอร์วัดออกซิเจนในน้ำสำหรับ HI9829 มัลติพารามิเตอร์ , เครื่องวัดปริมาณไนไตรท์ ช่วงต่ำ รุ่น HI707 , เครื่องวัดคลอรีน , เครื่องวัดปริมาณฟลูออไรด์ ช่วงต่ำ รุ่น HI729 , น้ำยามาตรฐานสอบเทียบ , เครื่องวัดปริมาณฟอสฟอรัส ช่วงต่ำมาก รุ่น HI736 , เครื่องวัดปริมาณไนไตรท์ ช่วงสูง ในตัวอย่างน้ำ รุ่น HI708 | <a class="woocommerce-LoopProduct-link woocommerce-loop-product__link" href="https://www.hannathailand.com/product/hi7083l/">น้ำยามาตรฐานสอบเทียบ ค่ามาตรฐานความเค็ม</a> , <a class="woocommerce-LoopProduct-link woocommerce-loop-product__link" href="https://www.hannathailand.com/product/hi7609829-2/">เซ็นเซอร์วัดออกซิเจนในน้ำสำหรับ HI9829 มัลติพารามิเตอร์</a> , <a class="woocommerce-LoopProduct-link woocommerce-loop-product__link" href="https://www.hannathailand.com/product/hi707-checker-hc-nitrite-lr/">เครื่องวัดปริมาณไนไตรท์ ช่วงต่ำ รุ่น HI707</a> , <a class="woocommerce-LoopProduct-link woocommerce-loop-product__link" href="https://www.hannathailand.com/product/free-chlorine/">เครื่องวัดคลอรีน</a> , <a class="woocommerce-LoopProduct-link woocommerce-loop-product__link" href="https://www.hannathailand.com/product/hi729-checker-hc-fluoride-lr/">เครื่องวัดปริมาณฟลูออไรด์ ช่วงต่ำ รุ่น HI729</a> , <a class="woocommerce-LoopProduct-link woocommerce-loop-product__link" href="https://www.hannathailand.com/product/hi9828-25/">น้ำยามาตรฐานสอบเทียบ</a> , <a class="woocommerce-LoopProduct-link woocommerce-loop-product__link" href="https://www.hannathailand.com/product/phosphorous-marine/">เครื่องวัดปริมาณฟอสฟอรัส ช่วงต่ำมาก รุ่น HI736</a> , <a class="woocommerce-LoopProduct-link woocommerce-loop-product__link" href="https://www.hannathailand.com/product/hi708-checker-hc-nitrite-hr/">เครื่องวัดปริมาณไนไตรท์ ช่วงสูง ในตัวอย่างน้ำ รุ่น HI708</a> | https://www.hannathailand.com/wp-content/uploads/2021/07/10-500x500.jpg , https://www.hannathailand.com/wp-content/uploads/2021/07/5-500x500.jpg , https://www.hannathailand.com/wp-content/uploads/2022/06/hi707400-600x600.jpg , https://www.hannathailand.com/wp-content/uploads/2021/07/1-500x500.jpg , https://www.hannathailand.com/wp-content/uploads/2022/06/miniphotometerfurfluoridniedrig844_11-600x600.jpg , https://www.hannathailand.com/wp-content/uploads/2021/07/8-500x500.jpg , https://www.hannathailand.com/wp-content/uploads/2021/12/HI736-600x600.jpg , https://www.hannathailand.com/wp-content/uploads/2022/06/miniphotometerfurnitrithoch2420_11-600x600.jpg
16 | เครื่องวัดค่าออกซิเจนที่ละลายในน้ำ รุ่น HI2040 edge™ | สินค้าทั้งหมด , เครื่องวัดออกซิเจนในน้ำ , แบบตั้งโต๊ะ | https://www.hannathailand.com/product-category/dissolved-oxygen-meter/oxygen-benchtop/ | https://www.hannathailand.com/product/hi2040-edge-dissolved-oxygen-do-meter/ | HI2040-02 | 40,660.00 |  | <div aria-labelledby="tab-title-additional_information" class="woocommerce-Tabs-panel woocommerce-Tabs-panel--additional_information panel entry-content" id="tab-additional_information" role="tabpanel"> </div> | Hanna Instruments มีความภูมิใจที่จะนำเสนอเครื่องวัด pH, EC และ DO… edge™ ที่ล้ำสมัยที่สุดในโลก Edge บางและน้ำหนักเบา วัดความหนาเพียง 1⁄2” และหนักน้อยกว่า 9 ออนซ์ Edge มีมุมมองที่กว้างอย่างไม่น่าเชื่อ, LCD ขนาด 5.5 นิ้ว และแผงปุ่มกดสัมผัสแบบ capacitive ที่ละเอียดอ่อน edge วัดค่า pH การนำไฟฟ้า และออกซิเจนละลายน้ำผ่านอิเล็กโทรดดิจิทัลที่เป็นเอกลักษณ์ อิเล็กโทรดดิจิทัลเหล่านี้ได้รับการจดจำโดยอัตโนมัติ ให้ประเภทเซ็นเซอร์ ข้อมูลการสอบเทียบ และหมายเลขซีเรียลเมื่อเชื่อมต่อกับ Edge ด้วยขั้วต่อขนาด 3.5 มม. ที่เสียบปลั๊กได้ง่าย การออกแบบอเนกประสงค์ของ edge ใช้งานได้ทั้งที่บ้านในมือของคุณ บนม้านั่งในห้องปฏิบัติการ หรือติดตั้งบนผนัง ช่วยให้การวัด การกำหนดค่า การสอบเทียบ การวินิจฉัย การบันทึก และการถ่ายโอนข้อมูลไปยังคอมพิวเตอร์หรือไดรฟ์ USB ง่ายขึ้น edge มี CAL-CHECK® เอกสิทธิ์เฉพาะของ Hanna เพื่อเตือนคุณว่าอิเล็กโทรด pH ที่คุณใช้ไม่สะอาด หรือบัฟเฟอร์ของคุณมีการปนเปื้อนระหว่างการสอบเทียบหรือไม่ นอกจากนี้ ตัวบ่งชี้ยังแสดงเวลาตอบสนองและสภาพของโพรบที่อิงตามออฟเซ็ตและความชันของอิเล็กโทรดอีกด้วย นอกจากนี้เรายังได้เพิ่มเซ็นเซอร์-ตรวจสอบสำหรับเซ็นเซอร์ที่มีพินที่ตรงกันด้วย: ตอนนี้จะเตือนคุณว่าหลอด pH แตกหรือหากหัวต่อของอิเล็กโทรดอุดตัน edge คือจุดสุดยอดของวิสัยทัศน์ ความสามารถในการออกแบบ สิ่งอำนวยความสะดวกการผลิตแบบครบวงจร และทีมงาน R&D ระดับโลก ด้วยความได้เปรียบ ฮันนาได้สร้างมาตรฐานใหม่! คุณสมบัติ การออกแบบที่บางและน้ำหนักเบา มัลติพารามิเตอร์ (ความสามารถในการวัด pH, EC หรือ DO) เทคโนโลยีการตรวจสอบอิเล็กโทรด pH (การตรวจสอบเซ็นเซอร์และการตรวจสอบแคล) จุดสอบเทียบหลายจุด เซนเซอร์วัดอุณหภูมิในตัวบนขั้วไฟฟ้าทั้งหมด เข้าสู่ระบบตามความต้องการ จอแอลซีดีขนาดใหญ่อ่านง่าย สัมผัสแบบคาปาซิทีฟ พอร์ต USB คู่ คุณสมบัติ GLP แบตเตอรี่แบบชาร์จไฟได้ Hanna Instruments is proud to introduce the world’s most innovative pH, EC, and DO meter… edge™. edge is thin and lightweight, measuring just 1⁄2” thick and weighing less than 9 ounces. edge has an incredibly wide viewing angle, 5.5” LCD and a sensitive capacitive touch keypad. edge measures pH, conductivity and dissolved oxygen through its unique digital electrodes. These digital electrodes are auto-recognized. Providing sensor type, calibration data and serial number when connected to edge with an easy to plug-in 3.5mm connector. edge’s versatile design is equally at home in your hand, on a lab bench or mounted on a wall. It simplifies measurement, configuration, calibration, diagnostics, logging and transferring data to a computer or a USB drive. edge features Hanna’s exclusive CAL-CHECK® to warn you if the pH electrode you are using is not clean or if your buffers are contaminated during calibration. Indicators are also displayed for response time and probe condition that is based on the offset and slope of the electrode. We have also added to SENSOR-CHECK for sensors with matching pin: now it warns you if the pH bulb is cracked or if the junction of the electrode is clogged. edge is the culmination of Hanna’s vision, design capabilities, integrated production facilities, and world class R&D teams. With edge, Hanna has set the new standard! FEATURES Thin, Lightweight Design Multiparameter (ability to measure pH, EC or DO) pH Electrode Monitoring Technology (Sensor Check and Cal Check) Multiple Calibration Points Built-in Temperature Sensor on all Electrodes Log on Demand Large, easy to read LCD Capacitive Touch Dual USB ports GLP feature Rechargeable Battery Order Information: edge HI2040-02 (230V) includes benchtop docking station with electrode holder, wall mount cradle, USB cable, HI 764080 Dissolved Oxygen electrode, HI 7041S Refill electrolyte solution, 2 DO membrane caps, 2 DO membrane cap o-rings, 5 VDC power adapter, and instruction manual. Product Manuals Manual: Download Specification : DO Range 0.00 to 45.00 mg/L (ppm) 0.0 to 300.0% saturation DO Resolution 0.01 mg/L (ppm) 0.1% saturation DO Accuracy @ 25°C/77°F ±1.5% of reading ±1 digit DO Calibration Points 1 point slope calibration with probe in water saturated air (100%) 1 point offset calibration in HI 7040 solution (0%) DO Temperature Compensation Automatic: 0.0 to 50.0°C; 32.0 to 122.0°F DO Salinity Compensation 0 to 40 g/L (1 g/L resolution) DO Altitude Compensation -500 to 4000m (100m resolution), -1640 to 13120’ (328’ resolution) Temperature Range [°C/°F] -20.0 to 120.0°C; -4.0 to 248.0°F Temperature Resolution 0.1°C; 0.1°F Temperature Accuracy @ 25°C/77°F ±0.5°C; ±1.0°F °C/°F YES GLP YES Keyboard 9 Keys (on/off, 8 dedicated) Log Feature Up to 1000 records organized in Manual Log on demand (Max. 200 logs), Manual log on Stability (Max. 200 logs), Interval logging with up to 100 lots (Max. 600 logs/lot) Storage Interface USB PC Interface Micro USB Power Supply 5 VDC Dimensions 202 x 140 x 12.7 mm (8” x 5.5” x .05”) Weight 250 grams (8.82 oz.) * with temperature compensation function disabled ** temperature limits will be reduced to actual probe/sensor limits *** pH 3.00 is only visible when using specific pH electrodes and will replace pH 4.01 buffer | <div aria-labelledby="tab-title-description" class="woocommerce-Tabs-panel woocommerce-Tabs-panel--description panel entry-content active" id="tab-description" role="tabpanel"> <div class="almost_half_cell" id="gt-res-content"> <div dir="ltr"> <div class="almost_half_cell" id="gt-res-content"> <div dir="ltr"> <p>Hanna Instruments มีความภูมิใจที่จะนำเสนอเครื่องวัด pH, EC และ DO… edge™ ที่ล้ำสมัยที่สุดในโลก</p> <p>Edge บางและน้ำหนักเบา วัดความหนาเพียง 1⁄2” และหนักน้อยกว่า 9 ออนซ์ Edge มีมุมมองที่กว้างอย่างไม่น่าเชื่อ, LCD ขนาด 5.5 นิ้ว และแผงปุ่มกดสัมผัสแบบ capacitive ที่ละเอียดอ่อน</p> <p>edge วัดค่า pH การนำไฟฟ้า และออกซิเจนละลายน้ำผ่านอิเล็กโทรดดิจิทัลที่เป็นเอกลักษณ์ อิเล็กโทรดดิจิทัลเหล่านี้ได้รับการจดจำโดยอัตโนมัติ ให้ประเภทเซ็นเซอร์ ข้อมูลการสอบเทียบ และหมายเลขซีเรียลเมื่อเชื่อมต่อกับ Edge ด้วยขั้วต่อขนาด 3.5 มม. ที่เสียบปลั๊กได้ง่าย การออกแบบอเนกประสงค์ของ edge ใช้งานได้ทั้งที่บ้านในมือของคุณ บนม้านั่งในห้องปฏิบัติการ หรือติดตั้งบนผนัง ช่วยให้การวัด การกำหนดค่า การสอบเทียบ การวินิจฉัย การบันทึก และการถ่ายโอนข้อมูลไปยังคอมพิวเตอร์หรือไดรฟ์ USB ง่ายขึ้น<br/> edge มี CAL-CHECK® เอกสิทธิ์เฉพาะของ Hanna เพื่อเตือนคุณว่าอิเล็กโทรด pH ที่คุณใช้ไม่สะอาด หรือบัฟเฟอร์ของคุณมีการปนเปื้อนระหว่างการสอบเทียบหรือไม่ นอกจากนี้ ตัวบ่งชี้ยังแสดงเวลาตอบสนองและสภาพของโพรบที่อิงตามออฟเซ็ตและความชันของอิเล็กโทรดอีกด้วย นอกจากนี้เรายังได้เพิ่มเซ็นเซอร์-ตรวจสอบสำหรับเซ็นเซอร์ที่มีพินที่ตรงกันด้วย: ตอนนี้จะเตือนคุณว่าหลอด pH แตกหรือหากหัวต่อของอิเล็กโทรดอุดตัน</p> <p>edge คือจุดสุดยอดของวิสัยทัศน์ ความสามารถในการออกแบบ สิ่งอำนวยความสะดวกการผลิตแบบครบวงจร และทีมงาน R&amp;D ระดับโลก ด้วยความได้เปรียบ ฮันนาได้สร้างมาตรฐานใหม่!</p> <p>คุณสมบัติ</p> <ul> <li>การออกแบบที่บางและน้ำหนักเบา</li> <li>มัลติพารามิเตอร์ (ความสามารถในการวัด pH, EC หรือ DO)</li> <li>เทคโนโลยีการตรวจสอบอิเล็กโทรด pH (การตรวจสอบเซ็นเซอร์และการตรวจสอบแคล)</li> <li>จุดสอบเทียบหลายจุด</li> <li>เซนเซอร์วัดอุณหภูมิในตัวบนขั้วไฟฟ้าทั้งหมด</li> <li>เข้าสู่ระบบตามความต้องการ</li> <li>จอแอลซีดีขนาดใหญ่อ่านง่าย</li> <li>สัมผัสแบบคาปาซิทีฟ</li> <li>พอร์ต USB คู่</li> <li>คุณสมบัติ GLP</li> <li>แบตเตอรี่แบบชาร์จไฟได้</li> </ul> <p style="text-align: justify;">Hanna Instruments is proud to introduce the world’s most innovative pH, EC, and DO meter… edge™.</p> <p style="text-align: justify;">edge is thin and lightweight, measuring just 1⁄2” thick and weighing less than 9 ounces. edge has an incredibly wide viewing angle, 5.5” LCD and a sensitive capacitive touch keypad.</p> <p style="text-align: justify;">edge measures pH, conductivity and dissolved oxygen through its unique digital electrodes. These digital electrodes are auto-recognized. Providing sensor type, calibration data and serial number when connected to edge with an easy to plug-in 3.5mm connector. edge’s versatile design is equally at home in your hand, on a lab bench or mounted on a wall. It simplifies measurement, configuration, calibration, diagnostics, logging and transferring data to a computer or a USB drive.<br/> edge features Hanna’s exclusive CAL-CHECK® to warn you if the pH electrode you are using is not clean or if your buffers are contaminated during calibration. Indicators are also displayed for response time and probe condition that is based on the offset and slope of the electrode. We have also added to SENSOR-CHECK for sensors with matching pin: now it warns you if the pH bulb is cracked or if the junction of the electrode is clogged.</p> <p style="text-align: justify;">edge is the culmination of Hanna’s vision, design capabilities, integrated production facilities, and world class R&amp;D teams. With edge, Hanna has set the new standard!</p> <p style="text-align: justify;">FEATURES</p> <ul style="text-align: justify;"> <li>Thin, Lightweight Design</li> <li>Multiparameter (ability to measure pH, EC or DO)</li> <li>pH Electrode Monitoring Technology (Sensor Check and Cal Check)</li> <li>Multiple Calibration Points</li> <li>Built-in Temperature Sensor on all Electrodes</li> <li>Log on Demand</li> <li>Large, easy to read LCD</li> <li>Capacitive Touch</li> <li>Dual USB ports</li> <li>GLP feature</li> <li>Rechargeable Battery</li> </ul> <p style="text-align: justify;"> <p style="text-align: justify;"> <p style="text-align: justify;"><strong>Order Information:</strong> edge HI2040-02 (230V) includes benchtop docking station with electrode holder, wall mount cradle, USB cable, HI 764080 Dissolved Oxygen electrode, HI 7041S Refill electrolyte solution, 2 DO membrane caps, 2 DO membrane cap o-rings, 5 VDC power adapter, and instruction manual.</p> <div><strong>Product Manuals</strong></div> <p style="text-align: justify;"><img align="absmiddle" alt="" border="0" decoding="async" height="22" loading="lazy" src="http://www.hannainst.com/usa/images/icon-pdf.gif" width="20"/> Manual: <a href="http://www.hannathai.com/manuals/en/edge_05_15.pdf" rel="noopener" target="_blank" title="Download Product Manual">Download</a></p> <p style="text-align: justify;"><strong>Specification :</strong></p> <table class="spec_table"> <tbody> <tr> <td>DO Range</td> <td></td> <td>0.00 to 45.00 mg/L (ppm) 0.0 to 300.0% saturation</td> </tr> <tr> <td>DO Resolution</td> <td></td> <td>0.01 mg/L (ppm) 0.1% saturation</td> </tr> <tr> <td>DO Accuracy @ 25°C/77°F</td> <td></td> <td>±1.5% of reading ±1 digit</td> </tr> <tr> <td>DO Calibration Points</td> <td></td> <td>1 point slope calibration with probe in water saturated air (100%) 1 point offset calibration in HI 7040 solution (0%)</td> </tr> <tr> <td>DO Temperature Compensation</td> <td></td> <td>Automatic: 0.0 to 50.0°C; 32.0 to 122.0°F</td> </tr> <tr> <td>DO Salinity Compensation</td> <td></td> <td>0 to 40 g/L (1 g/L resolution)</td> </tr> <tr> <td>DO Altitude Compensation</td> <td></td> <td>-500 to 4000m (100m resolution), -1640 to 13120’ (328’ resolution)</td> </tr> <tr> <td>Temperature Range [°C/°F]</td> <td></td> <td>-20.0 to 120.0°C; -4.0 to 248.0°F</td> </tr> <tr> <td>Temperature Resolution</td> <td></td> <td>0.1°C; 0.1°F</td> </tr> <tr> <td>Temperature Accuracy @ 25°C/77°F</td> <td></td> <td>±0.5°C; ±1.0°F</td> </tr> <tr> <td>°C/°F</td> <td></td> <td>YES</td> </tr> <tr> <td>GLP</td> <td></td> <td>YES</td> </tr> <tr> <td>Keyboard</td> <td></td> <td>9 Keys (on/off, 8 dedicated)</td> </tr> <tr> <td>Log Feature</td> <td></td> <td>Up to 1000 records organized in Manual Log on demand (Max. 200 logs), Manual log on Stability (Max. 200 logs), Interval logging with up to 100 lots (Max. 600 logs/lot)</td> </tr> <tr> <td>Storage Interface</td> <td></td> <td>USB</td> </tr> <tr> <td>PC Interface</td> <td></td> <td>Micro USB</td> </tr> <tr> <td>Power Supply</td> <td></td> <td>5 VDC</td> </tr> <tr> <td>Dimensions</td> <td></td> <td>202 x 140 x 12.7 mm (8” x 5.5” x .05”)</td> </tr> <tr> <td>Weight</td> <td></td> <td>250 grams (8.82 oz.)</td> </tr> <tr> <td>*</td> <td></td> <td>with temperature compensation function disabled</td> </tr> <tr> <td>**</td> <td></td> <td>temperature limits will be reduced to actual probe/sensor limits</td> </tr> <tr> <td>***</td> <td></td> <td>pH 3.00 is only visible when using specific pH electrodes and will replace pH 4.01 buffer</td> </tr> </tbody> </table> </p></p></div> </div> </div> </div> </div> | edge measures pH, conductivity and dissolved oxygen through its unique digital electrodes | <div class="product-short-description"> <p>edge measures pH, conductivity and dissolved oxygen through its unique digital electrodes</p> </div> | https://www.hannathailand.com/wp-content/uploads/2022/06/edgeelectrodebeakerincradle01.jpg | เครื่องวัดค่าเหล็ก รุ่น HI721 , เครื่องวัดคลอรีน , เครื่องวัดปริมาณโบรมีน ในตัวอย่างน้ำ รุ่น HI716 , เครื่องวัดปริมาณไอโอดีน รุ่น HI718 , เครื่องวัดปริมาณคลอรีนอิสระ รุ่น HI701 , ซัลไฟด์สารต้านอนุมูลอิสระบัฟเฟอร์ , เซ็นเซอร์วัดออกซิเจนในน้ำสำหรับ HI9829 มัลติพารามิเตอร์ , เครื่องวัดปริมาณฟอสฟอรัส ช่วงต่ำมาก รุ่น HI736 | <a class="woocommerce-LoopProduct-link woocommerce-loop-product__link" href="https://www.hannathailand.com/product/hi721-checker-hc-iron/">เครื่องวัดค่าเหล็ก รุ่น HI721</a> , <a class="woocommerce-LoopProduct-link woocommerce-loop-product__link" href="https://www.hannathailand.com/product/free-chlorine/">เครื่องวัดคลอรีน</a> , <a class="woocommerce-LoopProduct-link woocommerce-loop-product__link" href="https://www.hannathailand.com/product/hi716-checker-hc-bromine/">เครื่องวัดปริมาณโบรมีน ในตัวอย่างน้ำ รุ่น HI716</a> , <a class="woocommerce-LoopProduct-link woocommerce-loop-product__link" href="https://www.hannathailand.com/product/hi718-checker-hc-iodine/">เครื่องวัดปริมาณไอโอดีน รุ่น HI718</a> , <a class="woocommerce-LoopProduct-link woocommerce-loop-product__link" href="https://www.hannathailand.com/product/hi701-checker-hc-free-chlorine/">เครื่องวัดปริมาณคลอรีนอิสระ รุ่น HI701</a> , <a class="woocommerce-LoopProduct-link woocommerce-loop-product__link" href="https://www.hannathailand.com/product/hi4015-00/">ซัลไฟด์สารต้านอนุมูลอิสระบัฟเฟอร์</a> , <a class="woocommerce-LoopProduct-link woocommerce-loop-product__link" href="https://www.hannathailand.com/product/hi7609829-2/">เซ็นเซอร์วัดออกซิเจนในน้ำสำหรับ HI9829 มัลติพารามิเตอร์</a> , <a class="woocommerce-LoopProduct-link woocommerce-loop-product__link" href="https://www.hannathailand.com/product/phosphorous-marine/">เครื่องวัดปริมาณฟอสฟอรัส ช่วงต่ำมาก รุ่น HI736</a> | https://www.hannathailand.com/wp-content/uploads/2022/06/edgeelectrodebeakerincradle01-600x600.jpg , https://www.hannathailand.com/wp-content/uploads/2022/06/edgeusbports01-600x600.jpg , https://www.hannathailand.com/wp-content/uploads/2022/06/edgewithscreenvertical01-600x600.jpg , https://www.hannathailand.com/wp-content/uploads/2021/12/edgeset52c18cdf27090-500x500.jpg , https://www.hannathailand.com/wp-content/uploads/2021/12/doedge-500x325.jpg , https://www.hannathailand.com/wp-content/uploads/2022/06/miniphotometerfureisen832_11-600x600.jpg , https://www.hannathailand.com/wp-content/uploads/2021/07/1-500x500.jpg , https://www.hannathailand.com/wp-content/uploads/2022/06/miniphotometerfurfreiesgesamtchlor704_11-600x600.jpg , https://www.hannathailand.com/wp-content/uploads/2022/06/miniphotometerfuriod829_11-600x600.jpg , https://www.hannathailand.com/wp-content/uploads/2021/11/hi701-500x500.jpg , https://www.hannathailand.com/wp-content/uploads/2021/07/7-500x500.jpg , https://www.hannathailand.com/wp-content/uploads/2021/07/5-500x500.jpg , https://www.hannathailand.com/wp-content/uploads/2021/12/HI736-600x600.jpg
17 | เครื่องวัดค่าออกซิเจนที่ละลายในน้ำ รุ่น HI5421 | สินค้าทั้งหมด , เครื่องวัดออกซิเจนในน้ำ , แบบตั้งโต๊ะ | https://www.hannathailand.com/product-category/dissolved-oxygen-meter/oxygen-benchtop/ | https://www.hannathailand.com/product/do-meter-do-meter-dissolve-oxygen-hanna-hanna-thailand/ | HI5421 | 53,607.00 |  | <div aria-labelledby="tab-title-additional_information" class="woocommerce-Tabs-panel woocommerce-Tabs-panel--additional_information panel entry-content" id="tab-additional_information" role="tabpanel"> </div> | Hanna รุ่น HI5421-02 เป็นเครื่องวัดระดับคุณภาพสำหรับงานวิจัยทางวิทยาศาสตร์ และพอร์ต USB สำหรับการเชื่อมต่อคอมพิวเตอร์ ความสามารถในการวัดที่หลากหลายสามารถวัดค่า DO, BOD, OUR, SOUR ความดันบรรยากาศ (Atmospheric pressure) และอุณหภูมิ หน้าจอแอลซีดีกราฟิก Backlit เพื่อความชัดเจนที่ดีขึ้นและใช้งานง่ายปุ่มกดสัมผัส นี้เป็นเครื่องมือขั้นสูงที่มีระบบเมนูที่ใช้งานง่ายเพื่อปรับปรุงกระบวนการขั้นตอนการทำงานและให้วัดที่ถูกต้องรวดเร็วและมีประสิทธิภาพ The HI5421 is an advanced research grade benchtop Dissolved Oxygen and BOD meter that is completely customizable with a large color LCD, capacitive touch keys, and USB port for computer connectivity. The HI5421 is rich in features including data logging, alarm limits, comprehensive GLP, and many more while retaining simplicity in use with both dedicated key for routine operation and virtual keys that guide the user through setup options. The HI5421 is an advanced research grade benchtop dissolved oxygen and BOD meter that is completely customizable with a large color LCD, capacitive touch keys, and USB port for computer connectivity. The HI5421 is supplied with the HI76483 Clark-Type Polarographic probe that measures a wide range of dissolved oxygen from 0.0 to 600% saturation and 0.00 to 90.00 mg/L (ppm). The HI76483 is only 12 mm in diameter and has a built in thermistor temperature sensor that compensates for temperature variations from 0 to 50 oC. The HI5421 can be calibrated automatically to two points (0% and 100% saturation or 0.00 mg/L and 8.26 mg/L) or to a user-defined value. The calibration data including date, time, and calibration points can be accessed at any time along with the current measurement by selecting the Good Laboratory Practice (GLP) display option. Readings are compensated for barometric pressure by a built in pressure transducer located in the meter. Calibration of the barometric pressure is single point with manual entry of current value obtained from local weather service or other device. Barometric pressure is displayed in a multiple choice of units including mmHg, mbar, kPa, mHg, psi, and atm. The HI5421 also allow for automatic salinity compensation with a selectable salinity range of 0 to 45 g/L. The HI5421 offers three additional measurement modes: Biological Oxygen Demand (BOD), Oxygen Uptake Rate (OUR) and Specific Oxygen Uptake Rate (SOUR). Simply enter values and take readings at appropriate times and the meter will automatically calculate the values. Three selectable logging modes are available: automatic, manual and AutoHold logging. Up to 100,000 data points can be recorded in 100 lots with 50,000 records max/lot and exported to a computer for data review and storage. Features at-a-glance Highly Customizable User Interface – The user interface of the HI5421 allows the user to show measurements in various modes: basic measurement with or without GLP information, real-time graphing, and logging data. Calibration stability criteria can be adjusted from fast, moderate, and accurate. Programmable alarm limits can be set to inside or outside allowable limits. Color Graphic LCD – The HI5421 features a color graphic LCD with on-screen help, graphic, and custom color configurations. The display allows for real-time graphing and the use of virtual keys provide for an intuitive user interface. Capacitive Touch – The HI5421 features sensitive capacitive touch buttons for accurate keystrokes when navigating menus and screens. There are four dedicated keys that are used for routine operations including calibration and switching measurement modes and four virtual keys that change based upon use. The capacitive touch technology ensures the buttons never get clogged with sample residue. Built in Barometer – The HI5421 has a built in pressure transducer to automatic barometric pressure compensation of all dissolved oxygen measurements. The barometric pressure can be calibrated to a single point. BOD, OUR and Sour Measurement Modes – An additional three measurement modes are available to measure Biological Oxygen Demand (BOD), Oxygen Uptake Rate (OUR) and Specific Oxygen Uptake Rate (SOUR). Simply enter values and take readings at appropriate times and the meter will automatically calculate the values. Choice of Calibration – Automatic standard recognition is available for two points at 0% and 100% saturation or 0 mg/L and 8.26 mg/L. A user standard option is available for a user defined value. GLP Data – HI5421 includes a GLP Feature thatallows users to view calibration data and calibration expiration information at the touch of a key. Calibration data include date, time, and calibration points. Data Logging – Three selectable logging modes are available on the HI5421: automatic, manual, and AutoHold logging. Automatic and manual logs up to 100 lots with 50,000 records max/lot, with up to 100,000 total data points. Automatic logging features the option to save data according to sampling period and interval. Data Transfer – Data can be transferred to a PC with USB cable and HI92000 software (both sold separately). Contextual Help – Contextual help is always available through a dedicated “HELP” key. Clear tutorial messages and directions are available on-screen to quickly and easily guide users through setup and calibration. The help information displayed is relative to the setting/option being viewed. DO Specifications DO Range 0.00 to 90.00 ppm (mg/L); 0.0 to 600.0 % saturation DO Resolution 0.01 ppm (mg/L); 0.1% saturation DO Accuracy ±1.5% of reading ±1 digit DO Calibration automatic using single or two-point calibration; user calibration single point DO Temperature Compensation 0.0 to 50.0 °C; 32.0 to 122.0 °F; 237.1 to 323.1 K Salinity Compenstaion 0 to 45 ppt Barometric Pressure Specifications Barometric Pressure Range 450 to 850 mmHg; 560 to 1133 mBar (additional units available (kPa, mHg, psi, atm)) Barometric Pressure Resolution 1 mm Hg Barometric Pressure Accuracy ±3 mm Hg + 1 least significant digit Temperature Specifications Temperature Range -20.0 to 120.0 ºC**; -4.0 to 248.0 ºF**; 253.15 to 393.15 K** Temperature Resolution 0.1 °C, 0.1 °F, 0.1 K Temperature Accuracy ±0.2 °C; ±0.4 °F; ±0.2 K (without probe) Additional Specifications Electrode/Probe HI76483 thin body, polarographic dissolved oxygen probe with internal temperature sensor and 1 m (3.3’) cable (included) Measurement Modes direct DO; BOD (biochemical oxygen demand); OUR (oxygen uptake rate); SOUR (specific oxygen uptake rate) GLP calibration data including date, time, and calibration points Logging record: 100,000 data point storage, 100 lots with 50,000 records/lot; interval: settable between 1 second and 180 minutes max log time; type: automatic, manual, AutoHold Display color graphic LCD with on-screen help, graphing, and custom color configuration Connectivity USB Environment 0 to 50°C (32 to 122°F; 273 to 323 K), RH max 95% non-condensing Power Supply 12 VDC adapter (included) Dimensions 160 x 231 x 94 mm (6.3 x 9.1 x 3.7”) Weight 1.2 kg (2.64 lbs.) Ordering Information HI5421 is supplied with HI76483 DO probe, HI76404W electrode holder, HI7041S electrolyte solution (30 mL), HI76407A DO membrane caps (2), 12 VDC adapter, instrument quality certificate and instruction manual Notes **Reduced to actual probe limits | <div aria-labelledby="tab-title-description" class="woocommerce-Tabs-panel woocommerce-Tabs-panel--description panel entry-content active" id="tab-description" role="tabpanel"> <p><strong>Hanna รุ่น HI5421-02</strong> เป็นเครื่องวัดระดับคุณภาพสำหรับงานวิจัยทางวิทยาศาสตร์ และพอร์ต USB สำหรับการเชื่อมต่อคอมพิวเตอร์ ความสามารถในการวัดที่หลากหลายสามารถวัดค่า DO, BOD, OUR, SOUR ความดันบรรยากาศ (Atmospheric pressure) และอุณหภูมิ หน้าจอแอลซีดีกราฟิก Backlit เพื่อความชัดเจนที่ดีขึ้นและใช้งานง่ายปุ่มกดสัมผัส นี้เป็นเครื่องมือขั้นสูงที่มีระบบเมนูที่ใช้งานง่ายเพื่อปรับปรุงกระบวนการขั้นตอนการทำงานและให้วัดที่ถูกต้องรวดเร็วและมีประสิทธิภาพ</p> <p>The HI5421 is an advanced research grade benchtop Dissolved Oxygen and BOD meter that is completely customizable with a large color LCD, capacitive touch keys, and USB port for computer connectivity. The HI5421 is rich in features including data logging, alarm limits, comprehensive GLP, and many more while retaining simplicity in use with both dedicated key for routine operation and virtual keys that guide the user through setup options.</p> <div class="tab-content"> <div class="std"> <p dir="ltr" id="docs-internal-guid-7c395d79-5c71-432b-d25d-9bd6f24db5a0">The HI5421 is an advanced research grade benchtop dissolved oxygen and BOD meter that is completely customizable with a large color LCD, capacitive touch keys, and USB port for computer connectivity.</p> <p dir="ltr">The HI5421 is supplied with the HI76483 Clark-Type Polarographic probe that measures a wide range of dissolved oxygen from 0.0 to 600% saturation and 0.00 to 90.00 mg/L (ppm). The HI76483 is only 12 mm in diameter and has a built in thermistor temperature sensor that compensates for temperature variations from 0 to 50 oC.</p> <p dir="ltr">The HI5421 can be calibrated automatically to two points (0% and 100% saturation or 0.00 mg/L and 8.26 mg/L) or to a user-defined value. The calibration data including date, time, and calibration points can be accessed at any time along with the current measurement by selecting the Good Laboratory Practice (GLP) display option.</p> <p dir="ltr">Readings are compensated for barometric pressure by a built in pressure transducer located in the meter. Calibration of the barometric pressure is single point with manual entry of current value obtained from local weather service or other device. Barometric pressure is displayed in a multiple choice of units including mmHg, mbar, kPa, mHg, psi, and atm. The HI5421 also allow for automatic salinity compensation with a selectable salinity range of 0 to 45 g/L.</p> <p dir="ltr">The HI5421 offers three additional measurement modes: Biological Oxygen Demand (BOD), Oxygen Uptake Rate (OUR) and Specific Oxygen Uptake Rate (SOUR). Simply enter values and take readings at appropriate times and the meter will automatically calculate the values.</p> <p dir="ltr">Three selectable logging modes are available: automatic, manual and AutoHold logging. Up to 100,000 data points can be recorded in 100 lots with 50,000 records max/lot and exported to a computer for data review and storage.</p> <h2 dir="ltr">Features at-a-glance</h2> <p dir="ltr"><strong>Highly Customizable User Interface</strong> – The user interface of the HI5421 allows the user to show measurements in various modes: basic measurement with or without GLP information, real-time graphing, and logging data. Calibration stability criteria can be adjusted from fast, moderate, and accurate. Programmable alarm limits can be set to inside or outside allowable limits.</p> <p dir="ltr"><strong>Color Graphic LCD </strong>– The HI5421 features a color graphic LCD with on-screen help, graphic, and custom color configurations. The display allows for real-time graphing and the use of virtual keys provide for an intuitive user interface.</p> <p dir="ltr"><strong>Capacitive Touch</strong> – The HI5421 features sensitive capacitive touch buttons for accurate keystrokes when navigating menus and screens. There are four dedicated keys that are used for routine operations including calibration and switching measurement modes and four virtual keys that change based upon use. The capacitive touch technology ensures the buttons never get clogged with sample residue.</p> <p dir="ltr"><strong>Built in Barometer</strong> – The HI5421 has a built in pressure transducer to automatic barometric pressure compensation of all dissolved oxygen measurements. The barometric pressure can be calibrated to a single point.</p> <p dir="ltr"><strong>BOD, OUR and Sour Measurement Modes</strong> – An additional three measurement modes are available to measure Biological Oxygen Demand (BOD), Oxygen Uptake Rate (OUR) and Specific Oxygen Uptake Rate (SOUR). Simply enter values and take readings at appropriate times and the meter will automatically calculate the values.</p> <p dir="ltr"><strong>Choice of Calibration</strong> – Automatic standard recognition is available for two points at 0% and 100% saturation or 0 mg/L and 8.26 mg/L. A user standard option is available for a user defined value.</p> <p dir="ltr"><strong>GLP Data</strong> – HI5421 includes a GLP Feature thatallows users to view calibration data and calibration expiration information at the touch of a key. Calibration data include date, time, and calibration points.</p> <p dir="ltr"><strong>Data Logging</strong> – Three selectable logging modes are available on the HI5421: automatic, manual, and AutoHold logging. Automatic and manual logs up to 100 lots with 50,000 records max/lot, with up to 100,000 total data points. Automatic logging features the option to save data according to sampling period and interval.</p> <p dir="ltr"><strong>Data Transfer</strong> – Data can be transferred to a PC with USB cable and HI92000 software (both sold separately).</p> <p dir="ltr" id="docs-internal-guid-7405cdf5-5c28-cf0d-fde1-efd294c8fa26"><strong>Contextual Help</strong> – Contextual help is always available through a dedicated “HELP” key. Clear tutorial messages and directions are available on-screen to quickly and easily guide users through setup and calibration. The help information displayed is relative to the setting/option being viewed.</p> </div> </div> <div class="tab-content"> <div class="box-collateral box-additional" id="spec"> <table class="data-table" id="product-attribute-specs-table-1"> <colgroup> <col width="25%"/> <col/></colgroup> </table> <table class="data-table" id="product-attribute-specs-table-2"> <colgroup> <col width="25%"/> <col/></colgroup> </table> <table class="data-table" id="product-attribute-specs-table-3"> <colgroup> <col width="25%"/> <col/></colgroup> </table> <h3 class="spec-header">DO Specifications</h3> <table class="data-table" id="product-attribute-specs-table-4"> <colgroup> <col width="25%"/> <col/></colgroup> <tbody> <tr class="first odd"> <th class="label">DO Range</th> <td class="data last">0.00 to 90.00 ppm (mg/L); 0.0 to 600.0 % saturation</td> </tr> <tr class="even"> <th class="label">DO Resolution</th> <td class="data last">0.01 ppm (mg/L); 0.1% saturation</td> </tr> <tr class="odd"> <th class="label">DO Accuracy</th> <td class="data last">±1.5% of reading ±1 digit</td> </tr> <tr class="even"> <th class="label">DO Calibration</th> <td class="data last">automatic using single or two-point calibration; user calibration single point</td> </tr> <tr class="odd"> <th class="label">DO Temperature Compensation</th> <td class="data last">0.0 to 50.0 °C; 32.0 to 122.0 °F; 237.1 to 323.1 K</td> </tr> <tr class="last even"> <th class="label">Salinity Compenstaion</th> <td class="data last">0 to 45 ppt</td> </tr> </tbody> </table> <h3 class="spec-header">Barometric Pressure Specifications</h3> <table class="data-table" id="product-attribute-specs-table-5"> <colgroup> <col width="25%"/> <col/></colgroup> <tbody> <tr class="first odd"> <th class="label">Barometric Pressure Range</th> <td class="data last">450 to 850 mmHg; 560 to 1133 mBar (additional units available (kPa, mHg, psi, atm))</td> </tr> <tr class="even"> <th class="label">Barometric Pressure Resolution</th> <td class="data last">1 mm Hg</td> </tr> <tr class="last odd"> <th class="label">Barometric Pressure Accuracy</th> <td class="data last">±3 mm Hg + 1 least significant digit</td> </tr> </tbody> </table> <h3 class="spec-header">Temperature Specifications</h3> <table class="data-table" id="product-attribute-specs-table-6"> <colgroup> <col width="25%"/> <col/></colgroup> <tbody> <tr class="first odd"> <th class="label">Temperature Range</th> <td class="data last">-20.0 to 120.0 ºC**; -4.0 to 248.0 ºF**; 253.15 to 393.15 K**</td> </tr> <tr class="even"> <th class="label">Temperature Resolution</th> <td class="data last">0.1 °C, 0.1 °F, 0.1 K</td> </tr> <tr class="last odd"> <th class="label">Temperature Accuracy</th> <td class="data last">±0.2 °C; ±0.4 °F; ±0.2 K (without probe)</td> </tr> </tbody> </table> <table class="data-table" id="product-attribute-specs-table-7"> <colgroup> <col width="25%"/> <col/></colgroup> </table> <h3 class="spec-header">Additional Specifications</h3> <table class="data-table" id="product-attribute-specs-table-8"> <colgroup> <col width="25%"/> <col/></colgroup> <tbody> <tr class="first odd"> <th class="label">Electrode/Probe</th> <td class="data last">HI76483 thin body, polarographic dissolved oxygen probe with internal temperature sensor and 1 m (3.3’) cable (included)</td> </tr> <tr class="even"> <th class="label">Measurement Modes</th> <td class="data last">direct DO; BOD (biochemical oxygen demand); OUR (oxygen uptake rate); SOUR (specific oxygen uptake rate)</td> </tr> <tr class="odd"> <th class="label">GLP</th> <td class="data last">calibration data including date, time, and calibration points</td> </tr> <tr class="even"> <th class="label">Logging</th> <td class="data last">record: 100,000 data point storage, 100 lots with 50,000 records/lot; interval: settable between 1 second and 180 minutes max log time; type: automatic, manual, AutoHold</td> </tr> <tr class="odd"> <th class="label">Display</th> <td class="data last">color graphic LCD with on-screen help, graphing, and custom color configuration</td> </tr> <tr class="even"> <th class="label">Connectivity</th> <td class="data last">USB</td> </tr> <tr class="odd"> <th class="label">Environment</th> <td class="data last">0 to 50°C (32 to 122°F; 273 to 323 K), RH max 95% non-condensing</td> </tr> <tr class="even"> <th class="label">Power Supply</th> <td class="data last">12 VDC adapter (included)</td> </tr> <tr class="odd"> <th class="label">Dimensions</th> <td class="data last">160 x 231 x 94 mm (6.3 x 9.1 x 3.7”)</td> </tr> <tr class="even"> <th class="label">Weight</th> <td class="data last">1.2 kg (2.64 lbs.)</td> </tr> <tr class="odd"> <th class="label">Ordering Information</th> <td class="data last">HI5421 is supplied with HI76483 DO probe, HI76404W electrode holder, HI7041S electrolyte solution (30 mL), HI76407A DO membrane caps (2), 12 VDC adapter, instrument quality certificate and instruction manual</td> </tr> <tr class="last even"> <th class="label">Notes</th> <td class="data last">**Reduced to actual probe limits</td> </tr> </tbody> </table> </div> </div> </div> | The HI5421 is an advanced research grade benchtop Dissolved Oxygen and BOD meter that is completely customizable with a large color LCD, capacitive touch keys, and USB port for computer connectivity. The HI5421 is rich in features including data logging, alarm limits, comprehensive GLP, and many more while retaining simplicity in use with both dedicated key for routine operation and virtual keys that guide the user through setup options. | <div class="product-short-description"> <p>The HI5421 is an advanced research grade benchtop Dissolved Oxygen and BOD meter that is completely customizable with a large color LCD, capacitive touch keys, and USB port for computer connectivity. The HI5421 is rich in features including data logging, alarm limits, comprehensive GLP, and many more while retaining simplicity in use with both dedicated key for routine operation and virtual keys that guide the user through setup options.</p> </div> | https://www.hannathailand.com/wp-content/uploads/2022/06/hi54211.jpg | เครื่องวัดปริมาณซิลิกา ช่วงต่ำ ในตัวอย่างน้ำ รุ่น HI705 , เครื่องวัดปริมาณคลอรีนอิสระ รุ่น HI701 , เซ็นเซอร์วัดออกซิเจนในน้ำสำหรับ HI9829 มัลติพารามิเตอร์ , เครื่องวัดปริมาณฟอสฟอรัส ช่วงสูง รุ่น HI706 , น้ำยามาตรฐานสำหรับค่าโซเดียม , เครื่องวัดปริมาณแอมโมเนีย ช่วงสูง รุ่น HI733 , น้ำยามาตรฐานสอบเทียบ , เครื่องวัดปริมาณโบรมีน ในตัวอย่างน้ำ รุ่น HI716 | <a class="woocommerce-LoopProduct-link woocommerce-loop-product__link" href="https://www.hannathailand.com/product/hi705-checker-hc-silica-lr/">เครื่องวัดปริมาณซิลิกา ช่วงต่ำ ในตัวอย่างน้ำ รุ่น HI705</a> , <a class="woocommerce-LoopProduct-link woocommerce-loop-product__link" href="https://www.hannathailand.com/product/hi701-checker-hc-free-chlorine/">เครื่องวัดปริมาณคลอรีนอิสระ รุ่น HI701</a> , <a class="woocommerce-LoopProduct-link woocommerce-loop-product__link" href="https://www.hannathailand.com/product/hi7609829-2/">เซ็นเซอร์วัดออกซิเจนในน้ำสำหรับ HI9829 มัลติพารามิเตอร์</a> , <a class="woocommerce-LoopProduct-link woocommerce-loop-product__link" href="https://www.hannathailand.com/product/hi706-checker-hc-phosphorous-hr/">เครื่องวัดปริมาณฟอสฟอรัส ช่วงสูง รุ่น HI706</a> , <a class="woocommerce-LoopProduct-link woocommerce-loop-product__link" href="https://www.hannathailand.com/product/hi7090l/">น้ำยามาตรฐานสำหรับค่าโซเดียม</a> , <a class="woocommerce-LoopProduct-link woocommerce-loop-product__link" href="https://www.hannathailand.com/product/hi733-checker-hc-ammonia-hr/">เครื่องวัดปริมาณแอมโมเนีย ช่วงสูง รุ่น HI733</a> , <a class="woocommerce-LoopProduct-link woocommerce-loop-product__link" href="https://www.hannathailand.com/product/hi9828-25/">น้ำยามาตรฐานสอบเทียบ</a> , <a class="woocommerce-LoopProduct-link woocommerce-loop-product__link" href="https://www.hannathailand.com/product/hi716-checker-hc-bromine/">เครื่องวัดปริมาณโบรมีน ในตัวอย่างน้ำ รุ่น HI716</a> | https://www.hannathailand.com/wp-content/uploads/2022/06/hi54211-600x600.jpg , https://www.hannathailand.com/wp-content/uploads/2021/12/hi54212-500x500.jpg , https://www.hannathailand.com/wp-content/uploads/2022/06/hi705400-600x600.jpg , https://www.hannathailand.com/wp-content/uploads/2021/11/hi701-500x500.jpg , https://www.hannathailand.com/wp-content/uploads/2021/07/5-500x500.jpg , https://www.hannathailand.com/wp-content/uploads/2022/06/hi706_400-600x600.jpg , https://www.hannathailand.com/wp-content/uploads/2021/07/12-500x500.jpg , https://www.hannathailand.com/wp-content/uploads/2022/06/miniphotometerfurammoniumhoch2418_11-600x600.jpg , https://www.hannathailand.com/wp-content/uploads/2021/07/8-500x500.jpg , https://www.hannathailand.com/wp-content/uploads/2022/06/miniphotometerfurfreiesgesamtchlor704_11-600x600.jpg
18 | เครื่องวัดค่าออกซิเจนที่ละลายในน้ำ รุ่น HI9147-04 ชนิดกัลวานิก | สินค้าทั้งหมด , อุตสาหกรรมทั่วไป , เครื่องวัดออกซิเจนในน้ำ , แบบภาคสนาม | https://www.hannathailand.com/product-category/dissolved-oxygen-meter/oxygen-fieldwork/ | https://www.hannathailand.com/product/hi9147-04-dissolved-oxygen-c-meter-galvanic-do-probe/ | HI9147-04 | 29,425.00 |  | <div aria-labelledby="tab-title-additional_information" class="woocommerce-Tabs-panel woocommerce-Tabs-panel--additional_information panel entry-content" id="tab-additional_information" role="tabpanel"> </div> | HI9147 ออกแบบมาเพื่อให้มีความแม่นยำและความถูกต้อง การสอบเทียบแบบ Manual หนึ่งจุด การชดเชยอุณหภูมิอัตโนมัติ มีการชดเชยความเค็มและระดับความสูง (Altitude) HI9147 ช่วยให้การตรวจสอบตัวอย่างเช่นคุณภาพน้ำดื่ม ของทะเลสาบหรือลำธารและสิ่งมีชีวิตในน้ำ รวมถึงน้ำเสียและบำบัดน้ำ ควบคุมมลพิษ ฟาร์มเลี้ยงปลาและประเภทต่างๆ ของการผลิต ออกแบบมาเพื่อการเพาะเลี้ยงสัตว์น้ำโดยเฉพาะ หัววัด DO แบบกัลวานิก จอแอลซีดีที่มีแสงพื้นหลัง การชดเชยอุณหภูมิอัตโนมัติ การชดเชยความเค็มและระดับความสูงด้วยตนเอง กันน้ำ Designed specifically for aquaculture Galvanic DO probe Backlit LCD Automatic Temperature Compensation Manual salinity and altitude compensation Water-resistant HI 9147 is designed for aquaculture applications. This unit is unique among our family of DO meters as it is supplied with a galvanic probe. Unlike polarographic probes, galvanic DO probes require no conditioning time. When you need to measure multiple samples in a given period of time, pick it up and measure on demand. HI 9147 is a must have for DO sensitive organisms or high bio-load environments. Order Information: HI 9147-04 is supplied with HI 76409/4 probe with 4 m (13’) cable and spare membranes (2), electrolyte solution (30 mL), batteries, screwdriver. Product Manuals Manual: Download Specification : Range O2 0.0 to 50.0 mg/L (ppm) % Saturation O2 0 to 600 % Temperature -5.0 to 50.0°C (32.0 to 122.0ºF) Resolution O2 0.1 mg/L (ppm) or 1% Temperature 0.1°C (1ºF) Accuracy (@20°C) O2 ±1% of reading Temperature ±0.2°C (1ºF) (excluding probe error) Calibration manual, in saturated air Temperature Compensation automatic, -5 to 50°C (23°F to 122°F) Salinity Compensation 0 to 4000 m (resolution 100 m) Salinity Compensation 0 to 51 g/L (ppt) (1 g/L resolution) Battery Type / Life 1.5V AAA (3) / approx. 1,000 hours of continuous use without backlight Environment 0 to 50°C (32 to 122°F); RH max 95% non-condensing Dimensions 185 x 72 x 36 mm (7.3 x 2.8 x 1.4”) Weight 450 g (15.9 oz.) | <div aria-labelledby="tab-title-description" class="woocommerce-Tabs-panel woocommerce-Tabs-panel--description panel entry-content active" id="tab-description" role="tabpanel"> <p>HI9147 ออกแบบมาเพื่อให้มีความแม่นยำและความถูกต้อง การสอบเทียบแบบ Manual หนึ่งจุด การชดเชยอุณหภูมิอัตโนมัติ มีการชดเชยความเค็มและระดับความสูง (Altitude) HI9147 ช่วยให้การตรวจสอบตัวอย่างเช่นคุณภาพน้ำดื่ม ของทะเลสาบหรือลำธารและสิ่งมีชีวิตในน้ำ รวมถึงน้ำเสียและบำบัดน้ำ ควบคุมมลพิษ ฟาร์มเลี้ยงปลาและประเภทต่างๆ ของการผลิต</p> <ul> <li>ออกแบบมาเพื่อการเพาะเลี้ยงสัตว์น้ำโดยเฉพาะ</li> <li>หัววัด DO แบบกัลวานิก</li> <li>จอแอลซีดีที่มีแสงพื้นหลัง</li> <li>การชดเชยอุณหภูมิอัตโนมัติ</li> <li>การชดเชยความเค็มและระดับความสูงด้วยตนเอง</li> <li>กันน้ำ</li> <li>Designed specifically for aquaculture</li> <li>Galvanic DO probe</li> <li>Backlit LCD</li> <li>Automatic Temperature Compensation</li> <li>Manual salinity and altitude compensation</li> <li>Water-resistant</li> </ul> <p>HI 9147 is designed for aquaculture applications. This unit is unique among our family of DO meters as it is supplied with a galvanic probe.</p> <p>Unlike polarographic probes, galvanic DO probes require no conditioning time. When you need to measure multiple samples in a given period of time, pick it up and measure on demand.</p> <p>HI 9147 is a must have for DO sensitive organisms or high bio-load environments.</p> <p> </p> <p><strong>Order Information:</strong> HI 9147-04 is supplied with HI 76409/4 probe with 4 m (13’) cable and spare membranes (2), electrolyte solution (30 mL), batteries, screwdriver.</p> <div><strong>Product Manuals</strong></div> <p><img align="absmiddle" alt="" border="0" decoding="async" height="22" loading="lazy" src="http://www.hannainst.com/usa/images/icon-pdf.gif" width="20"/> Manual: <a href="hannathai.com.1" rel="noopener" target="_blank">Download</a></p> <p><strong>Specification :</strong></p> <table class="spec_table"> <tbody> <tr> <td><strong>Range</strong></td> <td><strong><small>O<sub>2</sub></small></strong></td> <td><small>0.0 to 50.0 mg/L (ppm)</small></td> </tr> <tr> <td></td> <td><strong><small>% Saturation O<sub>2</sub></small></strong></td> <td><small>0 to 600 %</small></td> </tr> <tr> <td></td> <td><strong><small>Temperature</small></strong></td> <td><small>-5.0 to 50.0°C (32.0 to 122.0ºF)</small></td> </tr> <tr> <td><strong>Resolution</strong></td> <td><strong><small>O<sub>2</sub></small></strong></td> <td><small>0.1 mg/L (ppm) or 1%</small></td> </tr> <tr> <td></td> <td><strong><small>Temperature</small></strong></td> <td><small>0.1°C (1ºF)</small></td> </tr> <tr> <td><strong>Accuracy (@20°C)</strong></td> <td><strong><small>O<sub>2</sub></small></strong></td> <td><small>±1% of reading</small></td> </tr> <tr> <td></td> <td><strong><small>Temperature</small></strong></td> <td><small>±0.2°C (1ºF) (excluding probe error)</small></td> </tr> <tr> <td><strong>Calibration</strong></td> <td></td> <td><small>manual, in saturated air</small></td> </tr> <tr> <td><strong>Temperature Compensation</strong></td> <td></td> <td><small>automatic, -5 to 50°C (23°F to 122°F)</small></td> </tr> <tr> <td><strong>Salinity Compensation</strong></td> <td></td> <td><small>0 to 4000 m (resolution 100 m)</small></td> </tr> <tr> <td><strong>Salinity Compensation</strong></td> <td></td> <td><small>0 to 51 g/L (ppt) (1 g/L resolution)</small></td> </tr> <tr> <td><strong>Battery Type / Life</strong></td> <td></td> <td><small>1.5V AAA (3) / approx. 1,000 hours of continuous use without backlight</small></td> </tr> <tr> <td><strong>Environment</strong></td> <td></td> <td><small>0 to 50°C (32 to 122°F); RH max 95% non-condensing</small></td> </tr> <tr> <td><strong>Dimensions</strong></td> <td></td> <td><small>185 x 72 x 36 mm (7.3 x 2.8 x 1.4”)</small></td> </tr> <tr> <td><strong>Weight</strong></td> <td></td> <td><small>450 g (15.9 oz.)</small> <p> </p></td> </tr> </tbody> </table> </div> | HI9147 – oxygen meter for fish farming, galvanic probe – waterproof. O2: 0.0 to 50.0 mg / L; saturation% O2: 0 to 600%; Temp: -5.0 to 50.0 ° C. | <div class="product-short-description"> <p>HI9147 – oxygen meter for fish farming, galvanic probe – waterproof.<br/> O2: 0.0 to 50.0 mg / L; saturation% O2: 0 to 600%; Temp: -5.0 to 50.0 ° C.</p> </div> | https://www.hannathailand.com/wp-content/uploads/2022/06/fischzuchtsauerstoffhandmessgeratmit4mkabelsonde2339_11.jpg | ซัลไฟด์สารต้านอนุมูลอิสระบัฟเฟอร์ , เครื่องวัดปริมาณไนไตรท์ ช่วงสูง ในตัวอย่างน้ำ รุ่น HI708 , น้ำยามาตรฐานสอบเทียบ ค่ามาตรฐานความเค็ม , เครื่องวัดปริมาณแอมโมเนีย ช่วงต่ำ รุ่น HI700 , เครื่องวัดปริมาณโครเมี่ยม ช่วงสูง รุ่น HI723 , เครื่องวัดสีในน้ำตัวอย่าง HI727 , เครื่องวัดคลอรีน , เครื่องวัดปริมาณฟลูออไรด์ ช่วงต่ำ รุ่น HI729 | <a class="woocommerce-LoopProduct-link woocommerce-loop-product__link" href="https://www.hannathailand.com/product/hi4015-00/">ซัลไฟด์สารต้านอนุมูลอิสระบัฟเฟอร์</a> , <a class="woocommerce-LoopProduct-link woocommerce-loop-product__link" href="https://www.hannathailand.com/product/hi708-checker-hc-nitrite-hr/">เครื่องวัดปริมาณไนไตรท์ ช่วงสูง ในตัวอย่างน้ำ รุ่น HI708</a> , <a class="woocommerce-LoopProduct-link woocommerce-loop-product__link" href="https://www.hannathailand.com/product/hi7083l/">น้ำยามาตรฐานสอบเทียบ ค่ามาตรฐานความเค็ม</a> , <a class="woocommerce-LoopProduct-link woocommerce-loop-product__link" href="https://www.hannathailand.com/product/hi700-checker-hc-ammonia-lr/">เครื่องวัดปริมาณแอมโมเนีย ช่วงต่ำ รุ่น HI700</a> , <a class="woocommerce-LoopProduct-link woocommerce-loop-product__link" href="https://www.hannathailand.com/product/hi723-checker-hc-chromium-vi-hr/">เครื่องวัดปริมาณโครเมี่ยม ช่วงสูง รุ่น HI723</a> , <a class="woocommerce-LoopProduct-link woocommerce-loop-product__link" href="https://www.hannathailand.com/product/hi727-checker-hc-color-of-water/">เครื่องวัดสีในน้ำตัวอย่าง HI727</a> , <a class="woocommerce-LoopProduct-link woocommerce-loop-product__link" href="https://www.hannathailand.com/product/free-chlorine/">เครื่องวัดคลอรีน</a> , <a class="woocommerce-LoopProduct-link woocommerce-loop-product__link" href="https://www.hannathailand.com/product/hi729-checker-hc-fluoride-lr/">เครื่องวัดปริมาณฟลูออไรด์ ช่วงต่ำ รุ่น HI729</a> | https://www.hannathailand.com/wp-content/uploads/2021/07/7-500x500.jpg , https://www.hannathailand.com/wp-content/uploads/2022/06/miniphotometerfurnitrithoch2420_11-600x600.jpg , https://www.hannathailand.com/wp-content/uploads/2021/07/10-500x500.jpg , https://www.hannathailand.com/wp-content/uploads/2022/06/hi700_400pxl-600x600.jpg , https://www.hannathailand.com/wp-content/uploads/2022/06/miniphotometerfurchromvihoch839_11-600x600.jpg , https://www.hannathailand.com/wp-content/uploads/2022/06/miniphotometerfurfarbe843_11-600x600.jpg , https://www.hannathailand.com/wp-content/uploads/2021/07/1-500x500.jpg , https://www.hannathailand.com/wp-content/uploads/2022/06/miniphotometerfurfluoridniedrig844_11-600x600.jpg
19 | เครื่องวัดค่าออกซิเจนละลายในน้ำ (DO/BOD) รุ่น HI98193 | Multiparameter Portable HI9819X , สินค้าทั้งหมด , อุตสาหกรรมทั่วไป , เครื่องวัดออกซิเจนในน้ำ , แบบภาคสนาม | https://www.hannathailand.com/product-category/dissolved-oxygen-meter/oxygen-fieldwork/ | https://www.hannathailand.com/product/do-meter-dissolve-oxygen-oxygen-meter-hanna/ | HI98193 | 3,103.00 | น้ำหนัก 0.4 กก. ขนาด 18.5 × 3.52 × 9.3 เซนติเมตร | <div aria-labelledby="tab-title-additional_information" class="woocommerce-Tabs-panel woocommerce-Tabs-panel--additional_information panel entry-content" id="tab-additional_information" role="tabpanel"> <table class="woocommerce-product-attributes shop_attributes"> <tr class="woocommerce-product-attributes-item woocommerce-product-attributes-item--weight"> <th class="woocommerce-product-attributes-item__label">น้ำหนัก</th> <td class="woocommerce-product-attributes-item__value">0.4 กก.</td> </tr> <tr class="woocommerce-product-attributes-item woocommerce-product-attributes-item--dimensions"> <th class="woocommerce-product-attributes-item__label">ขนาด</th> <td class="woocommerce-product-attributes-item__value">18.5 × 3.52 × 9.3 เซนติเมตร</td> </tr> </table> </div> | เครื่องวัดค่าออกซิเจนที่ละลายในน้ำ รุ่น HI98193 HI98193 จะมาพร้อมกับหัววัดออกซิเจนละลายน้ำแบบโพลาโรกราฟี (HI764073) ประกอบด้วยเมมเบรนสำเร็จรูปชนิด PTFE ซึ่งสามารถเปลี่ยนได้ หัววัดเชื่อมต่อกับตัวเครื่องด้วยขั้วชนิดแบบ Quick DIN คุณสมบัติกันน้ำ ช่วยให้สามารถยึดติดได้อย่างปลอดภัยโดยไม่ต้องต่อเกลียวและสามารถถอดออกได้ง่ายเช่นกัน เครื่องวัด DO แบบภาคสนาม สามารถวัดได้สูงสุด 50 ppm หรือ 600% ความอิ่มตัวออกซิเจน ดังนั้นการตรวจวัดค่าออกซิเจนจะต้องคำนึงถึงค่าการชดเชยความดัน อุณหภูมิ และความเค็ม ซึ่งเป็นสิ่งจำเป็นสำหรับการอ่านที่ถูกต้องแม่นยำ การชดเชยความดันสามารถทำได้โดยอัตโนมัติด้วยบารอมิเตอร์ภายในตัวเครื่อง หรือสามารถป้อนค่าโดยผู้ใช้งาน การสอบเทียบบารอมิเตอร์ภายในตัวเครื่องทำได้ที่จุดเดียวโดยการป้อนค่าของบารอมิเตอร์อ้างอิง ความดันจะแสดงในหน่วยการวัด mmHg, inHg, atm, psi, kPa และ mbar หัววัดออกซิเจน HI764073 มีเซ็นเซอร์อุณหภูมิภายในตัวสำหรับการชดเชยอุณหภูมิแบบอัตโนมัติ เซ็นเซอร์อุณหภูมิสามารถสอบเทียบได้ 1 หรือ 2 จุด โดยการป้อนค่าความเค็มโดยผู้ใช้งานจะช่วยให้สามารถชดเชยความเค็มของการอ่านค่าออกซิเจนที่ละลายในน้ำเค็มได้ นอกจากตัวเครื่องจะวัดค่าออกซิเจนได้แล้วก็สามารถวัดค่าความต้องการออกซิเจนทางชีวเคมี (BOD) อัตราการดูดซึมออกซิเจน (OUR) และอัตราการดูดซึมออกซิเจนจำเพาะ (SOUR) การบันทึกข้อมูลจะช่วยให้ผู้ใช้สามารถจัดเก็บได้มากถึง 400 ข้อมูล และสามารถถ่ายโอนไปยัง PC ด้วยสาย USB (HI920015) ผ่านโปรแกรม HI92000 การแสดงข้อมูลการสอบเทียบล่าสุดด้วยโหมด GLP ประกอบด้วยข้อมูลวันที่ เวลา ความดัน ค่าที่สอบเทียบ อุณหภูมิ และความเค็มของการสอบเทียบครั้งล่าสุด โหมดเข้าถึงความช่วยเหลือได้ตลอดเวลาเพียงแค่การกดปุ่ม HELP เฉพาะ และดูข้อมูลเฉพาะของเนื้อหาตามหน้าจอที่แสดง ณ ขณะนั้น หน้าจอ LCD ความคมชัดสูง อ่านง่ายเมื่ออยู่กลางแจ้งท่ามกลางแสงแดดจ้าไปจนถึงโหมด Backlight ที่จะใช้ในบริเวณที่มีแสงน้อย อุปกรณ์ในชุดมาพร้อมกระเป๋า (HI760193) ขนาดกะทัดรัดและทนทาน สำหรับการวัดภาคสนาม รวมถึงตัวเครื่องและหัววัด บีกเกอร์ สารละลายบัฟเฟอร์ ฯลฯ คู่มือการใช้งาน : Download สเปคของตัวเครื่อง ช่วงการวัด DO 0.00 to 50.00 ppm (mg/L) หรือ 0.0 to 600.0% ความอิ่มตัวออกซิเจน ความละเอียด 0.01 ppm (mg/L); 0.1% ความอิ่มตัวออกซิเจน ความถูกต้อง ±1.5% ของการอ่านค่า การสอบเทียบ DO แบบอัตโนมัติ 1 หรือ 2 จุด ที่ 100% (8.26 mg/L) และ 0% ความอิ่มตัวออกซิเจน (0 mg/L). ช่วงการวัดความดันบรรยากาศ 450 – 850 mmHg ความละเอียด 1 mmHg ความถูกต้อง ± 3 mmHg within ±15% จากจุดการสอบเทียบ การสอบเทียบความดันบรรยากาศ 1 จุด ช่วงการวัดอุณหภูมิ -20.0 – 120.0°C ความละเอียด 0.1°C ความถูกต้อง ±0.2°C; ±0.4°F การสอบเทียบอุณหภูมิ 1 หรือ 2 จุด การชดเชยอุณหภูมิ แบบอัตโนมัติ 0 – 50°C โหมดการวัด วัดออกซิเจนโดยตรง DO, BOD (biochemical oxygen demand), OUR (oxygen uptake rate), SOUR (specific oxygen uptake rate) การชดเชยความดัน แบบอัตโนมัติ 450 – 850 mmHg การชดเชยความเค็ม แบบอัตโนมัติ 0 – 70 g/L หัววัด HI764073 แบบโพลาโรกราฟี (HI764073) รวมเซ็นเซอร์อุณหภูมิในตัว ขั้วต่อแบบ Quick DIN ยาว 4 เมตร การบันทึกข้อมูล 400 ข้อมูล การเชื่อมต่อ PC USB ผ่านโปรแกรม HI 92000 และสาย micro USB แบตเตอรี่ 1.5V AA batteries (4) / ประมาณ 200 ชั่วโมงแบบต่อเนื่องแบบไม่ใช้งานโหมด backlight (50 ชั่วโมงแบบใช้งานโหมด backlight) ระบบปิดเครื่องแบบอัตโนมัติ ตั้งค่าโดยผู้ใช้งาน 5, 10, 30, 60 นาที หรือเลือกไม่ตั้งค่า สภาวะแวดล้อม 0 to 50°C ความชื้นสัมพัทธ์ 100% (IP67) ขนาด 185 x 93 x 35.2 มม. น้ำหนัก 400 กรัม อุปกรณ์ในชุด HI98193 is supplied with HI764073 DO probe, preformed PTFE membrane cap (2), HI7041S electrolyte solution (30 mL), HI7040 bicomponent zero oxygen solution, 100 mL plastic beakers (2), HI92000 PC software, HI920015 micro USB cable, 1.5V AA batteries (4), instruction manual, quick start guide, instrument quality certificate and HI760193 rugged carrying case. | <div aria-labelledby="tab-title-description" class="woocommerce-Tabs-panel woocommerce-Tabs-panel--description panel entry-content active" id="tab-description" role="tabpanel"> <p dir="ltr"><span style="color: #000000;"><strong><span style="font-size: 120%;">เครื่องวัดค่าออกซิเจนที่ละลายในน้ำ รุ่น HI98193 </span></strong></span></p> <p dir="ltr"><span style="color: #000000;">HI98193 จะมาพร้อมกับหัววัดออกซิเจนละลายน้ำแบบโพลาโรกราฟี (HI764073) ประกอบด้วยเมมเบรนสำเร็จรูปชนิด PTFE ซึ่งสามารถเปลี่ยนได้ หัววัดเชื่อมต่อกับตัวเครื่องด้วยขั้วชนิดแบบ Quick DIN คุณสมบัติกันน้ำ ช่วยให้สามารถยึดติดได้อย่างปลอดภัยโดยไม่ต้องต่อเกลียวและสามารถถอดออกได้ง่ายเช่นกัน</span></p> <p><span style="color: #000000;">เครื่องวัด DO แบบภาคสนาม สามารถวัดได้สูงสุด 50 ppm หรือ 600% ความอิ่มตัวออกซิเจน ดังนั้นการตรวจวัดค่าออกซิเจนจะต้องคำนึงถึงค่าการชดเชยความดัน อุณหภูมิ และความเค็ม ซึ่งเป็นสิ่งจำเป็นสำหรับการอ่านที่ถูกต้องแม่นยำ</span></p> <p dir="ltr"><span style="color: #000000;">การชดเชยความดันสามารถทำได้โดยอัตโนมัติด้วยบารอมิเตอร์ภายในตัวเครื่อง หรือสามารถป้อนค่าโดยผู้ใช้งาน การสอบเทียบบารอมิเตอร์ภายในตัวเครื่องทำได้ที่จุดเดียวโดยการป้อนค่าของบารอมิเตอร์อ้างอิง ความดันจะแสดงในหน่วยการวัด mmHg, inHg, atm, psi, kPa และ mbar</span></p> <p dir="ltr"><span style="color: #000000;">หัววัดออกซิเจน HI764073 มีเซ็นเซอร์อุณหภูมิภายในตัวสำหรับการชดเชยอุณหภูมิแบบอัตโนมัติ เซ็นเซอร์อุณหภูมิสามารถสอบเทียบได้ 1 หรือ 2 จุด โดยการป้อนค่าความเค็มโดยผู้ใช้งานจะช่วยให้สามารถชดเชยความเค็มของการอ่านค่าออกซิเจนที่ละลายในน้ำเค็มได้</span></p> <p dir="ltr"><span style="color: #000000;">นอกจากตัวเครื่องจะวัดค่าออกซิเจนได้แล้วก็สามารถวัดค่าความต้องการออกซิเจนทางชีวเคมี (BOD) อัตราการดูดซึมออกซิเจน (OUR) และอัตราการดูดซึมออกซิเจนจำเพาะ (SOUR)</span></p> <p dir="ltr"><span style="color: #000000;">การบันทึกข้อมูลจะช่วยให้ผู้ใช้สามารถจัดเก็บได้มากถึง 400 ข้อมูล และสามารถถ่ายโอนไปยัง PC ด้วยสาย USB (HI920015) ผ่านโปรแกรม HI92000</span></p> <p dir="ltr"><span style="color: #000000;">การแสดงข้อมูลการสอบเทียบล่าสุดด้วยโหมด GLP ประกอบด้วยข้อมูลวันที่ เวลา ความดัน ค่าที่สอบเทียบ อุณหภูมิ และความเค็มของการสอบเทียบครั้งล่าสุด</span></p> <p dir="ltr"><span style="color: #000000;">โหมดเข้าถึงความช่วยเหลือได้ตลอดเวลาเพียงแค่การกดปุ่ม HELP เฉพาะ และดูข้อมูลเฉพาะของเนื้อหาตามหน้าจอที่แสดง ณ ขณะนั้น</span></p> <p dir="ltr"><span style="color: #000000;">หน้าจอ LCD ความคมชัดสูง อ่านง่ายเมื่ออยู่กลางแจ้งท่ามกลางแสงแดดจ้าไปจนถึงโหมด Backlight ที่จะใช้ในบริเวณที่มีแสงน้อย </span></p> <p dir="ltr"><span style="color: #000000;">อุปกรณ์ในชุดมาพร้อมกระเป๋า (HI760193) ขนาดกะทัดรัดและทนทาน สำหรับการวัดภาคสนาม รวมถึงตัวเครื่องและหัววัด บีกเกอร์ สารละลายบัฟเฟอร์ ฯลฯ</span></p> <h3 class="spec-header"><strong><span style="color: #000000;">คู่มือการใช้งาน : <a href="https://hanna-worldwide.com/mwdownloads/download/link/id/384">Download</a></span></strong></h3> <h3 class="spec-header"><span style="color: #000000; font-size: 100%;"><strong>สเปคของตัวเครื่อง</strong></span></h3> <table class="data-table" id="product-attribute-specs-table-1" style="height: 860px;" width="1076"> <colgroup> <col width="25%"/> <col/></colgroup> <tbody> <tr class="first odd"> <th class="label" style="text-align: left;"><span style="color: #000000; font-size: 110%;">ช่วงการวัด DO</span></th> <td class="data last" style="text-align: left;"><span style="color: #000000; font-size: 110%;">0.00 to 50.00 ppm (mg/L) หรือ 0.0 to 600.0% ความอิ่มตัวออกซิเจน</span></td> </tr> <tr class="even"> <th class="label" style="text-align: left;"><span style="color: #000000; font-size: 110%;">ความละเอียด</span></th> <td class="data last"><span style="color: #000000; font-size: 110%;">0.01 ppm (mg/L); 0.1% ความอิ่มตัวออกซิเจน</span></td> </tr> <tr class="odd"> <th class="label" style="text-align: left;"><span style="color: #000000; font-size: 110%;">ความถูกต้อง</span></th> <td class="data last" style="text-align: left;"><span style="color: #000000; font-size: 110%;">±1.5% ของการอ่านค่า</span></td> </tr> <tr class="even"> <th class="label" style="text-align: left;"><span style="color: #000000; font-size: 110%;">การสอบเทียบ DO</span></th> <td class="data last"><span style="color: #000000; font-size: 110%;">แบบอัตโนมัติ 1 หรือ 2 จุด ที่ 100% (8.26 mg/L) และ 0% ความอิ่มตัวออกซิเจน (0 mg/L).</span></td> </tr> <tr class="odd"> <th class="label" style="text-align: left;"><span style="color: #000000; font-size: 110%;">ช่วงการวัดความดันบรรยากาศ</span></th> <td class="data last" style="text-align: left;"><span style="color: #000000; font-size: 110%;">450 – 850 mmHg</span></td> </tr> <tr class="even"> <th class="label" style="text-align: left;"><span style="color: #000000; font-size: 110%;">ความละเอียด</span></th> <td class="data last"><span style="color: #000000; font-size: 110%;">1 mmHg</span></td> </tr> <tr class="odd"> <th class="label" style="text-align: left;"><span style="color: #000000; font-size: 110%;">ความถูกต้อง</span></th> <td class="data last" style="text-align: left;"><span style="color: #000000; font-size: 110%;">± 3 mmHg within ±15% จากจุดการสอบเทียบ</span></td> </tr> <tr class="even"> <th class="label" style="text-align: left;"><span style="color: #000000; font-size: 110%;">การสอบเทียบความดันบรรยากาศ</span></th> <td class="data last"><span style="color: #000000; font-size: 110%;">1 จุด</span></td> </tr> <tr class="odd"> <th class="label" style="text-align: left;"><span style="color: #000000; font-size: 110%;">ช่วงการวัดอุณหภูมิ</span></th> <td class="data last" style="text-align: left;"><span style="color: #000000; font-size: 110%;">-20.0 – 120.0°C</span></td> </tr> <tr class="even"> <th class="label" style="text-align: left;"><span style="color: #000000; font-size: 110%;">ความละเอียด</span></th> <td class="data last"><span style="color: #000000; font-size: 110%;">0.1°C</span></td> </tr> <tr class="odd"> <th class="label" style="text-align: left;"><span style="color: #000000; font-size: 110%;">ความถูกต้อง</span></th> <td class="data last" style="text-align: left;"><span style="color: #000000; font-size: 110%;">±0.2°C; ±0.4°F</span></td> </tr> <tr class="even"> <th class="label" style="text-align: left;"><span style="color: #000000; font-size: 110%;">การสอบเทียบอุณหภูมิ</span></th> <td class="data last"><span style="color: #000000; font-size: 110%;">1 หรือ 2 จุด</span></td> </tr> <tr class="odd"> <th class="label" style="text-align: left;"><span style="color: #000000; font-size: 110%;">การชดเชยอุณหภูมิ</span></th> <td class="data last" style="text-align: left;"><span style="color: #000000; font-size: 110%;">แบบอัตโนมัติ 0 – 50°C</span></td> </tr> <tr class="even"> <th class="label" style="text-align: left;"><span style="color: #000000; font-size: 110%;">โหมดการวัด</span></th> <td class="data last"><span style="color: #000000; font-size: 110%;">วัดออกซิเจนโดยตรง DO, BOD (biochemical oxygen demand), OUR (oxygen uptake rate), SOUR (specific oxygen uptake rate)</span></td> </tr> <tr class="odd"> <th class="label" style="text-align: left;"><span style="color: #000000; font-size: 110%;">การชดเชยความดัน</span></th> <td class="data last" style="text-align: left;"><span style="color: #000000; font-size: 110%;">แบบอัตโนมัติ 450 – 850 mmHg</span></td> </tr> <tr class="even"> <th class="label" style="text-align: left;"><span style="color: #000000; font-size: 110%;">การชดเชยความเค็ม</span></th> <td class="data last"><span style="color: #000000; font-size: 110%;">แบบอัตโนมัติ 0 – 70 g/L</span></td> </tr> <tr class="odd"> <th class="label" style="text-align: left;"><span style="color: #000000; font-size: 110%;">หัววัด</span></th> <td class="data last" style="text-align: left;"><span style="color: #000000; font-size: 110%;">HI764073 แบบโพลาโรกราฟี (HI764073) รวมเซ็นเซอร์อุณหภูมิในตัว ขั้วต่อแบบ Quick DIN ยาว 4 เมตร</span></td> </tr> <tr class="even"> <th class="label" style="text-align: left;"><span style="color: #000000; font-size: 110%;">การบันทึกข้อมูล</span></th> <td class="data last"><span style="color: #000000; font-size: 110%;">400 ข้อมูล</span></td> </tr> <tr class="odd"> <th class="label" style="text-align: left;"><span style="color: #000000; font-size: 110%;">การเชื่อมต่อ PC</span></th> <td class="data last" style="text-align: left;"><span style="color: #000000; font-size: 110%;">USB ผ่านโปรแกรม HI 92000 และสาย micro USB</span></td> </tr> <tr class="even"> <th class="label" style="text-align: left;"><span style="color: #000000; font-size: 110%;">แบตเตอรี่</span></th> <td class="data last"><span style="color: #000000; font-size: 110%;">1.5V AA batteries (4) / ประมาณ 200 ชั่วโมงแบบต่อเนื่องแบบไม่ใช้งานโหมด backlight (50 ชั่วโมงแบบใช้งานโหมด backlight)</span></td> </tr> <tr class="odd"> <th class="label" style="text-align: left;"><span style="color: #000000; font-size: 110%;">ระบบปิดเครื่องแบบอัตโนมัติ</span></th> <td class="data last" style="text-align: left;"><span style="color: #000000; font-size: 110%;">ตั้งค่าโดยผู้ใช้งาน 5, 10, 30, 60 นาที หรือเลือกไม่ตั้งค่า</span></td> </tr> <tr class="even"> <th class="label" style="text-align: left;"><span style="color: #000000; font-size: 110%;">สภาวะแวดล้อม</span></th> <td class="data last"><span style="color: #000000; font-size: 110%;">0 to 50°C ความชื้นสัมพัทธ์ 100% (IP67)</span></td> </tr> <tr class="odd"> <th class="label" style="text-align: left;"><span style="color: #000000; font-size: 110%;">ขนาด</span></th> <td class="data last" style="text-align: left;"><span style="color: #000000; font-size: 110%;">185 x 93 x 35.2 มม.</span></td> </tr> <tr class="even"> <th class="label" style="text-align: left;"><span style="color: #000000; font-size: 110%;">น้ำหนัก</span></th> <td class="data last"><span style="color: #000000; font-size: 110%;">400 กรัม</span></td> </tr> <tr class="last odd"> <th class="label" style="text-align: left;"><span style="color: #000000; font-size: 110%;">อุปกรณ์ในชุด</span></th> <td class="data last"><span style="color: #000000; font-size: 110%;">HI98193 is supplied with HI764073 DO probe, preformed PTFE membrane cap (2), HI7041S electrolyte solution (30 mL), HI7040 bicomponent zero oxygen solution, 100 mL plastic beakers (2), HI92000 PC software, HI920015 micro USB cable, 1.5V AA batteries (4), instruction manual, quick start guide, instrument quality certificate and HI760193 rugged carrying case.</span></td> </tr> </tbody> </table> </div> | The HI98193 is a rugged, portable dissolved oxygen (DO) meter designed for demanding applications. This professional, waterproof meter complies with IP67 standards and measures DO, barometric pressure, BOD and temperature. The HI98193 is supplied complete with all accessories to perform a DO measurement packaged into a durable carrying case. | <div class="product-short-description"> <p>The HI98193 is a rugged, portable dissolved oxygen (DO) meter designed for demanding applications. This professional, waterproof meter complies with IP67 standards and measures DO, barometric pressure, BOD and temperature. The HI98193 is supplied complete with all accessories to perform a DO measurement packaged into a durable carrying case.</p> </div> | https://www.hannathailand.com/wp-content/uploads/2022/06/hi981931.jpg | เครื่องวัดค่าเหล็ก รุ่น HI721 , เครื่องวัดปริมาณแอมโมเนีย ช่วงสูง รุ่น HI733 , เครื่องวัดปริมาณโครเมี่ยม ช่วงสูง รุ่น HI723 , น้ำยามาตรฐานสำหรับค่าโซเดียม , น้ำยามาตรฐานสอบเทียบ ค่ามาตรฐานความเค็ม , เครื่องวัดปริมาณคลอรีนอิสระ รุ่น HI701 , เครื่องควบคุมค่าความนำไฟฟ้า , เครื่องวัดปริมาณไอโอดีน รุ่น HI718 | <a class="woocommerce-LoopProduct-link woocommerce-loop-product__link" href="https://www.hannathailand.com/product/hi721-checker-hc-iron/">เครื่องวัดค่าเหล็ก รุ่น HI721</a> , <a class="woocommerce-LoopProduct-link woocommerce-loop-product__link" href="https://www.hannathailand.com/product/hi733-checker-hc-ammonia-hr/">เครื่องวัดปริมาณแอมโมเนีย ช่วงสูง รุ่น HI733</a> , <a class="woocommerce-LoopProduct-link woocommerce-loop-product__link" href="https://www.hannathailand.com/product/hi723-checker-hc-chromium-vi-hr/">เครื่องวัดปริมาณโครเมี่ยม ช่วงสูง รุ่น HI723</a> , <a class="woocommerce-LoopProduct-link woocommerce-loop-product__link" href="https://www.hannathailand.com/product/hi7090l/">น้ำยามาตรฐานสำหรับค่าโซเดียม</a> , <a class="woocommerce-LoopProduct-link woocommerce-loop-product__link" href="https://www.hannathailand.com/product/hi7083l/">น้ำยามาตรฐานสอบเทียบ ค่ามาตรฐานความเค็ม</a> , <a class="woocommerce-LoopProduct-link woocommerce-loop-product__link" href="https://www.hannathailand.com/product/hi701-checker-hc-free-chlorine/">เครื่องวัดปริมาณคลอรีนอิสระ รุ่น HI701</a> , <a class="woocommerce-LoopProduct-link woocommerce-loop-product__link" href="https://www.hannathailand.com/product/hi8931cn/">เครื่องควบคุมค่าความนำไฟฟ้า</a> , <a class="woocommerce-LoopProduct-link woocommerce-loop-product__link" href="https://www.hannathailand.com/product/hi718-checker-hc-iodine/">เครื่องวัดปริมาณไอโอดีน รุ่น HI718</a> | https://www.hannathailand.com/wp-content/uploads/2022/06/hi981931-600x600.jpg , https://www.hannathailand.com/wp-content/uploads/2021/12/hi981932.jpg , https://www.hannathailand.com/wp-content/uploads/2022/06/miniphotometerfureisen832_11-600x600.jpg , https://www.hannathailand.com/wp-content/uploads/2022/06/miniphotometerfurammoniumhoch2418_11-600x600.jpg , https://www.hannathailand.com/wp-content/uploads/2022/06/miniphotometerfurchromvihoch839_11-600x600.jpg , https://www.hannathailand.com/wp-content/uploads/2021/07/12-500x500.jpg , https://www.hannathailand.com/wp-content/uploads/2021/07/10-500x500.jpg , https://www.hannathailand.com/wp-content/uploads/2021/11/hi701-500x500.jpg , https://www.hannathailand.com/wp-content/uploads/2021/07/2-500x500.jpg , https://www.hannathailand.com/wp-content/uploads/2022/06/miniphotometerfuriod829_11-600x600.jpg
20 | เครื่องวัดค่าออกซิเจนในน้ำ แบบเชิงแสง รุ่น HI98198 | Multiparameter Portable HI9819X , สินค้าทั้งหมด , สินค้าแนะนำ , อุตสาหกรรมทั่วไป , อุตสาหกรรมอาหาร , เครื่องวัดค่ากรด-ด่าง (pH) การนำไฟฟ้า (EC) / ออกซิเจนละลายในน้ำ (DO) ใช้ในภาคสนาม/หน้างาน , เครื่องวัดออกซิเจนในน้ำ , แบบภาคสนาม | https://www.hannathailand.com/product-category/dissolved-oxygen-meter/oxygen-fieldwork/ | https://www.hannathailand.com/product/optical-dissolved-oxygen-meter-hi98198/ | HI98198 | 3,103.00 | น้ำหนัก 0.45 กก. ขนาด 18.5 × 3.52 × 9.3 เซนติเมตร | <div aria-labelledby="tab-title-additional_information" class="woocommerce-Tabs-panel woocommerce-Tabs-panel--additional_information panel entry-content" id="tab-additional_information" role="tabpanel"> <table class="woocommerce-product-attributes shop_attributes"> <tr class="woocommerce-product-attributes-item woocommerce-product-attributes-item--weight"> <th class="woocommerce-product-attributes-item__label">น้ำหนัก</th> <td class="woocommerce-product-attributes-item__value">0.45 กก.</td> </tr> <tr class="woocommerce-product-attributes-item woocommerce-product-attributes-item--dimensions"> <th class="woocommerce-product-attributes-item__label">ขนาด</th> <td class="woocommerce-product-attributes-item__value">18.5 × 3.52 × 9.3 เซนติเมตร</td> </tr> </table> </div> | เครื่องวัดค่าออกซิเจนในน้ำ แบบเชิงแสง รุ่น HI98198 HI98198 เครื่องวัดระดับออกซิเจนที่ละลายน้ำในน้ำ โดยใช้เทคโนโลยีการวัดค่าออกซิเจนละลายน้ำแบบเชิงแสงที่ได้ถูกพัฒนา เพื่อสร้างความมั่นใจถึงประสิทธิภาพในการวัดสูง นอกจากนั้นยังสามารถวัดค่าความต้องการออกซิเจนทางชีวภาพ (BOD) อัตราการดูดซึมออกซิเจน (OUR) และอัตราการดูดซึมออกซิเจนจำเพาะ (SOUR) ได้อีกด้วย (คลิกเพื่ออ่านบทความเกี่ยวกับเครื่องมือ) เครื่องวัดออกซิเจนละลายน้ำ HI98198 มีข้อดีเหนือกว่าเครื่องวัดออกซิเจนละลายแบบกัลวานิกและแบบโพลาโรกราฟี เนื่องจากตัวเครื่องนี้ใช้หัววัดออกซิเจนละลายน้ำแบบเชิงแสงที่ทนทาน (HI764113) สำหรับการตรวจวัดออกซิเจนละลายน้ำ ซึ่งมีประโยชน์ดังต่อไปนี้ – ไม่ต้องใช้เมมเบรนหรืออิเล็กโทรไลต์ – สามารถวัดค่าออกซิเจนได้ในสภาวะน้ำนิ่ง – การอ่านที่รวดเร็วและมีเสถียรภาพมากกว่า – การบำรุงรักษาง่ายมากกว่า เพิ่มความสามารถในการติดตาม ตรวจสอบความถูกต้องแม่นยำของข้อมูล โดยการสอบเทียบตัวเครื่องและหัววัด และสามารถเข้าดูข้อมูลการสอบเทียบล่าสุด (GLP) ประกอบด้วยวันที่ เวลา ความดัน ค่าที่สอบเทียบ อุณหภูมิ และความเค็มของการสอบเทียบครั้งล่าสุด การบันทึกข้อมูล สามารถจัดเก็บการอ่านได้มากถึง 400 ข้อมูล สิ่งที่มุ่งเน้นเกี่ยวกับ Smart Cap เมื่อคุณสวมฝาครอบใหม่ ตัวเครื่องของคุณจะตรวจจับและเริ่มต้นใช้งานทันทีหลังจากการติดตั้ง โดยจะแจ้งเตือนคุณเมื่อจำเป็นต้องเปลี่ยนฝาครอบ เสียหาย หรือสูญหาย ทำให้คุณไม่ต้องกังวลอีกต่อไป การใช้งานภาคสนามที่เหนือกว่า ตัวเครื่องกันน้ำรองรับ IP67 หมายความว่ารองรับสภาวะน้ำกระเด็น และป้องกันฝุ่นได้สมบูรณ์ สามารถทนต่อการแช่ในน้ำลึก 1 เมตร ได้นานถึง 30 นาที จอแสดงผลขนาดใหญ่ และคุณสมบัติ backlight ช่วยให้มองเห็นข้อมูลสำคัญทั้งหมดของคุณได้อย่างง่ายดายในที่มืด การเชื่อมต่อที่หลากหลาย USB-C อเนกประสงค์ช่วยทำให้การถ่ายโอนข้อมูลทำได้อย่างราบรื่น ไม่จำเป็นต้องมีโปรแกรม เพียงเชื่อมต่อ USB-C แล้วส่งข้อมูลของคุณเป็นในรูปแบบ .csv ไปยัง คอมพิวเตอร์ หรืออุปกรณ์อื่นๆ การเชื่อมต่อหัววัดแบบรวดเร็ว ขั้วต่อชนิด Quick Connect ได้รับการออกแบบมาเพื่อการติดตั้งโพรบ DO ที่รวดเร็วและง่ายดาย การเชื่อมต่อแบบกันน้ำ โดยไม่มีเกลียวทำให้การติดและถอดหัววัดเป็นเรื่องง่าย HI764113 หัววัด DO แบบใช้แสง ที่ทนทานสำหรับการใช้งานในน้ำจืดและน้ำเค็ม ความแข็งแรง ตัวเครื่อง ABS ที่แข็งแกร่งและแผ่นป้องกันสแตนเลส ช่วยให้มั่นใจถึงความทนทานเมื่อทำการวัดในสภาพแวดล้อมที่ยากลำบาก ด้วยระดับ IP68 โพรบนี้จึงปิดผนึกกันน้ำและฝุ่นโดยสิ้นเชิง ประสิทธิภาพระดับสูง ฝาครอบทรงโดมจะไล่ฟองอากาศเพื่อให้ความไวในการวัดดีขึ้น ช่วยให้มีเวลาตอบสนองที่รวดเร็วมากยิ่งขึ้น ลดความยุ่งยากให้เหลือน้อยที่สุด โดยไม่ต้องเปลี่ยนเมมเบรน และไม่จำเป็นต้องใช้อิเล็กโทรไลต์ หัววัด opdo จึงพร้อมที่จะทำงานทันที เมื่อคุณต้องการ Smart Cap – Smart Caps ของ Hanna มีเครื่องอ่าน RFID ในตัวที่สามารถจัดเก็บข้อมูลสำคัญ รวมถึงวันที่ผลิต และวันที่ใช้ครั้งแรก เพื่อเพิ่มความสามารถในการตรวจสอบย้อนกลับ – Smart Caps มีอายุการใช้งาน 1 ปีนับจากวันที่ใช้งานครั้งแรก ตัวเครื่องของคุณจะนับถอยหลังแบบอัตโนมัติตั้งแต่ครั้งแรก และจะเตือนตัวเครื่องของคุณเมื่อครบอายุการใช้งาน โดยแสดงเป็นข้อความบนหน้าจอ – ปุ่มปรับตำแหน่งช่วยให้แน่ใจว่า Smart Cap ของคุณเปิดอย่างถูกต้องทุกครั้ง วิธีการสอบเทียบออกซิเจนที่ค่า 0% (0 mg/L) ด้วยน้ำยา HI7040L การสอบเทียบ DO ต้องใช้มาตรฐานที่ถูกต้องเป็นสิ่งสำคัญ ด้วยสารละลายออกซิเจน 0% (0 mg/L) ถูกออกแบบมาเพื่อให้คุณสอบเทียบความเข้มข้นของออกซิเจนเป็น 0% ได้อย่างรวดเร็ว อุปกรณ์ในชุด มิเตอร์ โพรบ และอุปกรณ์เสริมของคุณทั้งหมดได้รับการบรรจุอย่างเรียบร้อยในกระเป๋าพกพาที่ทนทาน เพื่อให้มั่นใจว่าคุณมีทุกสิ่งที่จำเป็นสำหรับการทดสอบภาคสนามขณะเดินทาง คู่มือการใช้งาน : Download สเปคของตัวเครื่อง ชื่อของสินค้า เครื่องวัดค่าออกซิเจนในน้ำ แบบเชิงแสง รุ่น HI98198 ชนิดของการวัดค่าออกซิเจน แบบเชิงแสง ช่วงการวัด DO 0.00 – 50.00 mg/L (ppm) หรือ 0.0 – 500.0% ความอิ่มตัวของออกซิเจน ความละเอียด 0.01 mg/L (ppm) และ 0.1% ความอิ่มตัวของออกซิเจน ความถูกต้องแม่นยำ 1.5% ของการอ่านค่า ± 0.01mg/L ในช่วง 0.00-20.00mg/L , 5% ของการอ่านค่า ในช่วง 20.00-50.00mg/L , 1.5% ของการอ่านค่า ±0.1% ในช่วง 00-200.0%, 5% ของการอ่านค่า ในช่วง 200.0-500.0% การสอบเทียบ DO แบบอัตโนมัติ 1 หรือ 2 จุด ที่ 100% (8.26 mg/L) และ 0% (0 mg/L) หรือตั้งค่าโดยผู้ใช้งาน 1 จุด การชดเชยอุณหภูมิ แบบอัตโนมัติ -5.0 – 50.0 °C การชดเชยความดัน แบบอัตโนมัติ 420 – 850 mmHg การชดเชยความเค็ม แบบอัตโนมัติ 0 – 70 g/L โดยผู้ใช้งาน ช่วงการวัดอุณหภูมิ -5.0 – 50.0 °C ความละเอียด 0.1 °C ความถูกต้องแม่นยำ ±0.3 °C การสอบเทียบอุณหภูมิ 1 จุด การชดเชยอุณหภูมิ แบบอัตโนมัติ หัววัด DO HI764113 แบบเชิงแสง รวมเซ็นเซอร์อุณหภูมิในตัว ขั้วต่อแบบ quick DIN ยาว 4 เมตร ประเภทการบันทึกข้อมูล 4000 ข้อมูล การเชื่อมต่อ USB-C ระบบการปิดเครื่องแบบอัตโนมัติ ตั้งค่าโดยผู้ใช้งาน โหมด GLP แสดงข้อมูลการสอบเทียบล่าสุด 5 ข้อมูลย้อนหลัง การแจ้งเตือนการสอบเทียบ ตั้งค่าโดยผู้ใช้งาน หน้าจอแสดงผล LCD แบตเตอรี่ แบตเตอรี่ชนิดอัลคาไลน์ 1.5V AA / ประมาณ 200 ชั่วโมง โดยไม่ได้ใช้งานในโหมด backlight (50 hours with backlight) โหมดป้องกันน้ำและฝุ่น IP67 สภาวะแวดล้อมที่เหมาะสม 0 to 50 °C ความชื้นสัมพัทธ์สูงสุด 100% ขนาด 185 x 93 x 35.2 มม. น้ำหนัก 450 กรัม | <div aria-labelledby="tab-title-description" class="woocommerce-Tabs-panel woocommerce-Tabs-panel--description panel entry-content active" id="tab-description" role="tabpanel"> <div class="product-essential"> <form action="https://hannainst.com/checkout/cart/add/uenc/aHR0cHM6Ly9oYW5uYWluc3QuY29tL29wdGljYWwtZGlzc29sdmVkLW94eWdlbi1tZXRlci5odG1s/product/2687/form_key/9dJ9a1GKnMYnirQt/" id="product_addtocart_form" method="post"> <div class="product-shop"> <div class="short-description"> <div class="std"> <p><span style="color: #000000;"><strong><span style="font-size: 120%;">เครื่องวัดค่าออกซิเจนในน้ำ แบบเชิงแสง รุ่น HI98198</span></strong></span></p> <p><span style="color: #000000;">HI98198 เครื่องวัดระดับออกซิเจนที่ละลายน้ำในน้ำ โดยใช้เทคโนโลยีการวัดค่าออกซิเจนละลายน้ำแบบเชิงแสงที่ได้ถูกพัฒนา เพื่อสร้างความมั่นใจถึงประสิทธิภาพในการวัดสูง นอกจากนั้นยังสามารถวัดค่าความต้องการออกซิเจนทางชีวภาพ (BOD) อัตราการดูดซึมออกซิเจน (OUR) และอัตราการดูดซึมออกซิเจนจำเพาะ (SOUR) ได้อีกด้วย</span></p> <p style="text-align: center;"><span style="color: #0000ff;"><a href="https://www.hannathailand.com/2022/03/29/%e0%b8%9b%e0%b8%a3%e0%b8%b4%e0%b8%a1%e0%b8%b2%e0%b8%93%e0%b8%ad%e0%b8%ad%e0%b8%81%e0%b8%8b%e0%b8%b4%e0%b9%80%e0%b8%88%e0%b8%99%e0%b9%83%e0%b8%99%e0%b8%99%e0%b9%89%e0%b8%b3%e0%b8%aa%e0%b8%b3%e0%b8%84/" style="color: #0000ff;">(คลิกเพื่ออ่านบทความเกี่ยวกับเครื่องมือ)</a></span></p> <div><span style="color: #000000;">เครื่องวัดออกซิเจนละลายน้ำ HI98198 มีข้อดีเหนือกว่าเครื่องวัดออกซิเจนละลายแบบกัลวานิกและแบบโพลาโรกราฟี เนื่องจากตัวเครื่องนี้ใช้หัววัดออกซิเจนละลายน้ำแบบเชิงแสงที่ทนทาน (HI764113) สำหรับการตรวจวัดออกซิเจนละลายน้ำ ซึ่งมีประโยชน์ดังต่อไปนี้</span></div> <div><span style="color: #000000;"> – ไม่ต้องใช้เมมเบรนหรืออิเล็กโทรไลต์</span></div> <div><span style="color: #000000;"> – สามารถวัดค่าออกซิเจนได้ในสภาวะน้ำนิ่ง</span></div> <div><span style="color: #000000;"> – การอ่านที่รวดเร็วและมีเสถียรภาพมากกว่า</span></div> <div><span style="color: #000000;"> – การบำรุงรักษาง่ายมากกว่า</span></div> <div></div> </div> </div> </div> <div><span style="color: #000000;"><strong><span style="font-size: 120%;">เพิ่มความสามารถในการติดตาม</span></strong></span><br/> <span style="color: #000000;">ตรวจสอบความถูกต้องแม่นยำของข้อมูล โดยการสอบเทียบตัวเครื่องและหัววัด และสามารถเข้าดูข้อมูลการสอบเทียบล่าสุด (GLP) ประกอบด้วยวันที่ เวลา ความดัน ค่าที่สอบเทียบ อุณหภูมิ และความเค็มของการสอบเทียบครั้งล่าสุด</span></div> <div></div> <div> <div><span style="color: #000000;"><strong><span style="font-size: 120%;">การบันทึกข้อมูล</span></strong></span></div> <div> <p><span style="color: #000000;">สามารถจัดเก็บการอ่านได้มากถึง 400 ข้อมูล</span></p> <p><strong style="color: #000000;"><span style="font-size: 120%;">สิ่งที่มุ่งเน้นเกี่ยวกับ Smart Cap</span></strong></p> </div> </div> <div><span style="color: #000000;">เมื่อคุณสวมฝาครอบใหม่ ตัวเครื่องของคุณจะตรวจจับและเริ่มต้นใช้งานทันทีหลังจากการติดตั้ง โดยจะแจ้งเตือนคุณเมื่อจำเป็นต้องเปลี่ยนฝาครอบ เสียหาย หรือสูญหาย ทำให้คุณไม่ต้องกังวลอีกต่อไป</span></div> <div></div> <div><span style="color: #000000;"><strong><span style="font-size: 120%;">การใช้งานภาคสนามที่เหนือกว่า</span></strong></span><br/> <span style="color: #000000;">ตัวเครื่องกันน้ำรองรับ IP67 หมายความว่ารองรับสภาวะน้ำกระเด็น และป้องกันฝุ่นได้สมบูรณ์ สามารถทนต่อการแช่ในน้ำลึก 1 เมตร ได้นานถึง 30 นาที จอแสดงผลขนาดใหญ่ และคุณสมบัติ backlight ช่วยให้มองเห็นข้อมูลสำคัญทั้งหมดของคุณได้อย่างง่ายดายในที่มืด</span></div> <div></div> <div><span style="color: #000000;"><strong><span style="font-size: 120%;">การเชื่อมต่อที่หลากหลาย</span></strong></span><br/> <span style="color: #000000;">USB-C อเนกประสงค์ช่วยทำให้การถ่ายโอนข้อมูลทำได้อย่างราบรื่น ไม่จำเป็นต้องมีโปรแกรม เพียงเชื่อมต่อ USB-C แล้วส่งข้อมูลของคุณเป็นในรูปแบบ .csv ไปยัง คอมพิวเตอร์ หรืออุปกรณ์อื่นๆ</span></div> <div></div> <div><span style="font-size: 19.44px; color: #000000;"><b>การเชื่อมต่อหัววัดแบบรวดเร็ว</b></span><br/> <span style="color: #000000;">ขั้วต่อชนิด Quick Connect ได้รับการออกแบบมาเพื่อการติดตั้งโพรบ DO ที่รวดเร็วและง่ายดาย การเชื่อมต่อแบบกันน้ำ โดยไม่มีเกลียวทำให้การติดและถอดหัววัดเป็นเรื่องง่าย</span></div> </form> </div> <div> <dl> <dd class="tab-container"> <div class="tab-content"> <div class="std"> <div class="prod-view-details-container"> <div class="prod-view-details-left"> <p><span style="color: #000000;"><img alt="HI764113 Rugged Optical DO Probe " class="aligncenter" decoding="async" height="339" loading="lazy" src="https://hanna-worldwide.com/media/wysiwyg/products/Probes/DO/HI764113_Optical_Dissolved_Oxygen_Sensor_1.jpg" title="HI764113 Rugged Optical DO Probe " width="446"/></span></p> </div> </div> </div> </div> </dd> </dl> </div> <div><span style="color: #000000;"><strong><span style="font-size: 120%;">HI764113 หัววัด DO แบบใช้แสง ที่ทนทานสำหรับการใช้งานในน้ำจืดและน้ำเค็ม</span></strong></span></div> <div></div> <div><span style="color: #000000;"><strong><span style="font-size: 120%;">ความแข็งแรง</span></strong></span></div> <div><span style="color: #000000;">ตัวเครื่อง ABS ที่แข็งแกร่งและแผ่นป้องกันสแตนเลส ช่วยให้มั่นใจถึงความทนทานเมื่อทำการวัดในสภาพแวดล้อมที่ยากลำบาก ด้วยระดับ IP68 โพรบนี้จึงปิดผนึกกันน้ำและฝุ่นโดยสิ้นเชิง</span></div> <div></div> <div><span style="color: #000000;"><strong><span style="font-size: 120%;">ประสิทธิภาพระดับสูง</span></strong></span></div> <div><span style="color: #000000;">ฝาครอบทรงโดมจะไล่ฟองอากาศเพื่อให้ความไวในการวัดดีขึ้น ช่วยให้มีเวลาตอบสนองที่รวดเร็วมากยิ่งขึ้น</span></div> <div></div> <div><span style="color: #000000;"><strong><span style="font-size: 120%;">ลดความยุ่งยากให้เหลือน้อยที่สุด</span></strong></span></div> <div><span style="color: #000000;">โดยไม่ต้องเปลี่ยนเมมเบรน และไม่จำเป็นต้องใช้อิเล็กโทรไลต์ หัววัด opdo จึงพร้อมที่จะทำงานทันที เมื่อคุณต้องการ</span></div> <div> <dl> <dd class="tab-container"> <div class="tab-content"> <div class="std"> <div class="prod-view-details-container"> <div class="prod-view-details-left"></div> <div class="prod-view-details-right"> <h3><span style="color: #000000;"><img alt="Smart Cap Technology" class="aligncenter" decoding="async" height="337" loading="lazy" src="https://hanna-worldwide.com/media/wysiwyg/products/Probes/DO/portable-do-meter-cap-view-hi98198.jpg" title="Smart Cap Technology" width="337"/></span></h3> </div> </div> </div> </div> </dd> </dl> <div><span style="font-size: 120%; color: #000000;"><strong>Smart Cap</strong></span></div> <div><span style="color: #000000;"> </span></div> <div><span style="color: #000000;"> – Smart Caps ของ Hanna มีเครื่องอ่าน RFID ในตัวที่สามารถจัดเก็บข้อมูลสำคัญ รวมถึงวันที่ผลิต และวันที่ใช้ครั้งแรก เพื่อเพิ่มความสามารถในการตรวจสอบย้อนกลับ</span></div> <div><span style="color: #000000;"> </span></div> <div><span style="color: #000000;"> – Smart Caps มีอายุการใช้งาน 1 ปีนับจากวันที่ใช้งานครั้งแรก ตัวเครื่องของคุณจะนับถอยหลังแบบอัตโนมัติตั้งแต่ครั้งแรก และจะเตือนตัวเครื่องของคุณเมื่อครบอายุการใช้งาน โดยแสดงเป็นข้อความบนหน้าจอ</span></div> <div><span style="color: #000000;"> </span></div> <div><span style="color: #000000;"> – ปุ่มปรับตำแหน่งช่วยให้แน่ใจว่า Smart Cap ของคุณเปิดอย่างถูกต้องทุกครั้ง</span></div> <dl> <dd class="tab-container"> <div class="tab-content"> <div class="std"> <div class="prod-view-details-container"> <div class="prod-view-details-left"> <p><span style="color: #000000;"><img alt="HI98198 Optical Dissolved Oxygen Box" class="aligncenter" decoding="async" height="418" loading="lazy" src="https://hanna-worldwide.com/media/wysiwyg/products/Probes/DO/HI98198-Optical_Dissolved_Oxygen_Meter_Case.jpg" title="HI98198 Optical Dissolved Oxygen Box" width="418"/></span></p> </div> </div> </div> </div> </dd> </dl> <div></div> <div></div> <div><span style="color: #000000;"><strong><span style="font-size: 120%;">วิธีการสอบเทียบออกซิเจนที่ค่า 0% (0 mg/L) ด้วยน้ำยา HI7040L</span></strong></span></div> <div><span style="color: #000000;">การสอบเทียบ DO ต้องใช้มาตรฐานที่ถูกต้องเป็นสิ่งสำคัญ ด้วยสารละลายออกซิเจน 0% (0 mg/L) ถูกออกแบบมาเพื่อให้คุณสอบเทียบความเข้มข้นของออกซิเจนเป็น 0% ได้อย่างรวดเร็ว</span></div> <div></div> <div><span style="color: #000000;"><strong><span style="font-size: 120%;">อุปกรณ์ในชุด</span></strong></span></div> <div><span style="color: #000000;">มิเตอร์ โพรบ และอุปกรณ์เสริมของคุณทั้งหมดได้รับการบรรจุอย่างเรียบร้อยในกระเป๋าพกพาที่ทนทาน เพื่อให้มั่นใจว่าคุณมีทุกสิ่งที่จำเป็นสำหรับการทดสอบภาคสนามขณะเดินทาง</span></div> <p><span style="color: #000000;"><strong><span style="font-size: 140%;"><span style="font-size: 90%;">คู่มือการใช้งาน :</span> <a href="https://hanna-worldwide.com/mwdownloads/download/link/id/387">Download</a></span></strong></span></p> <p><span style="color: #000000;"><strong><span style="font-size: 120%;">สเปคของตัวเครื่อง</span></strong></span></p> <dl> <dd class="tab-container"> <div class="tab-content"> <div class="box-collateral box-additional" id="spec"> <table style="height: 2043px;" width="1291"> <tbody> <tr> <td width="245"><span style="color: #000000; font-size: 110%;"><strong>ชื่อของสินค้า</strong></span></td> <td width="356"><span style="color: #000000; font-size: 110%;">เครื่องวัดค่าออกซิเจนในน้ำ แบบเชิงแสง รุ่น HI98198</span></td> </tr> <tr> <td width="245"><span style="color: #000000; font-size: 110%;"><strong>ชนิดของการวัดค่าออกซิเจน</strong></span></td> <td width="356"><span style="color: #000000; font-size: 110%;">แบบเชิงแสง</span></td> </tr> <tr> <td width="245"><span style="color: #000000; font-size: 110%;"><strong>ช่วงการวัด DO</strong></span></td> <td width="356"><span style="color: #000000; font-size: 110%;">0.00 – 50.00 mg/L (ppm) หรือ 0.0 – 500.0% ความอิ่มตัวของออกซิเจน</span></td> </tr> <tr> <td width="245"><span style="color: #000000; font-size: 110%;"><strong>ความละเอียด</strong></span></td> <td width="356"><span style="color: #000000; font-size: 110%;">0.01 mg/L (ppm) และ 0.1% ความอิ่มตัวของออกซิเจน</span></td> </tr> <tr> <td width="245"><span style="color: #000000; font-size: 110%;"><strong>ความถูกต้องแม่นยำ</strong></span></td> <td width="356"><span style="color: #000000; font-size: 110%;">1.5% ของการอ่านค่า ± 0.01mg/L ในช่วง 0.00-20.00mg/L , 5% ของการอ่านค่า ในช่วง<br/> 20.00-50.00mg/L , 1.5% ของการอ่านค่า ±0.1% ในช่วง 00-200.0%, 5% ของการอ่านค่า ในช่วง 200.0-500.0%</span></td> </tr> <tr> <td width="245"><span style="color: #000000; font-size: 110%;"><strong>การสอบเทียบ DO</strong></span></td> <td width="356"><span style="color: #000000; font-size: 110%;">แบบอัตโนมัติ 1 หรือ 2 จุด ที่ 100% (8.26 mg/L) และ 0% (0 mg/L) หรือตั้งค่าโดยผู้ใช้งาน 1 จุด</span></td> </tr> <tr> <td width="245"><span style="color: #000000; font-size: 110%;"><strong>การชดเชยอุณหภูมิ</strong></span></td> <td width="356"><span style="color: #000000; font-size: 110%;">แบบอัตโนมัติ -5.0 – 50.0 °C</span></td> </tr> <tr> <td width="245"><span style="color: #000000; font-size: 110%;"><strong>การชดเชยความดัน</strong></span></td> <td width="356"><span style="color: #000000; font-size: 110%;">แบบอัตโนมัติ 420 – 850 mmHg</span></td> </tr> <tr> <td width="245"><span style="color: #000000; font-size: 110%;"><strong>การชดเชยความเค็ม</strong></span></td> <td width="356"><span style="color: #000000; font-size: 110%;">แบบอัตโนมัติ 0 – 70 g/L โดยผู้ใช้งาน</span></td> </tr> <tr> <td width="245"><span style="color: #000000; font-size: 110%;"><strong>ช่วงการวัดอุณหภูมิ</strong></span></td> <td width="356"><span style="color: #000000; font-size: 110%;">-5.0 – 50.0 °C </span></td> </tr> <tr> <td width="245"><span style="color: #000000; font-size: 110%;"><strong>ความละเอียด</strong></span></td> <td width="356"><span style="color: #000000; font-size: 110%;">0.1 °C </span></td> </tr> <tr> <td width="245"><span style="color: #000000; font-size: 110%;"><strong>ความถูกต้องแม่นยำ</strong></span></td> <td width="356"><span style="color: #000000; font-size: 110%;">±0.3 °C </span></td> </tr> <tr> <td width="245"><span style="color: #000000; font-size: 110%;"><strong>การสอบเทียบอุณหภูมิ</strong></span></td> <td width="356"><span style="color: #000000; font-size: 110%;">1 จุด</span></td> </tr> <tr> <td width="245"><span style="color: #000000; font-size: 110%;"><strong>การชดเชยอุณหภูมิ</strong></span></td> <td width="356"><span style="color: #000000; font-size: 110%;">แบบอัตโนมัติ</span></td> </tr> <tr> <td width="245"><span style="color: #000000; font-size: 110%;"><strong>หัววัด DO</strong></span></td> <td width="356"><span style="color: #000000; font-size: 110%;">HI764113 แบบเชิงแสง รวมเซ็นเซอร์อุณหภูมิในตัว ขั้วต่อแบบ quick DIN ยาว 4 เมตร</span></td> </tr> <tr> <td width="245"><span style="color: #000000; font-size: 110%;"><strong>ประเภทการบันทึกข้อมูล</strong></span></td> <td width="356"><span style="color: #000000; font-size: 110%;">4000 ข้อมูล</span></td> </tr> <tr> <td width="245"><span style="color: #000000; font-size: 110%;"><strong>การเชื่อมต่อ</strong></span></td> <td width="356"><span style="color: #000000; font-size: 110%;">USB-C</span></td> </tr> <tr> <td width="245"><span style="color: #000000; font-size: 110%;"><strong>ระบบการปิดเครื่องแบบอัตโนมัติ</strong></span></td> <td width="356"><span style="color: #000000; font-size: 110%;">ตั้งค่าโดยผู้ใช้งาน</span></td> </tr> <tr> <td width="245"><span style="color: #000000; font-size: 110%;"><strong>โหมด GLP</strong></span></td> <td width="356"><span style="color: #000000; font-size: 110%;">แสดงข้อมูลการสอบเทียบล่าสุด 5 ข้อมูลย้อนหลัง</span></td> </tr> <tr> <td width="245"><span style="color: #000000; font-size: 110%;"><strong>การแจ้งเตือนการสอบเทียบ</strong></span></td> <td width="356"><span style="color: #000000; font-size: 110%;">ตั้งค่าโดยผู้ใช้งาน</span></td> </tr> <tr> <td width="245"><span style="color: #000000; font-size: 110%;"><strong>หน้าจอแสดงผล</strong></span></td> <td width="356"><span style="color: #000000; font-size: 110%;">LCD</span></td> </tr> <tr> <td width="245"><span style="color: #000000; font-size: 110%;"><strong>แบตเตอรี่</strong></span></td> <td width="356"><span style="color: #000000; font-size: 110%;">แบตเตอรี่ชนิดอัลคาไลน์ 1.5V AA / ประมาณ 200 ชั่วโมง โดยไม่ได้ใช้งานในโหมด backlight (50 hours with backlight)</span></td> </tr> <tr> <td width="245"><span style="color: #000000; font-size: 110%;"><strong>โหมดป้องกันน้ำและฝุ่น</strong></span></td> <td width="356"><span style="color: #000000; font-size: 110%;">IP67</span></td> </tr> <tr> <td width="245"><span style="color: #000000; font-size: 110%;"><strong>สภาวะแวดล้อมที่เหมาะสม</strong></span></td> <td width="356"><span style="color: #000000; font-size: 110%;">0 to 50 °C ความชื้นสัมพัทธ์สูงสุด 100%</span></td> </tr> <tr> <td width="245"><span style="color: #000000; font-size: 110%;"><strong>ขนาด</strong></span></td> <td width="356"><span style="color: #000000; font-size: 110%;">185 x 93 x 35.2 มม.</span></td> </tr> <tr> <td width="245"><span style="color: #000000; font-size: 110%;"><strong>น้ำหนัก</strong></span></td> <td width="356"><span style="color: #000000; font-size: 110%;">450 กรัม</span></td> </tr> </tbody> </table> </div> </div> </dd> </dl> </div> </div> | ไม่มี | ไม่มี | https://www.hannathailand.com/wp-content/uploads/2021/12/HI98198.jpg | เครื่องวัดปริมาณแอมโมเนีย ช่วงสูง รุ่น HI733 , เครื่องวัดปริมาณฟอสฟอรัส ช่วงต่ำมาก รุ่น HI736 , เครื่องควบคุมค่าความนำไฟฟ้า , เครื่องวัดคลอรีน , เครื่องวัดปริมาณแอมโมเนีย ในน้ำ รุ่น HI715 , เครื่องวัดปริมาณฟลูออไรด์ ช่วงต่ำ รุ่น HI729 , เครื่องวัดปริมาณคลอรีนรวม รุ่น HI711 , เครื่องวัดปริมาณโบรมีน ในตัวอย่างน้ำ รุ่น HI716 | <a class="woocommerce-LoopProduct-link woocommerce-loop-product__link" href="https://www.hannathailand.com/product/hi733-checker-hc-ammonia-hr/">เครื่องวัดปริมาณแอมโมเนีย ช่วงสูง รุ่น HI733</a> , <a class="woocommerce-LoopProduct-link woocommerce-loop-product__link" href="https://www.hannathailand.com/product/phosphorous-marine/">เครื่องวัดปริมาณฟอสฟอรัส ช่วงต่ำมาก รุ่น HI736</a> , <a class="woocommerce-LoopProduct-link woocommerce-loop-product__link" href="https://www.hannathailand.com/product/hi8931cn/">เครื่องควบคุมค่าความนำไฟฟ้า</a> , <a class="woocommerce-LoopProduct-link woocommerce-loop-product__link" href="https://www.hannathailand.com/product/free-chlorine/">เครื่องวัดคลอรีน</a> , <a class="woocommerce-LoopProduct-link woocommerce-loop-product__link" href="https://www.hannathailand.com/product/hi715-checker-hc-ammonia-mr/">เครื่องวัดปริมาณแอมโมเนีย ในน้ำ รุ่น HI715</a> , <a class="woocommerce-LoopProduct-link woocommerce-loop-product__link" href="https://www.hannathailand.com/product/hi729-checker-hc-fluoride-lr/">เครื่องวัดปริมาณฟลูออไรด์ ช่วงต่ำ รุ่น HI729</a> , <a class="woocommerce-LoopProduct-link woocommerce-loop-product__link" href="https://www.hannathailand.com/product/hi711-checker-hc-total-chlorine/">เครื่องวัดปริมาณคลอรีนรวม รุ่น HI711</a> , <a class="woocommerce-LoopProduct-link woocommerce-loop-product__link" href="https://www.hannathailand.com/product/hi716-checker-hc-bromine/">เครื่องวัดปริมาณโบรมีน ในตัวอย่างน้ำ รุ่น HI716</a> | https://www.hannathailand.com/wp-content/uploads/2021/12/HI98198-600x600.jpg , https://www.hannathailand.com/wp-content/uploads/2021/12/HI98198-1-600x600.jpg , https://www.hannathailand.com/wp-content/uploads/2021/12/HI98198-2-600x600.jpg , https://www.hannathailand.com/wp-content/uploads/2021/12/HI98198-3-600x600.jpg , https://www.hannathailand.com/wp-content/uploads/2021/12/HI98198-4-600x600.jpg , https://www.hannathailand.com/wp-content/uploads/2021/12/HI98198-5-600x600.jpg , https://www.hannathailand.com/wp-content/uploads/2022/06/miniphotometerfurammoniumhoch2418_11-600x600.jpg , https://www.hannathailand.com/wp-content/uploads/2021/12/HI736-600x600.jpg , https://www.hannathailand.com/wp-content/uploads/2021/07/2-500x500.jpg , https://www.hannathailand.com/wp-content/uploads/2021/07/1-500x500.jpg , https://www.hannathailand.com/wp-content/uploads/2022/06/miniphotometerfurammoniakmittel2416_11-600x600.jpg , https://www.hannathailand.com/wp-content/uploads/2022/06/miniphotometerfurfluoridniedrig844_11-600x600.jpg , https://www.hannathailand.com/wp-content/uploads/2022/06/hi711_lg-600x600.jpg , https://www.hannathailand.com/wp-content/uploads/2022/06/miniphotometerfurfreiesgesamtchlor704_11-600x600.jpg
21 | เครื่องวัดค่าอุณหภูมิ (°C) รุ่น HI145-00 ความยาว 12.5 cm | สินค้าทั้งหมด , อุตสาหกรรมอาหาร , เครื่องวัดอุณหภูมิ/ความชื้น/แสง , แบบพกพาสะดวก | https://www.hannathailand.com/product-category/thermometer/thermo-portable/ | https://www.hannathailand.com/product/hi145-00/ | HI145-00 | 2,996.00 |  | <div aria-labelledby="tab-title-additional_information" class="woocommerce-Tabs-panel woocommerce-Tabs-panel--additional_information panel entry-content" id="tab-additional_information" role="tabpanel"> </div> | ±0.3°C accuracy T-shaped body for easy reading Two probe lengths available CAL CHECK® Ideal for semi-solids, deep fryers and soup preparation Exceptionally long battery life of over a year HI 145 thermometers were developed for HACCP programs that need high standards of performance with simplicity of use. The durable T-shaped handle fits comfortably in hand and is ideal for applications where applied force is necessary for insertion, such as with incoming meat inspection and semi-frozen foods. The LCD positioned on top of the meter allows for easy reading in cooking applications. HI 145-00 and HI 145-01 are equipped with a 125 mm (5”) long AISI 316 stainless steel probe. The sharp conical tip provides fast response and improved accuracy over the entire range. HI 145-20 and HI 145-30 are supplied with a 300 mm (12”) long stainless steel probe; ideal for monitoring hot liquids, such as deep frying and soup preparation. With an automatic CAL CHECK® feature, the HI 145 series performs a self check of its calibration status and displays it on the LCD. This feature ensures accuracy, repeatability and confidence in readings. Order Information: All models of the HI 145 series are supplied complete with battery and instructions Product Manuals Manual: Download Specification : Range HI 145-00 HI 145-20 -50.0 to 220°C HI 145-01 HI 145-30 -58.0 to 428°F Resolution HI 145-00 HI 145-20 0.1°C (-50.0 to 199.9°C) 1°C (200 to 220°C) HI 145-01 HI 145-30 0.1°F (-58.0 to 199.9°F) 1°F (200 to 428°F) Accuracy HI 145-00 HI 145-20 ±0.3°C (-20.0 to 90.0°C); ±0.4% F.S. (outside) HI 145-01 HI 145-30 ±0.6°F (-4 to 194.0°C); ±0.4% F.S. (outside) Probe HI 145-00 HI 145-01 stainless steel 125 x dia 5 mm (4.9 x dia 0.2″) HI 145-20 HI 145-30 stainless steel 300 x dia 5 mm (11.8 x dia 0.2″) Battery Type/ Life 1.5V AAA / approximately 10,000 hours of continuous use; auto-off after 8 minutes of non-use Environment -10 to 50°C (14 to 122°F); RH max 95% Dimensions HI 145-00 HI 145-01 92 x 165 x 38 mm HI 145-20 HI 145-30 92 x 340 x 38 mm Weight HI 145-00 HI 145-01 65 g (2.3 oz.) HI 145-20 HI 145-30 80 g (2.8 oz.) | <div aria-labelledby="tab-title-description" class="woocommerce-Tabs-panel woocommerce-Tabs-panel--description panel entry-content active" id="tab-description" role="tabpanel"> <ul> <li>±0.3°C accuracy</li> <li>T-shaped body for easy reading</li> <li>Two probe lengths available</li> <li>CAL CHECK®</li> <li>Ideal for semi-solids, deep fryers and soup preparation</li> <li>Exceptionally long battery life of over a year </li> </ul> <p> </p> <p style="text-align: justify;">HI 145 thermometers were developed for HACCP programs that need high standards of performance with simplicity of use. The durable T-shaped handle fits comfortably in hand and is ideal for applications where applied force is necessary for insertion, such as with incoming meat inspection and semi-frozen foods. The LCD positioned on top of the meter allows for easy reading in cooking applications.</p> <p style="text-align: justify;"><strong>HI 145-00</strong> and <strong>HI 145-01</strong> are equipped with a 125 mm (5”) long AISI 316 stainless steel probe. The sharp conical tip provides fast response and improved accuracy over the entire range.</p> <p style="text-align: justify;"><strong>HI 145-20</strong> and <strong>HI 145-30</strong> are supplied with a 300 mm (12”) long stainless steel probe; ideal for monitoring hot liquids, such as deep frying and soup preparation. With an automatic CAL CHECK® feature, the HI 145 series performs a self check of its calibration status and displays it on the LCD. This feature ensures accuracy, repeatability and confidence in readings.</p> <p style="text-align: justify;"> </p> <p style="text-align: justify;"><strong>Order Information:</strong> All models of the HI 145 series are supplied complete with battery and instructions</p> <div><strong>Product Manuals</strong></div> <p style="text-align: justify;"><span class="hps"><span class="hps"><span class="hps"><img align="absmiddle" alt="" border="0" decoding="async" height="22" loading="lazy" src="http://www.hannainst.com/usa/images/icon-pdf.gif" width="20"/> Manual: <a href="http://www.hannathai.com/manuals/en/manHI_145-00_01_20_30.pdf" rel="noopener" target="_blank" title="Download Product Manual">Download</a></span></span></span></p> <p style="text-align: justify;"><strong>Specification :</strong></p> <table class="spec_table"> <tbody> <tr> <td><strong>Range</strong></td> <td><strong><small>HI 145-00 HI 145-20</small></strong></td> <td><small>-50.0 to 220°C</small></td> </tr> <tr> <td> </td> <td><strong><small>HI 145-01 HI 145-30</small></strong></td> <td><small>-58.0 to 428°F</small></td> </tr> <tr> <td><strong>Resolution</strong></td> <td><strong><small>HI 145-00 HI 145-20</small></strong></td> <td><small>0.1°C (-50.0 to 199.9°C) 1°C (200 to 220°C)</small></td> </tr> <tr> <td> </td> <td><strong><small>HI 145-01 HI 145-30</small></strong></td> <td><small>0.1°F (-58.0 to 199.9°F) 1°F (200 to 428°F)</small></td> </tr> <tr> <td><strong>Accuracy</strong></td> <td><strong><small>HI 145-00 HI 145-20</small></strong></td> <td><small>±0.3°C (-20.0 to 90.0°C); ±0.4% F.S. (outside)</small></td> </tr> <tr> <td> </td> <td><strong><small>HI 145-01 HI 145-30</small></strong></td> <td><small>±0.6°F (-4 to 194.0°C); ±0.4% F.S. (outside)</small></td> </tr> <tr> <td><strong>Probe</strong></td> <td><strong><small>HI 145-00 HI 145-01</small></strong></td> <td><small>stainless steel 125 x dia 5 mm (4.9 x dia 0.2″)</small></td> </tr> <tr> <td> </td> <td><strong><small>HI 145-20 HI 145-30</small></strong></td> <td><small>stainless steel 300 x dia 5 mm (11.8 x dia 0.2″)</small></td> </tr> <tr> <td><strong>Battery Type/ Life</strong></td> <td> </td> <td><small>1.5V AAA / approximately 10,000 hours of continuous use; auto-off after 8 minutes of non-use</small></td> </tr> <tr> <td><strong>Environment</strong></td> <td> </td> <td><small>-10 to 50°C (14 to 122°F); RH max 95%</small></td> </tr> <tr> <td><strong>Dimensions</strong></td> <td><strong><small>HI 145-00 HI 145-01</small></strong></td> <td><small>92 x 165 x 38 mm</small></td> </tr> <tr> <td> </td> <td><strong><small>HI 145-20 HI 145-30</small></strong></td> <td><small>92 x 340 x 38 mm</small></td> </tr> <tr> <td><strong>Weight</strong></td> <td><strong><small>HI 145-00 HI 145-01</small></strong></td> <td><small>65 g (2.3 oz.)</small></td> </tr> <tr> <td> </td> <td><strong><small>HI 145-20 HI 145-30</small></strong></td> <td><small>80 g (2.8 oz.)</small></td> </tr> </tbody> </table> <p style="text-align: justify;"><strong> </strong></p> </div> | HI 145 thermometers were developed for HACCP programs that need high standards of performance with simplicity of use. The durable T-shaped handle fits comfortably in hand and is ideal for applications where applied force is necessary for insertion, such as with incoming meat inspection and semi-frozen foods. The LCD positioned on top of the meter allows for easy reading in cooking applications. | <div class="product-short-description"> <p>HI 145 thermometers were developed for HACCP programs that need high standards of performance with simplicity of use. The durable T-shaped handle fits comfortably in hand and is ideal for applications where applied force is necessary for insertion, such as with incoming meat inspection and semi-frozen foods. The LCD positioned on top of the meter allows for easy reading in cooking applications.</p> </div> | https://www.hannathailand.com/wp-content/uploads/2022/06/temperaturtestermittfuhler125cm180_1.jpg | เครื่องวัดปริมาณฟอสเฟต ช่วงต่ำ รุ่น HI713 , สารละลายมาตรฐานความขุ่น 20 NTU , เครื่องวัดปริมาณนิกเกิล ช่วงสูง รุ่น HI726 , ซัลไฟด์สารต้านอนุมูลอิสระบัฟเฟอร์ , น้ำยามาตรฐานสอบเทียบ ค่ามาตรฐานความเค็ม , เครื่องวัดปริมาณฟลูออไรด์ ช่วงต่ำ รุ่น HI729 , เครื่องวัดปริมาณฟอสฟอรัส ช่วงต่ำมาก รุ่น HI736 , เครื่องควบคุมค่าความนำไฟฟ้า | <a class="woocommerce-LoopProduct-link woocommerce-loop-product__link" href="https://www.hannathailand.com/product/hi713-checker-hc-phosphate-lr/">เครื่องวัดปริมาณฟอสเฟต ช่วงต่ำ รุ่น HI713</a> , <a class="woocommerce-LoopProduct-link woocommerce-loop-product__link" href="https://www.hannathailand.com/product/hi93102-20/">สารละลายมาตรฐานความขุ่น 20 NTU</a> , <a class="woocommerce-LoopProduct-link woocommerce-loop-product__link" href="https://www.hannathailand.com/product/hi726-checker-hc-nickel-hr/">เครื่องวัดปริมาณนิกเกิล ช่วงสูง รุ่น HI726</a> , <a class="woocommerce-LoopProduct-link woocommerce-loop-product__link" href="https://www.hannathailand.com/product/hi4015-00/">ซัลไฟด์สารต้านอนุมูลอิสระบัฟเฟอร์</a> , <a class="woocommerce-LoopProduct-link woocommerce-loop-product__link" href="https://www.hannathailand.com/product/hi7083l/">น้ำยามาตรฐานสอบเทียบ ค่ามาตรฐานความเค็ม</a> , <a class="woocommerce-LoopProduct-link woocommerce-loop-product__link" href="https://www.hannathailand.com/product/hi729-checker-hc-fluoride-lr/">เครื่องวัดปริมาณฟลูออไรด์ ช่วงต่ำ รุ่น HI729</a> , <a class="woocommerce-LoopProduct-link woocommerce-loop-product__link" href="https://www.hannathailand.com/product/phosphorous-marine/">เครื่องวัดปริมาณฟอสฟอรัส ช่วงต่ำมาก รุ่น HI736</a> , <a class="woocommerce-LoopProduct-link woocommerce-loop-product__link" href="https://www.hannathailand.com/product/hi8931cn/">เครื่องควบคุมค่าความนำไฟฟ้า</a> | https://www.hannathailand.com/wp-content/uploads/2022/06/hi713_lg51caffcdce23e-600x600.jpg , https://www.hannathailand.com/wp-content/uploads/2021/07/9-500x500.jpg , https://www.hannathailand.com/wp-content/uploads/2022/06/miniphotometerfurnickelhoch841_11-600x600.jpg , https://www.hannathailand.com/wp-content/uploads/2021/07/7-500x500.jpg , https://www.hannathailand.com/wp-content/uploads/2021/07/10-500x500.jpg , https://www.hannathailand.com/wp-content/uploads/2022/06/miniphotometerfurfluoridniedrig844_11-600x600.jpg , https://www.hannathailand.com/wp-content/uploads/2021/12/HI736-600x600.jpg , https://www.hannathailand.com/wp-content/uploads/2021/07/2-500x500.jpg
22 | เครื่องวัดค่าอุณหภูมิ (°C) รุ่น HI145-20 ความยาว 30.0 cm | สินค้าทั้งหมด , อุตสาหกรรมอาหาร , แบบพกพาสะดวก | https://www.hannathailand.com/product-category/thermometer/thermo-portable/ | https://www.hannathailand.com/product/%e0%b9%87hi145-20/ | HI145-20 | 4,066.00 |  | <div aria-labelledby="tab-title-additional_information" class="woocommerce-Tabs-panel woocommerce-Tabs-panel--additional_information panel entry-content" id="tab-additional_information" role="tabpanel"> </div> | ±0.3°C accuracy T-shaped body for easy reading Two probe lengths available CAL CHECK® Ideal for semi-solids, deep fryers and soup preparation Exceptionally long battery life of over a year HI 145 thermometers were developed for HACCP programs that need high standards of performance with simplicity of use. The durable T-shaped handle fits comfortably in hand and is ideal for applications where applied force is necessary for insertion, such as with incoming meat inspection and semi-frozen foods. The LCD positioned on top of the meter allows for easy reading in cooking applications. HI 145-00 and HI 145-01 are equipped with a 125 mm (5”) long AISI 316 stainless steel probe. The sharp conical tip provides fast response and improved accuracy over the entire range. HI 145-20 and HI 145-30 are supplied with a 300 mm (12”) long stainless steel probe; ideal for monitoring hot liquids, such as deep frying and soup preparation. With an automatic CAL CHECK® feature, the HI 145 series performs a self check of its calibration status and displays it on the LCD. This feature ensures accuracy, repeatability and confidence in readings. Order Information: All models of the HI 145 series are supplied complete with battery and instructions Product Manuals Manual: Download Specification : Range HI 145-00 HI 145-20 -50.0 to 220°C HI 145-01 HI 145-30 -58.0 to 428°F Resolution HI 145-00 HI 145-20 0.1°C (-50.0 to 199.9°C) 1°C (200 to 220°C) HI 145-01 HI 145-30 0.1°F (-58.0 to 199.9°F) 1°F (200 to 428°F) Accuracy HI 145-00 HI 145-20 ±0.3°C (-20.0 to 90.0°C); ±0.4% F.S. (outside) HI 145-01 HI 145-30 ±0.6°F (-4 to 194.0°C); ±0.4% F.S. (outside) Probe HI 145-00 HI 145-01 stainless steel 125 x dia 5 mm (4.9 x dia 0.2″) HI 145-20 HI 145-30 stainless steel 300 x dia 5 mm (11.8 x dia 0.2″) Battery Type/ Life 1.5V AAA / approximately 10,000 hours of continuous use; auto-off after 8 minutes of non-use Environment -10 to 50°C (14 to 122°F); RH max 95% Dimensions HI 145-00 HI 145-01 92 x 165 x 38 mm HI 145-20 HI 145-30 92 x 340 x 38 mm Weight HI 145-00 HI 145-01 65 g (2.3 oz.) HI 145-20 HI 145-30 80 g (2.8 oz.) | <div aria-labelledby="tab-title-description" class="woocommerce-Tabs-panel woocommerce-Tabs-panel--description panel entry-content active" id="tab-description" role="tabpanel"> <ul> <li style="text-align: justify;">±0.3°C accuracy</li> <li style="text-align: justify;">T-shaped body for easy reading</li> <li style="text-align: justify;">Two probe lengths available</li> <li style="text-align: justify;">CAL CHECK®</li> <li style="text-align: justify;">Ideal for semi-solids, deep fryers and soup preparation</li> <li style="text-align: justify;">Exceptionally long battery life of over a year </li> </ul> <p style="text-align: justify;"> </p> <p style="text-align: justify;">HI 145 thermometers were developed for HACCP programs that need high standards of performance with simplicity of use. The durable T-shaped handle fits comfortably in hand and is ideal for applications where applied force is necessary for insertion, such as with incoming meat inspection and semi-frozen foods. The LCD positioned on top of the meter allows for easy reading in cooking applications.</p> <p style="text-align: justify;"><strong>HI 145-00</strong> and <strong>HI 145-01</strong> are equipped with a 125 mm (5”) long AISI 316 stainless steel probe. The sharp conical tip provides fast response and improved accuracy over the entire range.</p> <p style="text-align: justify;"><strong>HI 145-20</strong> and <strong>HI 145-30</strong> are supplied with a 300 mm (12”) long stainless steel probe; ideal for monitoring hot liquids, such as deep frying and soup preparation. With an automatic CAL CHECK® feature, the HI 145 series performs a self check of its calibration status and displays it on the LCD. This feature ensures accuracy, repeatability and confidence in readings.</p> <p style="text-align: justify;"><strong>Order Information:</strong> All models of the HI 145 series are supplied complete with battery and instructions</p> <div><strong>Product Manuals</strong></div> <p style="text-align: justify;"><span class="hps"><span class="hps"><span class="hps"><img align="absmiddle" alt="" border="0" decoding="async" height="22" loading="lazy" src="http://www.hannainst.com/usa/images/icon-pdf.gif" width="20"/> Manual: <a href="http://www.hannathai.com/manuals/en/manHI_145-00_01_20_30.pdf" rel="noopener" target="_blank" title="Download Product Manual">Download</a></span></span></span></p> <p style="text-align: justify;"><strong>Specification :</strong></p> <table class="spec_table"> <tbody> <tr> <td><strong>Range</strong></td> <td><strong><small>HI 145-00 HI 145-20</small></strong></td> <td><small>-50.0 to 220°C</small></td> </tr> <tr> <td> </td> <td><strong><small>HI 145-01 HI 145-30</small></strong></td> <td><small>-58.0 to 428°F</small></td> </tr> <tr> <td><strong>Resolution</strong></td> <td><strong><small>HI 145-00 HI 145-20</small></strong></td> <td><small>0.1°C (-50.0 to 199.9°C) 1°C (200 to 220°C)</small></td> </tr> <tr> <td> </td> <td><strong><small>HI 145-01 HI 145-30</small></strong></td> <td><small>0.1°F (-58.0 to 199.9°F) 1°F (200 to 428°F)</small></td> </tr> <tr> <td><strong>Accuracy</strong></td> <td><strong><small>HI 145-00 HI 145-20</small></strong></td> <td><small>±0.3°C (-20.0 to 90.0°C); ±0.4% F.S. (outside)</small></td> </tr> <tr> <td> </td> <td><strong><small>HI 145-01 HI 145-30</small></strong></td> <td><small>±0.6°F (-4 to 194.0°C); ±0.4% F.S. (outside)</small></td> </tr> <tr> <td><strong>Probe</strong></td> <td><strong><small>HI 145-00 HI 145-01</small></strong></td> <td><small>stainless steel 125 x dia 5 mm (4.9 x dia 0.2″)</small></td> </tr> <tr> <td> </td> <td><strong><small>HI 145-20 HI 145-30</small></strong></td> <td><small>stainless steel 300 x dia 5 mm (11.8 x dia 0.2″)</small></td> </tr> <tr> <td><strong>Battery Type/ Life</strong></td> <td> </td> <td><small>1.5V AAA / approximately 10,000 hours of continuous use; auto-off after 8 minutes of non-use</small></td> </tr> <tr> <td><strong>Environment</strong></td> <td> </td> <td><small>-10 to 50°C (14 to 122°F); RH max 95%</small></td> </tr> <tr> <td><strong>Dimensions</strong></td> <td><strong><small>HI 145-00 HI 145-01</small></strong></td> <td><small>92 x 165 x 38 mm</small></td> </tr> <tr> <td> </td> <td><strong><small>HI 145-20 HI 145-30</small></strong></td> <td><small>92 x 340 x 38 mm</small></td> </tr> <tr> <td><strong>Weight</strong></td> <td><strong><small>HI 145-00 HI 145-01</small></strong></td> <td><small>65 g (2.3 oz.)</small></td> </tr> <tr> <td> </td> <td><strong><small>HI 145-20 HI 145-30</small></strong></td> <td><small>80 g (2.8 oz.)</small></td> </tr> </tbody> </table> <p style="text-align: justify;"><strong> </strong></p> </div> | HI 145 thermometers were developed for HACCP programs that need high standards of performance with simplicity of use. The durable T-shaped handle fits comfortably in hand and is ideal for applications where applied force is necessary for insertion, such as with incoming meat inspection and semi-frozen foods. The LCD positioned on top of the meter allows for easy reading in cooking applications | <div class="product-short-description"> <p>HI 145 thermometers were developed for HACCP programs that need high standards of performance with simplicity of use. The durable T-shaped handle fits comfortably in hand and is ideal for applications where applied force is necessary for insertion, such as with incoming meat inspection and semi-frozen foods. The LCD positioned on top of the meter allows for easy reading in cooking applications</p> </div> | https://www.hannathailand.com/wp-content/uploads/2022/06/hi145_400.jpg | เครื่องวัดปริมาณฟลูออไรด์ ช่วงต่ำ รุ่น HI729 , น้ำยามาตรฐานสอบเทียบ ค่ามาตรฐานความเค็ม , เครื่องวัดปริมาณแอมโมเนีย ช่วงต่ำ รุ่น HI700 , เครื่องวัดปริมาณไอโอดีน รุ่น HI718 , เครื่องวัดสีในน้ำตัวอย่าง HI727 , น้ำยามาตรฐานสำหรับค่าโซเดียม , เครื่องวัดปริมาณคลอรีนอิสระ รุ่น HI701 , เครื่องวัดปริมาณโบรมีน ในตัวอย่างน้ำ รุ่น HI716 | <a class="woocommerce-LoopProduct-link woocommerce-loop-product__link" href="https://www.hannathailand.com/product/hi729-checker-hc-fluoride-lr/">เครื่องวัดปริมาณฟลูออไรด์ ช่วงต่ำ รุ่น HI729</a> , <a class="woocommerce-LoopProduct-link woocommerce-loop-product__link" href="https://www.hannathailand.com/product/hi7083l/">น้ำยามาตรฐานสอบเทียบ ค่ามาตรฐานความเค็ม</a> , <a class="woocommerce-LoopProduct-link woocommerce-loop-product__link" href="https://www.hannathailand.com/product/hi700-checker-hc-ammonia-lr/">เครื่องวัดปริมาณแอมโมเนีย ช่วงต่ำ รุ่น HI700</a> , <a class="woocommerce-LoopProduct-link woocommerce-loop-product__link" href="https://www.hannathailand.com/product/hi718-checker-hc-iodine/">เครื่องวัดปริมาณไอโอดีน รุ่น HI718</a> , <a class="woocommerce-LoopProduct-link woocommerce-loop-product__link" href="https://www.hannathailand.com/product/hi727-checker-hc-color-of-water/">เครื่องวัดสีในน้ำตัวอย่าง HI727</a> , <a class="woocommerce-LoopProduct-link woocommerce-loop-product__link" href="https://www.hannathailand.com/product/hi7090l/">น้ำยามาตรฐานสำหรับค่าโซเดียม</a> , <a class="woocommerce-LoopProduct-link woocommerce-loop-product__link" href="https://www.hannathailand.com/product/hi701-checker-hc-free-chlorine/">เครื่องวัดปริมาณคลอรีนอิสระ รุ่น HI701</a> , <a class="woocommerce-LoopProduct-link woocommerce-loop-product__link" href="https://www.hannathailand.com/product/hi716-checker-hc-bromine/">เครื่องวัดปริมาณโบรมีน ในตัวอย่างน้ำ รุ่น HI716</a> | https://www.hannathailand.com/wp-content/uploads/2022/06/miniphotometerfurfluoridniedrig844_11-600x600.jpg , https://www.hannathailand.com/wp-content/uploads/2021/07/10-500x500.jpg , https://www.hannathailand.com/wp-content/uploads/2022/06/hi700_400pxl-600x600.jpg , https://www.hannathailand.com/wp-content/uploads/2022/06/miniphotometerfuriod829_11-600x600.jpg , https://www.hannathailand.com/wp-content/uploads/2022/06/miniphotometerfurfarbe843_11-600x600.jpg , https://www.hannathailand.com/wp-content/uploads/2021/07/12-500x500.jpg , https://www.hannathailand.com/wp-content/uploads/2021/11/hi701-500x500.jpg , https://www.hannathailand.com/wp-content/uploads/2022/06/miniphotometerfurfreiesgesamtchlor704_11-600x600.jpg
23 | เครื่องวัดค่าเหล็ก รุ่น HI721 | สินค้าทั้งหมด , เครื่องโฟโตมิเตอร์ , แบบพกพาสะดวก | https://www.hannathailand.com/product-category/spectrophotometer/photometer-portable/ | https://www.hannathailand.com/product/hi721-checker-hc-iron/ | HI721 | 3,103.00 |  | <div aria-labelledby="tab-title-additional_information" class="woocommerce-Tabs-panel woocommerce-Tabs-panel--additional_information panel entry-content" id="tab-additional_information" role="tabpanel"> </div> | เครื่องวัดธาตุเหล็กในน้ำ Iron High Range รุ่น HI721 ในธรรมชาติมีธาตุเหล็กเป็นสารละลายปะปนอยู่ ถ้าปริมาณน้อยอาจส่งผลต่อรสชาติของน้ำ และจับคราบสกปรกถ้านำมาใช้อุปโภค เเต่ในอุสาหกรรมต่างๆ การวัดธาตุเหล็ก The HANNA HI 721 Checker®HC bridges the gap between simple chemical test kits and professional instrumentation. Chemical test kits are not very accurate and only give 5 to 10 points resolution while professional instrumentation can cost hundreds of dollars and can be time consuming to calibrate and maintain. The HANNA HI 721 Checker®HC is accurate and affordable with immediate results. The new HI 721 Checker®HC portable handheld colorimeter features a resolution of 0.01 ppm (500 points) and ±0.04 ppm ±2% of reading accuracy. The HI 721 Checker®HC uses an adaptation of Standard Method 315 B. The contoured style of this Checker®HC fits in your palm and pocket perfectly and the large LCD is easy to read. The auto shut-off feature assures the battery life will not be drained if you forget to turn it off. The HI 721 Checker®HC is extremely simple to use. First, zero the instrument with your water sample. Next, add the reagent. Last, place the vial into the HI 721 Checker®HC, press the button and read the results. It’s that easy. Order Information: HI 721 Checker®HC is supplied with sample cuvettes with caps (2), powder reagents for iron (6), battery and instructions. Product Manuals Manual: Download Specificationn : Range 0.00 to 5.00 ppm (mg/L) Resolution 0.01 ppm (mg/L) Accuracy @ 25°C ±0.04 ppm ±2% of reading Light Source LED @ 525 nm Light Detector silicon photocell Environment 0 to 50°C (32 to 122°F); RH max 95% non-condensing Battery Type (1) 1.5V AAA Auto-off after three minutes of non-use and ten seconds after reading Dimensions 81.5 x 61 x 37.5 mm (3.2 x 2.4 x 1.5”) Weight 64 g (2.25 oz.) Method adaptation of the EPA Phenantroline method 315 B, for natural and treated waters. | <div aria-labelledby="tab-title-description" class="woocommerce-Tabs-panel woocommerce-Tabs-panel--description panel entry-content active" id="tab-description" role="tabpanel"> <p>เครื่องวัดธาตุเหล็กในน้ำ Iron High Range รุ่น HI721 ในธรรมชาติมีธาตุเหล็กเป็นสารละลายปะปนอยู่ ถ้าปริมาณน้อยอาจส่งผลต่อรสชาติของน้ำ และจับคราบสกปรกถ้านำมาใช้อุปโภค เเต่ในอุสาหกรรมต่างๆ การวัดธาตุเหล็ก</p> <p style="text-align: justify;">The HANNA HI 721 Checker<small><sup>®</sup></small>HC bridges the gap between simple chemical test kits and professional instrumentation. Chemical test kits are not very accurate and only give 5 to 10 points resolution while professional instrumentation can cost hundreds of dollars and can be time consuming to calibrate and maintain. The HANNA HI 721 Checker<small><sup>®</sup></small>HC is accurate and affordable with immediate results.</p> <p style="text-align: justify;">The new HI 721 Checker®HC portable handheld colorimeter features a resolution of 0.01 ppm (500 points) and ±0.04 ppm ±2% of reading accuracy. The HI 721 Checker<small><sup>®</sup></small>HC uses an adaptation of Standard Method 315 B.</p> <p style="text-align: justify;">The contoured style of this Checker®HC fits in your palm and pocket perfectly and the large LCD is easy to read. The auto shut-off feature assures the battery life will not be drained if you forget to turn it off.</p> <p style="text-align: justify;">The HI 721 Checker<small><sup>®</sup></small>HC is extremely simple to use. First, zero the instrument with your water sample. Next, add the reagent. Last, place the vial into the HI 721 Checker<small><sup>®</sup></small>HC, press the button and read the results. It’s that easy.</p> <p style="text-align: justify;"> <p style="text-align: justify;"><strong>Order Information:</strong> HI 721 Checker®HC is supplied with sample cuvettes with caps (2), powder reagents for iron (6), battery and instructions.</p> <div><strong>Product Manuals</strong></div> <p style="text-align: justify;"><img align="absmiddle" alt="" border="0" decoding="async" height="22" loading="lazy" src="http://hannainst.com/usa/images/icon-pdf.gif" width="20"/> Manual: <a href="http://hannainst.com/manuals/ist721_03_13.pdf" rel="noopener" target="_blank" title="Download Product Manual">Download</a></p> <p><strong>Specificationn :</strong></p> <table class="spec_table mceItemTable"> <tbody> <tr> <td>Range</td> <td></td> <td>0.00 to 5.00 ppm (mg/L)</td> </tr> <tr> <td>Resolution</td> <td></td> <td>0.01 ppm (mg/L)</td> </tr> <tr> <td>Accuracy @ 25°C</td> <td></td> <td>±0.04 ppm ±2% of reading</td> </tr> <tr> <td>Light Source</td> <td></td> <td>LED @ 525 nm</td> </tr> <tr> <td>Light Detector</td> <td></td> <td>silicon photocell</td> </tr> <tr> <td>Environment</td> <td></td> <td>0 to 50°C (32 to 122°F); RH max 95% non-condensing</td> </tr> <tr> <td>Battery Type</td> <td></td> <td>(1) 1.5V AAA</td> </tr> <tr> <td>Auto-off</td> <td></td> <td>after three minutes of non-use and ten seconds after reading</td> </tr> <tr> <td>Dimensions</td> <td></td> <td>81.5 x 61 x 37.5 mm (3.2 x 2.4 x 1.5”)</td> </tr> <tr> <td>Weight</td> <td></td> <td>64 g (2.25 oz.)</td> </tr> <tr> <td>Method</td> <td></td> <td>adaptation of the EPA Phenantroline method 315 B, for natural and treated waters.</td> </tr> </tbody> </table> <p> </p> </p></div> | Range 0:00 to 5:00 ppm ¦ EPA Method 315 B ¦ 0.01ppm resolution | <div class="product-short-description"> <p>Range 0:00 to 5:00 ppm ¦ EPA Method 315 B ¦ 0.01ppm resolution</p> </div> | https://www.hannathailand.com/wp-content/uploads/2022/06/miniphotometerfureisen832_11.jpg | เครื่องวัดปริมาณฟลูออไรด์ ช่วงต่ำ รุ่น HI729 , เครื่องวัดปริมาณฟอสฟอรัส ช่วงสูง รุ่น HI706 , เครื่องวัดปริมาณไอโอดีน รุ่น HI718 , เครื่องวัดปริมาณคลอรีนรวม รุ่น HI711 , เครื่องวัดปริมาณไนไตรท์ ช่วงสูง ในตัวอย่างน้ำ รุ่น HI708 , เครื่องวัดปริมาณแอมโมเนีย ในน้ำ รุ่น HI715 , น้ำยามาตรฐานสอบเทียบ ค่ามาตรฐานความเค็ม , เครื่องวัดปริมาณฟอสเฟต ช่วงสูง รุ่น HI717 | <a class="woocommerce-LoopProduct-link woocommerce-loop-product__link" href="https://www.hannathailand.com/product/hi729-checker-hc-fluoride-lr/">เครื่องวัดปริมาณฟลูออไรด์ ช่วงต่ำ รุ่น HI729</a> , <a class="woocommerce-LoopProduct-link woocommerce-loop-product__link" href="https://www.hannathailand.com/product/hi706-checker-hc-phosphorous-hr/">เครื่องวัดปริมาณฟอสฟอรัส ช่วงสูง รุ่น HI706</a> , <a class="woocommerce-LoopProduct-link woocommerce-loop-product__link" href="https://www.hannathailand.com/product/hi718-checker-hc-iodine/">เครื่องวัดปริมาณไอโอดีน รุ่น HI718</a> , <a class="woocommerce-LoopProduct-link woocommerce-loop-product__link" href="https://www.hannathailand.com/product/hi711-checker-hc-total-chlorine/">เครื่องวัดปริมาณคลอรีนรวม รุ่น HI711</a> , <a class="woocommerce-LoopProduct-link woocommerce-loop-product__link" href="https://www.hannathailand.com/product/hi708-checker-hc-nitrite-hr/">เครื่องวัดปริมาณไนไตรท์ ช่วงสูง ในตัวอย่างน้ำ รุ่น HI708</a> , <a class="woocommerce-LoopProduct-link woocommerce-loop-product__link" href="https://www.hannathailand.com/product/hi715-checker-hc-ammonia-mr/">เครื่องวัดปริมาณแอมโมเนีย ในน้ำ รุ่น HI715</a> , <a class="woocommerce-LoopProduct-link woocommerce-loop-product__link" href="https://www.hannathailand.com/product/hi7083l/">น้ำยามาตรฐานสอบเทียบ ค่ามาตรฐานความเค็ม</a> , <a class="woocommerce-LoopProduct-link woocommerce-loop-product__link" href="https://www.hannathailand.com/product/hi717-checker-hc-phosphate-hr/">เครื่องวัดปริมาณฟอสเฟต ช่วงสูง รุ่น HI717</a> | https://www.hannathailand.com/wp-content/uploads/2022/06/miniphotometerfurfluoridniedrig844_11-600x600.jpg , https://www.hannathailand.com/wp-content/uploads/2022/06/hi706_400-600x600.jpg , https://www.hannathailand.com/wp-content/uploads/2022/06/miniphotometerfuriod829_11-600x600.jpg , https://www.hannathailand.com/wp-content/uploads/2022/06/hi711_lg-600x600.jpg , https://www.hannathailand.com/wp-content/uploads/2022/06/miniphotometerfurnitrithoch2420_11-600x600.jpg , https://www.hannathailand.com/wp-content/uploads/2022/06/miniphotometerfurammoniakmittel2416_11-600x600.jpg , https://www.hannathailand.com/wp-content/uploads/2021/07/10-500x500.jpg , https://www.hannathailand.com/wp-content/uploads/2022/06/miniphotometerfurphosphathoch827_11-600x600.jpg
24 | เครื่องวัดคุณภาพน้ำ รุ่น HI5222 (pH/ISE/ORP พร้อมโหมด CAL Check™) | สินค้าทั้งหมด , อุตสาหกรรมทั่วไป , เครื่องวัดปริมาณไอออนแบบเฉพาะเจาะจง , แบบตั้งโต๊ะ , เครื่องวัดคุณภาพน้ำแบบหลายพารามิเตอร์ , แบบตั้งโต๊ะ , เครื่องวัดความเป็นกรด-ด่าง/โออาร์พี , แบบตั้งโต๊ะ | https://www.hannathailand.com/product-category/ph-meter/benchtop/ | https://www.hannathailand.com/product/%e0%b9%80%e0%b8%84%e0%b8%a3%e0%b8%b7%e0%b9%88%e0%b8%ad%e0%b8%87%e0%b8%a7%e0%b8%b1%e0%b8%94%e0%b8%84%e0%b8%b8%e0%b8%93%e0%b8%a0%e0%b8%b2%e0%b8%9e%e0%b8%99%e0%b9%89%e0%b8%b3-%e0%b8%a3%e0%b8%b8%e0%b9%88/ | HI5222-02 | 60,990.00 | น้ำหนัก 1.2 กก. ขนาด 16 × 23.1 × 9.4 เซนติเมตร | <div aria-labelledby="tab-title-additional_information" class="woocommerce-Tabs-panel woocommerce-Tabs-panel--additional_information panel entry-content" id="tab-additional_information" role="tabpanel"> <table class="woocommerce-product-attributes shop_attributes"> <tr class="woocommerce-product-attributes-item woocommerce-product-attributes-item--weight"> <th class="woocommerce-product-attributes-item__label">น้ำหนัก</th> <td class="woocommerce-product-attributes-item__value">1.2 กก.</td> </tr> <tr class="woocommerce-product-attributes-item woocommerce-product-attributes-item--dimensions"> <th class="woocommerce-product-attributes-item__label">ขนาด</th> <td class="woocommerce-product-attributes-item__value">16 × 23.1 × 9.4 เซนติเมตร</td> </tr> </table> </div> | HI5222 เป็นเครื่องวัดค่า pH/ISE/mV แบบตั้งโต๊ะแบบตั้งโต๊ะคู่เกรดการวิจัยขั้นสูง ที่ปรับแต่งได้อย่างสมบูรณ์ด้วยจอ LCD สีขนาดใหญ่ ปุ่มสัมผัสแบบคาปาซิทีฟ และพอร์ต USB สำหรับการเชื่อมต่อคอมพิวเตอร์ HI5222 เต็มไปด้วยคุณสมบัติต่างๆ รวมถึงการสอบเทียบ 5 จุด, ความละเอียดที่เลือกได้, การบันทึกข้อมูล, ขีดจำกัดการแจ้งเตือน, GLP ที่ครอบคลุม และอื่นๆ อีกมากมาย ในขณะที่ยังคงความเรียบง่ายในการใช้งานด้วยทั้งปุ่มเฉพาะสำหรับการทำงานตามปกติและปุ่มเสมือนที่แนะนำผู้ใช้ผ่านตัวเลือกการตั้งค่า HI5522 ช่วยให้มั่นใจในการวัดด้วยคุณสมบัติพิเศษเฉพาะของ Hanna Instruments CAL Check™ ที่แจ้งเตือนผู้ใช้ถึงปัญหาที่อาจเกิดขึ้นในระหว่างการสอบเทียบ รวมถึงหากบัฟเฟอร์มีการปนเปื้อนหรือจำเป็นต้องทำความสะอาดโพรบ HI5222 คือเครื่องวัดค่า pH/mV/ISE แบบตั้งโต๊ะเกรดการวิจัยขั้นสูงที่สามารถปรับแต่งได้อย่างสมบูรณ์ด้วยจอ LCD สีขนาดใหญ่ ปุ่มสัมผัสแบบคาปาซิทีฟ และพอร์ต USB สำหรับการเชื่อมต่อคอมพิวเตอร์ HI5222 มีการเชื่อมต่อ BNC แบบแยกกระแสไฟฟ้าสองจุดสำหรับใช้กับกลุ่มผลิตภัณฑ์อิเล็กโทรด pH, ISE และ ORP ที่ Hanna Instruments นำเสนอ มิเตอร์มาพร้อมกับตัวแก้ว HI1131B หัวต่อคู่ หัววัด pH แบบรวมที่ทำงานในช่วงอุณหภูมิที่หลากหลายตั้งแต่ 0 ถึง 100 oC การอ่านทั้งหมดจะได้รับการชดเชยความแปรผันของอุณหภูมิโดยอัตโนมัติด้วยหัววัดอุณหภูมิ HI7662-T แยกต่างหากที่รวมอยู่ด้วย ในฐานะที่เป็นเครื่องวัดค่า pH HI5222 สามารถปรับเทียบได้สูงสุด 5 จุดโดยใช้บัฟเฟอร์ที่ตั้งโปรแกรมไว้ล่วงหน้า 8 ตัว หรือบัฟเฟอร์แบบกำหนดเอง 5 ตัว HI5222 มี CAL Check™ เอกสิทธิ์เฉพาะของ Hanna เพื่อแจ้งเตือนผู้ใช้ถึงปัญหาที่อาจเกิดขึ้นในระหว่างกระบวนการสอบเทียบ pH ตัวบ่งชี้ที่แสดงระหว่างการสอบเทียบ ได้แก่ “อิเล็กโทรดสกปรก/ขาด” และ “บัฟเฟอร์ปนเปื้อน” สภาพของโพรบโดยรวมตามคุณลักษณะออฟเซ็ตและความชันของอิเล็กโทรดจะแสดงเป็นเปอร์เซ็นต์หลังจากการสอบเทียบเสร็จสิ้น ในฐานะมิเตอร์ ISE HI5222 สามารถปรับเทียบได้สูงสุด 5 จุดโดยมีตัวเลือกมาตรฐานคงที่ 5 รายการ หรือกำหนดโดยผู้ใช้ 5 รายในหน่วยความเข้มข้นใดก็ได้ คุณสามารถดูข้อมูลการสอบเทียบ รวมถึงวันที่ เวลา มาตรฐานที่ใช้ และความชันได้ตลอดเวลาพร้อมกับการวัดปัจจุบันโดยเลือกตัวเลือกการแสดงผล Good Laboratory Practice (GLP) มีโหมดการบันทึกให้เลือกสามโหมด: การบันทึกแบบอัตโนมัติ, แบบแมนนวล และแบบ AutoHold สามารถบันทึกจุดข้อมูลได้สูงสุด 100,000 จุดต่อช่องสัญญาณใน 100 ล็อต สูงสุด 50,000 บันทึก/ล็อต และส่งออกไปยังคอมพิวเตอร์เพื่อตรวจสอบและจัดเก็บข้อมูล The HI5222 is an advanced research grade dual channel benchtop pH/ISE/mV meter that is completely customizable with a large color LCD, capacitive touch keys, and USB port for computer connectivity. The HI5222 is rich in features including 5 point calibration, selectable resolution, data logging, alarm limits, comprehensive GLP, and many more while retaining simplicity in use with both dedicated key for routine operation and virtual keys that guide the user through setup options. The HI5522 ensures confidence in measurements with the exclusive Hanna Instruments CAL Check™ feature that alerts the user to potential problems during calibration including if the buffer is contaminated or the probe needs to be cleaned. The HI5222 is an advanced research grade benchtop pH/mV/ISE dual channel meter that is completely customizable with a large color LCD, capacitive touch keys, and USB port for computer connectivity. The HI5222 features two galvanically isolated BNC connections for use with the expansive line of pH, ISE and ORP electrodes that Hanna Instruments offers. The meter is supplied with the HI1131B glass body, double junction, combination pH electrode that operates over a wide range of temperature from 0 to 100 oC. All readings are automatically compensated for temperature variations with the separate HI7662-T temperature probe that is included. As a pH meter the HI5222 can be calibrated up to five points with eight pre-programmed buffers or five custom buffers. The HI5222 features Hanna’s exclusive CAL Check™ to alert the user of potential problems during the pH calibration process. Indicators displayed during calibration include “Electrode Dirty/Broken” and “Buffer Contaminated.” The overall probe condition based on the offset and slope characteristic of the electrode is displayed as a percentage after calibration is complete. As an ISE meter the HI5222 can be calibrated up to five points with a choice of five fixed standards or five user defined in any concentration unit. The calibration data including date, time, standards used and slope can be viewed at any time along with the current measurement by selecting the Good Laboratory Practice (GLP) display option. Three selectable logging modes are available: automatic, manual and AutoHold logging. Up to 100,000 data points per channel can be recorded in 100 lots, 50,000 records max/lot and exported to a computer for data review and storage. Features at-a-glance Highly Customizable User Interface – The user interface of the HI5222 allows the user to show measurements in various modes: basic measurement with or without GLP information, real-time graphing, and logging data. Calibration stability criteria can be adjusted from fast, moderate, and accurate. Programmable alarm limits can be set to inside or outside allowable limits. Color Graphic LCD – The HI5222 features a color graphic LCD with on-screen help, graphic, and custom color configurations. The display allows for real-time graphing and the use of virtual keys provide for an intuitive user interface. Capacitive Touch – The HI5222 features sensitive capacitive touch buttons for accurate keystrokes when navigating menus and screens. There are four dedicated keys that are used for routine operations including calibration and switching measurement modes and four virtual keys that change based upon use. The capacitive touch technology ensures the buttons never get clogged with sample residue. Two Galvanically Isolated pH/ORP/ISE Channels – The HI5222 has two input channels that can be used for pH, ORP and ISE electrodes. Each input channel has connectors for BNC probes, reference probes and a temperature sensor. Each channel is galvanically isolated which means that two measurement probes can be in the same solution at the same time and the voltages produced will not interfere with each other. Choice of Calibration – Automatic buffer recognition, semi automatic, and direct manual entry pH calibration options are available for calibrating up to five points, from a selection of eight standard buffers and up to five custom buffers. GLP Data – HI5222 includes a GLP Feature thatallows users to view calibration data and calibration expiration information at the touch of a key. Calibration data include date, time, buffers used for calibration, and electrode offset and slope characteristics. CAL Check™ – CAL Check™ alerts users to potential problems during the calibration of the pH electrode. Indicators include “Electrode Dirty/Broken,” “Buffer Contaminated,” electrode response timeand the overall probe condition as a percentage that is based on the offset and slope characteristics. ISE Measurement with Choice of Concentration Units – The HI5222 allows for calibration and readings in choice of concentration units. The choices of concentration units include ppt, g/L, mg/mL, ppm, mg/L, μg/L, ppb, μg/L, mg/mL, M, mol/L, mmol/L, %w/v and a user-defined unit. ISE Measurement with Incremental Methods – The known addition, known subtraction, analyte addition, and analyte subtraction incremental methods are pre-programmed into the HI5222. Simply follow the on screen guided procedure and the meter will perform the calculation automatically allowing for a higher level of accuracy to be obtained as compared to a direct ISE measurement. Data Logging – Three selectable logging modes are available on the HI5222: automatic, manual, and AutoHold logging. Automatic and manual logs up to 100 lots with 50,000 records max/lot with up to 100,000 total data points per channel. Automatic logging features the option to save data according to sampling period and interval. Data Transfer – Data can be transferred to a PC with USB cable and HI92000 software (both sold separately). Contextual Help – Contextual help is always available through a dedicated “HELP” key. Clear tutorial messages and directions are available on-screen to quickly and easily guide users through setup and calibration. The help information displayed is relative to the setting/option being viewed. Manual : Download pH Specifications pH Range -2.000 to 20.000 pH pH Resolution 0.1, 0.01, 0.001 pH pH Accuracy (@25ºC/77ºF) ±0.1 pH, ±0.01 pH, ±0.002 pH ±1 LSD pH Calibration automatic, up to five point calibration, eight standard buffers available (1.68, 3.00, 4.01, 6.86, 7.01, 9.18, 10.01,12.45) and five custom buffers pH Temperature Compensation automatic or manual from -20.0 to 120.0 °C mV Range ±2000 mV mV Resolution 0.1 mV mV Accuracy ±0.2 mV ±1 LSD Relative mV Offset Range ±2000 mV Temperature Specifications Temperature Range -20.0 to 120.0 ºC, -4.0 to 248.0 °F, 253.15 to 393.15 K Temperature Resolution 0.1 °C, 0.1 °F, 0.1 K Temperature Accuracy ±0.2 °C, ±0.4 °F, ±0.2 K ISE Specifications ISE Range 1 x 10⁻⁶ to 9.99 x 10ⁱ⁰ concentration ISE Resolution 1; 0.1; 0.01; 0.001 concentration ISE Accuracy @ 25 °C/77 °F ±0.5% (monovalent ions); ±1% (divalent ions) ISE Calibration Points automatic, up to five point calibration, five fixed standard solutions available (0.1, 1, 10, 100, 1000 choice of concentration) and five user defined units Additional Specifications Electrode/Probe HI1131B glass body pH electrode with BNC connector and 1 m (3.3’) cable (included) Temperature Probe HI7662-T stainless steel temperature probe with 1 m (3.3’) cable (included) GLP calibration data including date, time, buffers used, offset and slope Logging record: 100,000 data point storage, 100 lots with 50,000 records/lot; interval: settable between 1 second and 180 minutes max log time; type: automatic, manual, AutoHold Input Channels 2 – pH/ORP/ISE Display color graphic LCD with on-screen help, graphing, and custom color configuration Connectivity USB Environment 0 to 50°C (32 to 122°F; 273 to 323 K), RH max 95% non-condensing Power Supply 12 VDC adapter (included) Dimensions 160 x 231 x 94 mm (6.3 x 9.1 x 3.7”) Weight 1.2 kg (2.64 lbs.) Ordering Information HI5222 is supplied with HI1131B pH electrode, HI7662-T temperature probe, HI76404W electrode holder, HI70004 pH 4.01 buffer solution sachet, HI70007 pH 7.01 buffer solution sachet, HI700601 electrode cleaning solution sachet (2), HI7082 3.5M KCl electrolyte solution (30 mL), 12 VDC adapter and instructions. | <div aria-labelledby="tab-title-description" class="woocommerce-Tabs-panel woocommerce-Tabs-panel--description panel entry-content active" id="tab-description" role="tabpanel"> <p>HI5222 เป็นเครื่องวัดค่า pH/ISE/mV แบบตั้งโต๊ะแบบตั้งโต๊ะคู่เกรดการวิจัยขั้นสูง ที่ปรับแต่งได้อย่างสมบูรณ์ด้วยจอ LCD สีขนาดใหญ่ ปุ่มสัมผัสแบบคาปาซิทีฟ และพอร์ต USB สำหรับการเชื่อมต่อคอมพิวเตอร์ HI5222 เต็มไปด้วยคุณสมบัติต่างๆ รวมถึงการสอบเทียบ 5 จุด, ความละเอียดที่เลือกได้, การบันทึกข้อมูล, ขีดจำกัดการแจ้งเตือน, GLP ที่ครอบคลุม และอื่นๆ อีกมากมาย ในขณะที่ยังคงความเรียบง่ายในการใช้งานด้วยทั้งปุ่มเฉพาะสำหรับการทำงานตามปกติและปุ่มเสมือนที่แนะนำผู้ใช้ผ่านตัวเลือกการตั้งค่า HI5522 ช่วยให้มั่นใจในการวัดด้วยคุณสมบัติพิเศษเฉพาะของ Hanna Instruments CAL Check™ ที่แจ้งเตือนผู้ใช้ถึงปัญหาที่อาจเกิดขึ้นในระหว่างการสอบเทียบ รวมถึงหากบัฟเฟอร์มีการปนเปื้อนหรือจำเป็นต้องทำความสะอาดโพรบ</p> <p>HI5222 คือเครื่องวัดค่า pH/mV/ISE แบบตั้งโต๊ะเกรดการวิจัยขั้นสูงที่สามารถปรับแต่งได้อย่างสมบูรณ์ด้วยจอ LCD สีขนาดใหญ่ ปุ่มสัมผัสแบบคาปาซิทีฟ และพอร์ต USB สำหรับการเชื่อมต่อคอมพิวเตอร์</p> <p>HI5222 มีการเชื่อมต่อ BNC แบบแยกกระแสไฟฟ้าสองจุดสำหรับใช้กับกลุ่มผลิตภัณฑ์อิเล็กโทรด pH, ISE และ ORP ที่ Hanna Instruments นำเสนอ มิเตอร์มาพร้อมกับตัวแก้ว HI1131B หัวต่อคู่ หัววัด pH แบบรวมที่ทำงานในช่วงอุณหภูมิที่หลากหลายตั้งแต่ 0 ถึง 100 oC การอ่านทั้งหมดจะได้รับการชดเชยความแปรผันของอุณหภูมิโดยอัตโนมัติด้วยหัววัดอุณหภูมิ HI7662-T แยกต่างหากที่รวมอยู่ด้วย</p> <p>ในฐานะที่เป็นเครื่องวัดค่า pH HI5222 สามารถปรับเทียบได้สูงสุด 5 จุดโดยใช้บัฟเฟอร์ที่ตั้งโปรแกรมไว้ล่วงหน้า 8 ตัว หรือบัฟเฟอร์แบบกำหนดเอง 5 ตัว HI5222 มี CAL Check™ เอกสิทธิ์เฉพาะของ Hanna เพื่อแจ้งเตือนผู้ใช้ถึงปัญหาที่อาจเกิดขึ้นในระหว่างกระบวนการสอบเทียบ pH ตัวบ่งชี้ที่แสดงระหว่างการสอบเทียบ ได้แก่ “อิเล็กโทรดสกปรก/ขาด” และ “บัฟเฟอร์ปนเปื้อน” สภาพของโพรบโดยรวมตามคุณลักษณะออฟเซ็ตและความชันของอิเล็กโทรดจะแสดงเป็นเปอร์เซ็นต์หลังจากการสอบเทียบเสร็จสิ้น</p> <p>ในฐานะมิเตอร์ ISE HI5222 สามารถปรับเทียบได้สูงสุด 5 จุดโดยมีตัวเลือกมาตรฐานคงที่ 5 รายการ หรือกำหนดโดยผู้ใช้ 5 รายในหน่วยความเข้มข้นใดก็ได้ คุณสามารถดูข้อมูลการสอบเทียบ รวมถึงวันที่ เวลา มาตรฐานที่ใช้ และความชันได้ตลอดเวลาพร้อมกับการวัดปัจจุบันโดยเลือกตัวเลือกการแสดงผล Good Laboratory Practice (GLP)</p> <p>มีโหมดการบันทึกให้เลือกสามโหมด: การบันทึกแบบอัตโนมัติ, แบบแมนนวล และแบบ AutoHold สามารถบันทึกจุดข้อมูลได้สูงสุด 100,000 จุดต่อช่องสัญญาณใน 100 ล็อต สูงสุด 50,000 บันทึก/ล็อต และส่งออกไปยังคอมพิวเตอร์เพื่อตรวจสอบและจัดเก็บข้อมูล</p> <p>The HI5222 is an advanced research grade dual channel benchtop pH/ISE/mV meter that is completely customizable with a large color LCD, capacitive touch keys, and USB port for computer connectivity. The HI5222 is rich in features including 5 point calibration, selectable resolution, data logging, alarm limits, comprehensive GLP, and many more while retaining simplicity in use with both dedicated key for routine operation and virtual keys that guide the user through setup options. The HI5522 ensures confidence in measurements with the exclusive Hanna Instruments CAL Check™ feature that alerts the user to potential problems during calibration including if the buffer is contaminated or the probe needs to be cleaned.</p> <p dir="ltr" id="docs-internal-guid-3e3a36ee-575e-c91e-32d6-7c62a722d8fd">The HI5222 is an advanced research grade benchtop pH/mV/ISE dual channel meter that is completely customizable with a large color LCD, capacitive touch keys, and USB port for computer connectivity.</p> <p dir="ltr">The HI5222 features two galvanically isolated BNC connections for use with the expansive line of pH, ISE and ORP electrodes that Hanna Instruments offers. The meter is supplied with the HI1131B glass body, double junction, combination pH electrode that operates over a wide range of temperature from 0 to 100 oC. All readings are automatically compensated for temperature variations with the separate HI7662-T temperature probe that is included.</p> <p dir="ltr">As a pH meter the HI5222 can be calibrated up to five points with eight pre-programmed buffers or five custom buffers. The HI5222 features Hanna’s exclusive CAL Check™ to alert the user of potential problems during the pH calibration process. Indicators displayed during calibration include “Electrode Dirty/Broken” and “Buffer Contaminated.” The overall probe condition based on the offset and slope characteristic of the electrode is displayed as a percentage after calibration is complete.</p> <p dir="ltr">As an ISE meter the HI5222 can be calibrated up to five points with a choice of five fixed standards or five user defined in any concentration unit. The calibration data including date, time, standards used and slope can be viewed at any time along with the current measurement by selecting the Good Laboratory Practice (GLP) display option.</p> <p dir="ltr">Three selectable logging modes are available: automatic, manual and AutoHold logging. Up to 100,000 data points per channel can be recorded in 100 lots, 50,000 records max/lot and exported to a computer for data review and storage.</p> <h2 dir="ltr">Features at-a-glance</h2> <p dir="ltr"><strong>Highly Customizable User Interface</strong> – The user interface of the HI5222 allows the user to show measurements in various modes: basic measurement with or without GLP information, real-time graphing, and logging data. Calibration stability criteria can be adjusted from fast, moderate, and accurate. Programmable alarm limits can be set to inside or outside allowable limits.</p> <p dir="ltr"><strong>Color Graphic LCD </strong>– The HI5222 features a color graphic LCD with on-screen help, graphic, and custom color configurations. The display allows for real-time graphing and the use of virtual keys provide for an intuitive user interface.</p> <p dir="ltr"><strong>Capacitive Touch</strong> – The HI5222 features sensitive capacitive touch buttons for accurate keystrokes when navigating menus and screens. There are four dedicated keys that are used for routine operations including calibration and switching measurement modes and four virtual keys that change based upon use. The capacitive touch technology ensures the buttons never get clogged with sample residue.</p> <p dir="ltr"><strong>Two Galvanically Isolated pH/ORP/ISE Channels </strong>– The HI5222 has two input channels that can be used for pH, ORP and ISE electrodes. Each input channel has connectors for BNC probes, reference probes and a temperature sensor. Each channel is galvanically isolated which means that two measurement probes can be in the same solution at the same time and the voltages produced will not interfere with each other.</p> <p dir="ltr"><strong>Choice of Calibration</strong> – Automatic buffer recognition, semi automatic, and direct manual entry pH calibration options are available for calibrating up to five points, from a selection of eight standard buffers and up to five custom buffers.</p> <p dir="ltr"><strong>GLP Data</strong> – HI5222 includes a GLP Feature thatallows users to view calibration data and calibration expiration information at the touch of a key. Calibration data include date, time, buffers used for calibration, and electrode offset and slope characteristics.</p> <p dir="ltr"><strong>CAL Check™</strong> – CAL Check™ alerts users to potential problems during the calibration of the pH electrode. Indicators include “Electrode Dirty/Broken,” “Buffer Contaminated,” electrode response timeand the overall probe condition as a percentage that is based on the offset and slope characteristics.</p> <p dir="ltr"><strong>ISE Measurement with Choice of Concentration Units</strong> – The HI5222 allows for calibration and readings in choice of concentration units. The choices of concentration units include ppt, g/L, mg/mL, ppm, mg/L, μg/L, ppb, μg/L, mg/mL, M, mol/L, mmol/L, %w/v and a user-defined unit.</p> <p dir="ltr"><strong>ISE Measurement with Incremental Methods</strong> – The known addition, known subtraction, analyte addition, and analyte subtraction incremental methods are pre-programmed into the HI5222. Simply follow the on screen guided procedure and the meter will perform the calculation automatically allowing for a higher level of accuracy to be obtained as compared to a direct ISE measurement.</p> <p dir="ltr"><strong>Data Logging</strong> – Three selectable logging modes are available on the HI5222: automatic, manual, and AutoHold logging. Automatic and manual logs up to 100 lots with 50,000 records max/lot with up to 100,000 total data points per channel. Automatic logging features the option to save data according to sampling period and interval.</p> <p dir="ltr"><strong>Data Transfer</strong> – Data can be transferred to a PC with USB cable and HI92000 software (both sold separately).</p> <p dir="ltr"><strong>Contextual Help</strong> – Contextual help is always available through a dedicated “HELP” key. Clear tutorial messages and directions are available on-screen to quickly and easily guide users through setup and calibration. The help information displayed is relative to the setting/option being viewed.</p> <h3 class="spec-header"><strong>Manual : <span style="font-size: 85%;"><a href="https://hanna-worldwide.com/mwdownloads/download/link/id/2844">Download</a></span></strong></h3> <h3 class="spec-header"><strong>pH Specifications</strong></h3> <table class="data-table" id="product-attribute-specs-table-1"> <colgroup> <col width="25%"/> <col/></colgroup> <tbody> <tr class="first odd"> <th class="label">pH Range</th> <td class="data last">-2.000 to 20.000 pH</td> </tr> <tr class="even"> <th class="label">pH Resolution</th> <td class="data last">0.1, 0.01, 0.001 pH</td> </tr> <tr class="odd"> <th class="label">pH Accuracy (@25ºC/77ºF)</th> <td class="data last">±0.1 pH, ±0.01 pH, ±0.002 pH ±1 LSD</td> </tr> <tr class="even"> <th class="label">pH Calibration</th> <td class="data last">automatic, up to five point calibration, eight standard buffers available (1.68, 3.00, 4.01, 6.86, 7.01, 9.18, 10.01,12.45) and five custom buffers</td> </tr> <tr class="odd"> <th class="label">pH Temperature Compensation</th> <td class="data last">automatic or manual from -20.0 to 120.0 °C</td> </tr> <tr class="even"> <th class="label">mV Range</th> <td class="data last">±2000 mV</td> </tr> <tr class="odd"> <th class="label">mV Resolution</th> <td class="data last">0.1 mV</td> </tr> <tr class="even"> <th class="label">mV Accuracy</th> <td class="data last">±0.2 mV ±1 LSD</td> </tr> <tr class="last odd"> <th class="label">Relative mV Offset Range</th> <td class="data last">±2000 mV</td> </tr> </tbody> </table> <table class="data-table" id="product-attribute-specs-table-2"> <colgroup> <col width="25%"/> <col/></colgroup> </table> <table class="data-table" id="product-attribute-specs-table-3"> <colgroup> <col width="25%"/> <col/></colgroup> </table> <table class="data-table" id="product-attribute-specs-table-4"> <colgroup> <col width="25%"/> <col/></colgroup> </table> <h3 class="spec-header">Temperature Specifications</h3> <table class="data-table" id="product-attribute-specs-table-5"> <colgroup> <col width="25%"/> <col/></colgroup> <tbody> <tr class="first odd"> <th class="label">Temperature Range</th> <td class="data last">-20.0 to 120.0 ºC, -4.0 to 248.0 °F, 253.15 to 393.15 K</td> </tr> <tr class="even"> <th class="label">Temperature Resolution</th> <td class="data last">0.1 °C, 0.1 °F, 0.1 K</td> </tr> <tr class="last odd"> <th class="label">Temperature Accuracy</th> <td class="data last">±0.2 °C, ±0.4 °F, ±0.2 K</td> </tr> </tbody> </table> <h3 class="spec-header">ISE Specifications</h3> <table class="data-table" id="product-attribute-specs-table-6"> <colgroup> <col width="25%"/> <col/></colgroup> <tbody> <tr class="first odd"> <th class="label">ISE Range</th> <td class="data last">1 x 10⁻⁶ to 9.99 x 10ⁱ⁰ concentration</td> </tr> <tr class="even"> <th class="label">ISE Resolution</th> <td class="data last">1; 0.1; 0.01; 0.001 concentration</td> </tr> <tr class="odd"> <th class="label">ISE Accuracy @ 25 °C/77 °F</th> <td class="data last">±0.5% (monovalent ions); ±1% (divalent ions)</td> </tr> <tr class="last even"> <th class="label">ISE Calibration Points</th> <td class="data last">automatic, up to five point calibration, five fixed standard solutions available (0.1, 1, 10, 100, 1000 choice of concentration) and five user defined units</td> </tr> </tbody> </table> <h3 class="spec-header">Additional Specifications</h3> <table class="data-table" id="product-attribute-specs-table-7"> <colgroup> <col width="25%"/> <col/></colgroup> <tbody> <tr class="first odd"> <th class="label">Electrode/Probe</th> <td class="data last">HI1131B glass body pH electrode with BNC connector and 1 m (3.3’) cable (included)</td> </tr> <tr class="even"> <th class="label">Temperature Probe</th> <td class="data last">HI7662-T stainless steel temperature probe with 1 m (3.3’) cable (included)</td> </tr> <tr class="odd"> <th class="label">GLP</th> <td class="data last">calibration data including date, time, buffers used, offset and slope</td> </tr> <tr class="even"> <th class="label">Logging</th> <td class="data last">record: 100,000 data point storage, 100 lots with 50,000 records/lot; interval: settable between 1 second and 180 minutes max log time; type: automatic, manual, AutoHold</td> </tr> <tr class="odd"> <th class="label">Input Channels</th> <td class="data last">2 – pH/ORP/ISE</td> </tr> <tr class="even"> <th class="label">Display</th> <td class="data last">color graphic LCD with on-screen help, graphing, and custom color configuration</td> </tr> <tr class="odd"> <th class="label">Connectivity</th> <td class="data last">USB</td> </tr> <tr class="even"> <th class="label">Environment</th> <td class="data last">0 to 50°C (32 to 122°F; 273 to 323 K), RH max 95% non-condensing</td> </tr> <tr class="odd"> <th class="label">Power Supply</th> <td class="data last">12 VDC adapter (included)</td> </tr> <tr class="even"> <th class="label">Dimensions</th> <td class="data last">160 x 231 x 94 mm (6.3 x 9.1 x 3.7”)</td> </tr> <tr class="odd"> <th class="label">Weight</th> <td class="data last">1.2 kg (2.64 lbs.)</td> </tr> <tr class="last even"> <th class="label">Ordering Information</th> <td class="data last">HI5222 is supplied with HI1131B pH electrode, HI7662-T temperature probe, HI76404W electrode holder, HI70004 pH 4.01 buffer solution sachet, HI70007 pH 7.01 buffer solution sachet, HI700601 electrode cleaning solution sachet (2), HI7082 3.5M KCl electrolyte solution (30 mL), 12 VDC adapter and instructions.</td> </tr> </tbody> </table> </div> | The HI5222 is an advanced research grade dual channel benchtop pH/ISE/mV meter that is completely customizable with a large color LCD, capacitive touch keys, and USB port for computer connectivity. The HI5222 is rich in features including 5 point calibration, selectable resolution, data logging, alarm limits, comprehensive GLP, and many more while retaining simplicity in use with both dedicated key for routine operation and virtual keys that guide the user through setup options. The HI5522 ensures confidence in measurements with the exclusive Hanna Instruments CAL Check™ feature that alerts the user to potential problems during calibration including if the buffer is contaminated or the probe needs to be cleaned. | <div class="product-short-description"> <p>The HI5222 is an advanced research grade dual channel benchtop pH/ISE/mV meter that is completely customizable with a large color LCD, capacitive touch keys, and USB port for computer connectivity. The HI5222 is rich in features including 5 point calibration, selectable resolution, data logging, alarm limits, comprehensive GLP, and many more while retaining simplicity in use with both dedicated key for routine operation and virtual keys that guide the user through setup options. The HI5522 ensures confidence in measurements with the exclusive Hanna Instruments CAL Check™ feature that alerts the user to potential problems during calibration including if the buffer is contaminated or the probe needs to be cleaned.</p> </div> | https://www.hannathailand.com/wp-content/uploads/2022/06/hi52221.jpg | น้ำยามาตรฐานสอบเทียบ ค่ามาตรฐานความเค็ม , น้ำยามาตรฐานสอบเทียบ , เครื่องวัดปริมาณซิลิกา ช่วงต่ำ ในตัวอย่างน้ำ รุ่น HI705 , สารละลายมาตรฐานความขุ่น 20 NTU , ซัลไฟด์สารต้านอนุมูลอิสระบัฟเฟอร์ , เครื่องวัดปริมาณไนไตรท์ ช่วงสูง ในตัวอย่างน้ำ รุ่น HI708 , เครื่องวัดปริมาณฟอสฟอรัส ช่วงต่ำมาก รุ่น HI736 , เครื่องวัดปริมาณโบรมีน ในตัวอย่างน้ำ รุ่น HI716 | <a class="woocommerce-LoopProduct-link woocommerce-loop-product__link" href="https://www.hannathailand.com/product/hi7080l/">น้ำยามาตรฐานสอบเทียบ ค่ามาตรฐานความเค็ม</a> , <a class="woocommerce-LoopProduct-link woocommerce-loop-product__link" href="https://www.hannathailand.com/product/hi9828-25/">น้ำยามาตรฐานสอบเทียบ</a> , <a class="woocommerce-LoopProduct-link woocommerce-loop-product__link" href="https://www.hannathailand.com/product/hi705-checker-hc-silica-lr/">เครื่องวัดปริมาณซิลิกา ช่วงต่ำ ในตัวอย่างน้ำ รุ่น HI705</a> , <a class="woocommerce-LoopProduct-link woocommerce-loop-product__link" href="https://www.hannathailand.com/product/hi93102-20/">สารละลายมาตรฐานความขุ่น 20 NTU</a> , <a class="woocommerce-LoopProduct-link woocommerce-loop-product__link" href="https://www.hannathailand.com/product/hi4015-00/">ซัลไฟด์สารต้านอนุมูลอิสระบัฟเฟอร์</a> , <a class="woocommerce-LoopProduct-link woocommerce-loop-product__link" href="https://www.hannathailand.com/product/hi708-checker-hc-nitrite-hr/">เครื่องวัดปริมาณไนไตรท์ ช่วงสูง ในตัวอย่างน้ำ รุ่น HI708</a> , <a class="woocommerce-LoopProduct-link woocommerce-loop-product__link" href="https://www.hannathailand.com/product/phosphorous-marine/">เครื่องวัดปริมาณฟอสฟอรัส ช่วงต่ำมาก รุ่น HI736</a> , <a class="woocommerce-LoopProduct-link woocommerce-loop-product__link" href="https://www.hannathailand.com/product/hi716-checker-hc-bromine/">เครื่องวัดปริมาณโบรมีน ในตัวอย่างน้ำ รุ่น HI716</a> | https://www.hannathailand.com/wp-content/uploads/2022/06/hi52221-600x600.jpg , https://www.hannathailand.com/wp-content/uploads/2021/12/hi52222-500x500.jpg , https://www.hannathailand.com/wp-content/uploads/2021/07/11-500x500.jpg , https://www.hannathailand.com/wp-content/uploads/2021/07/8-500x500.jpg , https://www.hannathailand.com/wp-content/uploads/2022/06/hi705400-600x600.jpg , https://www.hannathailand.com/wp-content/uploads/2021/07/9-500x500.jpg , https://www.hannathailand.com/wp-content/uploads/2021/07/7-500x500.jpg , https://www.hannathailand.com/wp-content/uploads/2022/06/miniphotometerfurnitrithoch2420_11-600x600.jpg , https://www.hannathailand.com/wp-content/uploads/2021/12/HI736-600x600.jpg , https://www.hannathailand.com/wp-content/uploads/2022/06/miniphotometerfurfreiesgesamtchlor704_11-600x600.jpg
25 | เครื่องวัดคุณภาพน้ำ รุ่น HI5522 (pH/ORP/ISE และ EC/TDS/Salinity/Resistivity พร้อมโหมด CAL Check™) | สินค้าทั้งหมด , เครื่องวัดการนำไฟฟ้า/ของแข็งละลายในน้ำ , เครื่องวัดความเป็นกรด-ด่าง/โออาร์พี , เครื่องวัดคุณภาพน้ำแบบหลายพารามิเตอร์ , เครื่องวัดปริมาณไอออนแบบเฉพาะเจาะจง , แบบตั้งโต๊ะ , แบบตั้งโต๊ะ , แบบตั้งโต๊ะ , แบบตั้งโต๊ะ | https://www.hannathailand.com/product-category/ph-multimeter/multimeter-benchtop/ | https://www.hannathailand.com/product/ph-meter-orp-ec-tds-ise-salinity-sea-water-meter-hanna-hanna-thailand/ | HI5522 | 59,492.00 | น้ำหนัก 1.2 กก. ขนาด 16 × 23.1 × 9.4 เซนติเมตร | <div aria-labelledby="tab-title-additional_information" class="woocommerce-Tabs-panel woocommerce-Tabs-panel--additional_information panel entry-content" id="tab-additional_information" role="tabpanel"> <table class="woocommerce-product-attributes shop_attributes"> <tr class="woocommerce-product-attributes-item woocommerce-product-attributes-item--weight"> <th class="woocommerce-product-attributes-item__label">น้ำหนัก</th> <td class="woocommerce-product-attributes-item__value">1.2 กก.</td> </tr> <tr class="woocommerce-product-attributes-item woocommerce-product-attributes-item--dimensions"> <th class="woocommerce-product-attributes-item__label">ขนาด</th> <td class="woocommerce-product-attributes-item__value">16 × 23.1 × 9.4 เซนติเมตร</td> </tr> </table> </div> | HI5522 เป็นเครื่องวัดค่า pH/mV/ISE/EC/TDS/ความเค็ม/ความต้านทานไฟฟ้าแบบตั้งโต๊ะเกรดการวิจัยขั้นสูง ที่สามารถปรับแต่งได้อย่างสมบูรณ์ด้วยจอ LCD สีขนาดใหญ่ ปุ่มสัมผัสแบบคาปาซิทีฟ และพอร์ต USB สำหรับการเชื่อมต่อคอมพิวเตอร์ HI5522 เต็มไปด้วยคุณสมบัติต่างๆ รวมถึงวิธีการเพิ่ม ISE, การบันทึกข้อมูล, ขีดจำกัดการแจ้งเตือน, GLP ที่ครอบคลุม และอื่นๆ อีกมากมาย ในขณะที่ยังคงความเรียบง่ายในการใช้งานด้วยทั้งปุ่มเฉพาะสำหรับการทำงานตามปกติและปุ่มเสมือนที่แนะนำผู้ใช้ผ่านตัวเลือกการตั้งค่า HI5522 ช่วยให้มั่นใจในการวัดค่า pH ด้วยคุณสมบัติพิเศษเฉพาะของ Hanna Instruments CAL Check™ ที่แจ้งเตือนผู้ใช้ถึงปัญหาที่อาจเกิดขึ้นในระหว่างการสอบเทียบ รวมถึงหากบัฟเฟอร์มีการปนเปื้อนหรือจำเป็นต้องทำความสะอาดโพรบ The HI5522 is an advanced research grade benchtop pH/mV/ISE/EC/TDS/Salinity/Resistivity meter that is completely customizable with a large color LCD, capacitive touch keys, and USB port for computer connectivity. The HI5522 is rich in features including ISE incremental methods, data logging, alarm limits, comprehensive GLP, and many more while retaining simplicity in use with both dedicated key for routine operation and virtual keys that guide the user through setup options. The HI5522 ensures confidence in pH measurements with the exclusive Hanna Instruments CAL Check™ feature that alerts the user to potential problems during calibration including if the buffer is contaminated or the probe needs to be cleaned. Details The HI5522 is an advanced research grade benchtop pH/ORP/ISE and EC/TDS/Salinity/Resistivity meter that is completely customizable with a large color LCD, capacitive touch keys, and USB port for computer connectivity. The HI5522 is a two-channel meter that allows for simultaneous measure of pH, ORP, or ISE on one channel and EC, TDS, Salinity, or Resistivity on the other. Channel 1 has a BNC connection for use with the expansive line of pH, ORP, and ISE electrodes that Hanna Instruments offers. The meter is supplied with the HI1131B glass body, double junction, combination pH electrode that operates over a wide temperature range from 0 to 100 °C. All readings are automatically compensated for temperature variations with the separate HI7662-T temperature probe or from the built in temperature sensor of the conductivity probe on Channel 2. The HI5522 is supplied with the HI76312 four-ring conductivity probe that operates over a wide range from 0.000 μS/cm to 1000.0 mS/cm*. The meter can be set to auto-ranging in which the meter chooses the appropriate conductivity range from seven ranges or fixed range in which the meter will only display reading in μS/cm or mS/cm. All readings are automatically compensated for temperature variations with a built in temperature sensor. The temperature correction coefficient is adjustable from 0.00 to 10.00 %/°C. As a pH meter the HI5522 can be calibrated up to five points with a choice of eight pre-programmed buffers or five custom buffers. The HI5522 features Hanna’s exclusive CAL Check™ to alert the user of potential problems during the pH calibration process. Indicators displayed during calibration include “Electrode Dirty/Broken” and “Buffer Contaminated.” The overall probe condition based on the offset and slope characteristic of the electrode is displayed as a percentage after calibration is complete. In ISE mode the HI5522 can be calibrated up to five points with a choice of five fixed standards or five user defined in any concentration unit. The calibration data including date, time, standards used and slope can be viewed at any time along with the current measurement by selecting the Good Laboratory Practice (GLP) display option. As an EC/TDS/Salinity/Resistivity meter the HI5522 can be calibrated up to four points with a choice of six pre-programmed conductivity standards or user defined custom standards. Resistivity, TDS, Practical Salinity (PSU) and Natural Seawater Scale are calibrated through conductivity. The % NaCl is calibrated to single point with the HI7037 salinity standard. The calibration data including date, time, and standards used, offset and cell factor can be accessed at any time along with the current measurement by selecting the Good Laboratory Practice (GLP) display option. For the measurement of high purity water used in pharmaceutical manufacturing, the HI5522 is programmed with the three stages of the USP <645> method. Once a stage is met a report is generated and can be saved. Up to 200 reports can be stored and transferred to a Windows® compatible computer using a USB cable and software (sold separately). Three selectable logging modes are available: automatic, manual and AutoHold logging. Up to 100,000 data points can be recorded in 100 lots with 50,000 records max/lot on each channel and exported to a computer for data review and storage. Features at-a-glance Highly Customizable User Interface – The user interface of the HI5522 allows the user to show measurements in various modes: basic measurement with or without GLP information, real-time graphing, and logging data. Calibration stability criteria can be adjusted from fast, moderate, and accurate. Programmable alarm limits can be set to inside or outside allowable limits. Color Graphic LCD – The HI5522 features a color graphic LCD with on-screen help, graphic, and custom color configurations. The display allows for real-time graphing and the use of virtual keys provide for an intuitive user interface. Capacitive Touch – The HI5522 features sensitive capacitive touch buttons for accurate keystrokes when navigating menus and screens. There are four dedicated keys that are used for routine operations including calibration and switching measurement modes and four virtual keys that change based upon use. The capacitive touch technology ensures the buttons never get clogged with sample residue. Four Ring Conductivity Probe – All readings are performed with the HI76312 four-ring conductivity probe that has a built in temperature sensor for automatic temperature correction. The four rings are made with platinum and the body of the electrode is made of Polyetherimide (PEI) plastic that is resistant to many harsh chemicals. The four-ring design allows for this probe to be used over a wide range of measurements. Choice of Calibration – Automatic buffer recognition, semiautomatic, and direct manual entry pH calibration options are available for calibrating up to five points, from a selection of eight standard buffers and up to five custom buffers. For the conductivity channel the calibration can be set to automatic standard recognition or user entry along with a choice of single or multi-point. Calibration can be performed up to four points when multi-point is selected. CAL Check™ – CAL Check™ alerts users to potential problems during the calibration of the pH electrode. Indicators include “Electrode Dirty/Broken,” “Buffer Contaminated,” electrode response timeand the overall probe condition as a percentage that is based on the offset and slope characteristics. GLP Data – HI5522 includes a GLP Feature thatallows users to view calibration data and calibration expiration information at the touch of a key. Calibration data include date, time, standards used for calibration. ISE Measurement with Choice of Concentration Units – The HI5522 allows for calibration and readings in choice of concentration units. The choices of concentration units include ppt, g/L, mg/mL, ppm, mg/L, μg/L, ppb, μg/L, mg/mL, M, mol/L, mmol/L, %w/v and a user-defined unit. ISE Measurement with Incremental Methods – The known addition, known subtraction, analyte addition, and analyte subtraction incremental methods are pre-programmed into the HI5522. Simply follow the on screen guided procedure and the meter will perform the calculation automatically allowing for a higher level of accuracy to be obtained as compared to a direct ISE measurement. Data Logging – Three selectable logging modes are available on the HI5522: automatic, manual, and AutoHold logging. Automatic and manual logs up to 100 lots with 50,000 records max/lot, with up to 100,000 total data points. Automatic logging features the option to save data according to sampling period and interval. Data Transfer – Data can be transferred to a PC with USB cable and HI92000 software (both sold separately). Contextual Help – Contextual help is always available through a dedicated “HELP” key. Clear tutorial messages and directions are available on-screen to quickly and easily guide users through setup and calibration. The help information displayed is relative to the setting/option being viewed. pH Specifications pH Range -2.000 to 20.000 pH pH Resolution 0.1, 0.01, 0.001 pH pH Accuracy (@25ºC/77ºF) ±0.1 pH, ±0.01 pH, ±0.002 pH ±1 LSD pH Calibration automatic, up to five point calibration, eight standard buffers available (1.68, 3.00, 4.01, 6.86, 7.01, 9.18, 10.01,12.45) and five custom buffers pH Temperature Compensation automatic or manual from -20.0 to 120.0 °C mV Range ±2000 mV mV Resolution 0.1 mV mV Accuracy ±0.2 mV ±1 LSD Relative mV Offset Range ±2000 mV EC Specifications EC Range 0.000 to 9.999 μS/cm, 10.00 to 99.99 μS/cm, 100.0 to 999.9 μS/cm, 1.000 to 9.999 mS/cm, 10.00 to 99.99 mS/cm, 100.0 to 1000.0 mS/cm actual EC* EC Resolution 0.001 μS/cm, 0.01 μS/cm, 0.1 μS/cm, 1 μS/cm, 0.001 mS/cm, 0.01 mS/cm, 0.1 mS/cm EC Accuracy (@25ºC/77ºF) ±1% of reading (±0.01 μS/cm) EC Calibration automatic standard recognition (0.000 μS/cm, 84.00 μS/cm, 1.413 mS/cm, 5.000 mS/cm, 12.88 mS/cm, 80.00 mS/cm, 111.8 mS/cm) or user standard; single point or multi-point calibration TDS Specifications TDS Range 0.000 to 9.999 ppm, 10.00 to 99.99 ppm, 100.0 to 999.9 ppm, 1.000 to 9.999 ppt, 10.00 to 99.99 ppt, 100.0 to 400.0 ppt actual TDS* (with 1.00 factor) TDS Resolution 0.001 ppm, 0.01 ppm, 0.1 ppm, 1 ppm, 0.001 ppt, 0.01 ppt, 0.1 ppt TDS Accuracy (@25ºC/77ºF) ±1% of reading (±0.01 ppm) Resistivity Specifications Resistivity Range 1.0 to 99.9 Ω•cm; 100 to 999 Ω•cm; 1.00 to 9.99 KΩ•cm; 10.0 to 99.9 KΩ•cm; 100 to 999 KΩ•cm; 1.00 to 9.99 MΩ•cm; 10.0 to 100.0 MΩ•cm Resistivity Resolution 0.1 Ω•cm; 1 Ω•cm; 0.01 KΩ•cm; 0.1 KΩ•cm; 1 KΩ•cm; 0.01 MΩ•cm; 0.1 MΩ•cm* Resistivity Accuracy ±2% of reading (±1 Ω•cm) Salinity Specifications Salinity Range practical scale: 0.00 to 42.00 psu; natural seawater scale: 0.00 to 80.00 ppt; percent scale: 0.0 to 400.0% Salinity Resolution 0.01 for practical scale/natural seawater scale; 0.1% for percent scale Salinity Accuracy (@25ºC/77ºF) ±1% of reading Salinity Calibration percent scale—one-point (with HI7037 standard) Temperature Specifications Temperature Range -20.0 to 120.0 ºC**; -4.0 to 248.0 ºF**; 253.15 to 393.15 K** Temperature Resolution 0.1 °C, 0.1 °F, 0.1 K Temperature Accuracy ±0.2 °C; ±0.4 °F; ±0.2 K (without probe) Temperature Compensation disabled, linear and non-linear (natural water) Temperature Coefficient 0.00 to 10.00 %/°C Reference Temperature 5.0 to 30.0 °C ISE Specifications ISE Range 1 x 10⁻⁶ to 9.99 x 10ⁱ⁰ concentration ISE Resolution 1; 0.1; 0.01; 0.001 concentration ISE Accuracy @ 25 °C/77 °F ±0.5% (monovalent ions); ±1% (divalent ions) ISE Calibration Points automatic, up to five point calibration, five fixed standard solutions available (0.1, 1, 10, 100, 1000 choice of concentration) and five user defined units Additional Specifications Cell Constant 0.0500 to 200.00 Cell Type 4 cells Electrode/Probe HI1131B glass body pH electrode with BNC connector and 1 m (3.3’) cable (included); HI76312 platinum, four-ring EC/TDS probe with and 1 m (3.3’) cable (included) Temperature Probe HI7662-T stainless steel temperature probe with 1 m (3.3’) cable (included) Profiles up to 10, 5 each channel USP ⟨645⟩ Compliant yes GLP calibration data including date, time, buffers used, offset and slope for pH. Cell constant, reference temperature, temperature coefficient, calibration points, calibration time stamp, probe offset for conductivity Logging record: 100,000 data point storage, up to 100 lots with max. 50,000 records/lot; interval: settable between 1 second and max log time of 180 minutes; type: automatic, manual, AutoHOLD; additional: 200 records USP Input Channels 1 pH/ORP/ISE + 1 EC/TDS/Salinity/Resistivity Display color graphic LCD with on-screen help, graphing, and custom color configuration Connectivity USB Environment 0 to 50°C (32 to 122°F; 273 to 323 K), RH max 95% non-condensing Power Supply 12 VDC adapter (included) Dimensions 160 x 231 x 94 mm (6.3 x 9.1 x 3.7”) Weight 1.2 kg (2.64 lbs.) Ordering Information HI5522 is supplied with HI1131 pH electrode, HI7662-T temperature probe, HI76312 conductivity probe, HI76404W electrode holder, HI70004 pH 4.01 buffer solution sachet, HI70007 pH 7.01 buffer solution sachet, HI700601 electrode cleaning solution sachet (2), HI7082 3.5M KCl electrolyte solution (30 mL), 12 VDC power adapter and instructions. Notes *Uncompensated conductivity (or TDS) is the conductivity (or TDS) value without temperature compensation. **Reduced to actual probe limits | <div aria-labelledby="tab-title-description" class="woocommerce-Tabs-panel woocommerce-Tabs-panel--description panel entry-content active" id="tab-description" role="tabpanel"> <p>HI5522 เป็นเครื่องวัดค่า pH/mV/ISE/EC/TDS/ความเค็ม/ความต้านทานไฟฟ้าแบบตั้งโต๊ะเกรดการวิจัยขั้นสูง ที่สามารถปรับแต่งได้อย่างสมบูรณ์ด้วยจอ LCD สีขนาดใหญ่ ปุ่มสัมผัสแบบคาปาซิทีฟ และพอร์ต USB สำหรับการเชื่อมต่อคอมพิวเตอร์ HI5522 เต็มไปด้วยคุณสมบัติต่างๆ รวมถึงวิธีการเพิ่ม ISE, การบันทึกข้อมูล, ขีดจำกัดการแจ้งเตือน, GLP ที่ครอบคลุม และอื่นๆ อีกมากมาย ในขณะที่ยังคงความเรียบง่ายในการใช้งานด้วยทั้งปุ่มเฉพาะสำหรับการทำงานตามปกติและปุ่มเสมือนที่แนะนำผู้ใช้ผ่านตัวเลือกการตั้งค่า HI5522 ช่วยให้มั่นใจในการวัดค่า pH ด้วยคุณสมบัติพิเศษเฉพาะของ Hanna Instruments CAL Check™ ที่แจ้งเตือนผู้ใช้ถึงปัญหาที่อาจเกิดขึ้นในระหว่างการสอบเทียบ รวมถึงหากบัฟเฟอร์มีการปนเปื้อนหรือจำเป็นต้องทำความสะอาดโพรบ</p> <p>The HI5522 is an advanced research grade benchtop pH/mV/ISE/EC/TDS/Salinity/Resistivity meter that is completely customizable with a large color LCD, capacitive touch keys, and USB port for computer connectivity. The HI5522 is rich in features including ISE incremental methods, data logging, alarm limits, comprehensive GLP, and many more while retaining simplicity in use with both dedicated key for routine operation and virtual keys that guide the user through setup options. The HI5522 ensures confidence in pH measurements with the exclusive Hanna Instruments CAL Check™ feature that alerts the user to potential problems during calibration including if the buffer is contaminated or the probe needs to be cleaned.</p> <h2>Details</h2> <div class="std"> <p dir="ltr" id="docs-internal-guid-cafd112c-5ceb-0f2b-c807-dc6763f5659b">The HI5522 is an advanced research grade benchtop pH/ORP/ISE and EC/TDS/Salinity/Resistivity meter that is completely customizable with a large color LCD, capacitive touch keys, and USB port for computer connectivity.</p> <p dir="ltr">The HI5522 is a two-channel meter that allows for simultaneous measure of pH, ORP, or ISE on one channel and EC, TDS, Salinity, or Resistivity on the other. Channel 1 has a BNC connection for use with the expansive line of pH, ORP, and ISE electrodes that Hanna Instruments offers. The meter is supplied with the HI1131B glass body, double junction, combination pH electrode that operates over a wide temperature range from 0 to 100 °C. All readings are automatically compensated for temperature variations with the separate HI7662-T temperature probe or from the built in temperature sensor of the conductivity probe on Channel 2. The HI5522 is supplied with the HI76312 four-ring conductivity probe that operates over a wide range from 0.000 μS/cm to 1000.0 mS/cm*. The meter can be set to auto-ranging in which the meter chooses the appropriate conductivity range from seven ranges or fixed range in which the meter will only display reading in μS/cm or mS/cm. All readings are automatically compensated for temperature variations with a built in temperature sensor. The temperature correction coefficient is adjustable from 0.00 to 10.00 %/°C.</p> <p dir="ltr">As a pH meter the HI5522 can be calibrated up to five points with a choice of eight pre-programmed buffers or five custom buffers. The HI5522 features Hanna’s exclusive CAL Check™ to alert the user of potential problems during the pH calibration process. Indicators displayed during calibration include “Electrode Dirty/Broken” and “Buffer Contaminated.” The overall probe condition based on the offset and slope characteristic of the electrode is displayed as a percentage after calibration is complete.</p> <p dir="ltr">In ISE mode the HI5522 can be calibrated up to five points with a choice of five fixed standards or five user defined in any concentration unit. The calibration data including date, time, standards used and slope can be viewed at any time along with the current measurement by selecting the Good Laboratory Practice (GLP) display option.</p> <p dir="ltr">As an EC/TDS/Salinity/Resistivity meter the HI5522 can be calibrated up to four points with a choice of six pre-programmed conductivity standards or user defined custom standards. Resistivity, TDS, Practical Salinity (PSU) and Natural Seawater Scale are calibrated through conductivity. The % NaCl is calibrated to single point with the HI7037 salinity standard. The calibration data including date, time, and standards used, offset and cell factor can be accessed at any time along with the current measurement by selecting the Good Laboratory Practice (GLP) display option.</p> <p dir="ltr">For the measurement of high purity water used in pharmaceutical manufacturing, the HI5522 is programmed with the three stages of the USP &lt;645&gt; method. Once a stage is met a report is generated and can be saved. Up to 200 reports can be stored and transferred to a Windows® compatible computer using a USB cable and software (sold separately).</p> <p dir="ltr">Three selectable logging modes are available: automatic, manual and AutoHold logging. Up to 100,000 data points can be recorded in 100 lots with 50,000 records max/lot on each channel and exported to a computer for data review and storage.</p> <h2 dir="ltr">Features at-a-glance</h2> <p dir="ltr"><strong>Highly Customizable User Interface</strong> – The user interface of the HI5522 allows the user to show measurements in various modes: basic measurement with or without GLP information, real-time graphing, and logging data. Calibration stability criteria can be adjusted from fast, moderate, and accurate. Programmable alarm limits can be set to inside or outside allowable limits.</p> <p dir="ltr"><strong>Color Graphic LCD </strong>– The HI5522 features a color graphic LCD with on-screen help, graphic, and custom color configurations. The display allows for real-time graphing and the use of virtual keys provide for an intuitive user interface.</p> <p dir="ltr"><strong>Capacitive Touch</strong> – The HI5522 features sensitive capacitive touch buttons for accurate keystrokes when navigating menus and screens. There are four dedicated keys that are used for routine operations including calibration and switching measurement modes and four virtual keys that change based upon use. The capacitive touch technology ensures the buttons never get clogged with sample residue.</p> <p dir="ltr"><strong>Four Ring Conductivity Probe</strong> – All readings are performed with the HI76312 four-ring conductivity probe that has a built in temperature sensor for automatic temperature correction. The four rings are made with platinum and the body of the electrode is made of Polyetherimide (PEI) plastic that is resistant to many harsh chemicals. The four-ring design allows for this probe to be used over a wide range of measurements.</p> <p dir="ltr"><strong>Choice of Calibration</strong> – Automatic buffer recognition, semiautomatic, and direct manual entry pH calibration options are available for calibrating up to five points, from a selection of eight standard buffers and up to five custom buffers. For the conductivity channel the calibration can be set to automatic standard recognition or user entry along with a choice of single or multi-point. Calibration can be performed up to four points when multi-point is selected.</p> <p dir="ltr"><strong>CAL Check™</strong> – CAL Check™ alerts users to potential problems during the calibration of the pH electrode. Indicators include “Electrode Dirty/Broken,” “Buffer Contaminated,” electrode response timeand the overall probe condition as a percentage that is based on the offset and slope characteristics.</p> <p dir="ltr"><strong>GLP Data</strong> – HI5522 includes a GLP Feature thatallows users to view calibration data and calibration expiration information at the touch of a key. Calibration data include date, time, standards used for calibration.</p> <p dir="ltr"><strong>ISE Measurement with Choice of Concentration Units</strong> – The HI5522 allows for calibration and readings in choice of concentration units. The choices of concentration units include ppt, g/L, mg/mL, ppm, mg/L, μg/L, ppb, μg/L, mg/mL, M, mol/L, mmol/L, %w/v and a user-defined unit.</p> <p dir="ltr"><strong>ISE Measurement with Incremental Methods</strong> – The known addition, known subtraction, analyte addition, and analyte subtraction incremental methods are pre-programmed into the HI5522. Simply follow the on screen guided procedure and the meter will perform the calculation automatically allowing for a higher level of accuracy to be obtained as compared to a direct ISE measurement.</p> <p dir="ltr"><strong>Data Logging</strong> – Three selectable logging modes are available on the HI5522: automatic, manual, and AutoHold logging. Automatic and manual logs up to 100 lots with 50,000 records max/lot, with up to 100,000 total data points. Automatic logging features the option to save data according to sampling period and interval.</p> <p dir="ltr"><strong>Data Transfer</strong> – Data can be transferred to a PC with USB cable and HI92000 software (both sold separately).</p> <p dir="ltr"><strong>Contextual Help</strong> – Contextual help is always available through a dedicated “HELP” key. Clear tutorial messages and directions are available on-screen to quickly and easily guide users through setup and calibration. The help information displayed is relative to the setting/option being viewed.</p> <h3 class="spec-header">pH Specifications</h3> <table class="data-table" id="product-attribute-specs-table-1"> <colgroup> <col width="25%"/> <col/></colgroup> <tbody> <tr class="first odd"> <th class="label">pH Range</th> <td class="data last">-2.000 to 20.000 pH</td> </tr> <tr class="even"> <th class="label">pH Resolution</th> <td class="data last">0.1, 0.01, 0.001 pH</td> </tr> <tr class="odd"> <th class="label">pH Accuracy (@25ºC/77ºF)</th> <td class="data last">±0.1 pH, ±0.01 pH, ±0.002 pH ±1 LSD</td> </tr> <tr class="even"> <th class="label">pH Calibration</th> <td class="data last">automatic, up to five point calibration, eight standard buffers available (1.68, 3.00, 4.01, 6.86, 7.01, 9.18, 10.01,12.45) and five custom buffers</td> </tr> <tr class="odd"> <th class="label">pH Temperature Compensation</th> <td class="data last">automatic or manual from -20.0 to 120.0 °C</td> </tr> <tr class="even"> <th class="label">mV Range</th> <td class="data last">±2000 mV</td> </tr> <tr class="odd"> <th class="label">mV Resolution</th> <td class="data last">0.1 mV</td> </tr> <tr class="even"> <th class="label">mV Accuracy</th> <td class="data last">±0.2 mV ±1 LSD</td> </tr> <tr class="last odd"> <th class="label">Relative mV Offset Range</th> <td class="data last">±2000 mV</td> </tr> </tbody> </table> <h3 class="spec-header">EC Specifications</h3> <table class="data-table" id="product-attribute-specs-table-2"> <colgroup> <col width="25%"/> <col/></colgroup> <tbody> <tr class="first odd"> <th class="label">EC Range</th> <td class="data last">0.000 to 9.999 μS/cm, 10.00 to 99.99 μS/cm, 100.0 to 999.9 μS/cm, 1.000 to 9.999 mS/cm, 10.00 to 99.99 mS/cm, 100.0 to 1000.0 mS/cm actual EC*</td> </tr> <tr class="even"> <th class="label">EC Resolution</th> <td class="data last">0.001 μS/cm, 0.01 μS/cm, 0.1 μS/cm, 1 μS/cm, 0.001 mS/cm, 0.01 mS/cm, 0.1 mS/cm</td> </tr> <tr class="odd"> <th class="label">EC Accuracy (@25ºC/77ºF)</th> <td class="data last">±1% of reading (±0.01 μS/cm)</td> </tr> <tr class="last even"> <th class="label">EC Calibration</th> <td class="data last">automatic standard recognition (0.000 μS/cm, 84.00 μS/cm, 1.413 mS/cm, 5.000 mS/cm, 12.88 mS/cm, 80.00 mS/cm, 111.8 mS/cm) or user standard; single point or multi-point calibration</td> </tr> </tbody> </table> <h3 class="spec-header">TDS Specifications</h3> <table class="data-table" id="product-attribute-specs-table-3"> <colgroup> <col width="25%"/> <col/></colgroup> <tbody> <tr class="first odd"> <th class="label">TDS Range</th> <td class="data last">0.000 to 9.999 ppm, 10.00 to 99.99 ppm, 100.0 to 999.9 ppm, 1.000 to 9.999 ppt, 10.00 to 99.99 ppt, 100.0 to 400.0 ppt actual TDS* (with 1.00 factor)</td> </tr> <tr class="even"> <th class="label">TDS Resolution</th> <td class="data last">0.001 ppm, 0.01 ppm, 0.1 ppm, 1 ppm, 0.001 ppt, 0.01 ppt, 0.1 ppt</td> </tr> <tr class="last odd"> <th class="label">TDS Accuracy (@25ºC/77ºF)</th> <td class="data last">±1% of reading (±0.01 ppm)</td> </tr> </tbody> </table> <h3 class="spec-header">Resistivity Specifications</h3> <table class="data-table" id="product-attribute-specs-table-4"> <colgroup> <col width="25%"/> <col/></colgroup> <tbody> <tr class="first odd"> <th class="label">Resistivity Range</th> <td class="data last">1.0 to 99.9 Ω•cm; 100 to 999 Ω•cm; 1.00 to 9.99 KΩ•cm; 10.0 to 99.9 KΩ•cm; 100 to 999 KΩ•cm; 1.00 to 9.99 MΩ•cm; 10.0 to 100.0 MΩ•cm</td> </tr> <tr class="even"> <th class="label">Resistivity Resolution</th> <td class="data last">0.1 Ω•cm; 1 Ω•cm; 0.01 KΩ•cm; 0.1 KΩ•cm; 1 KΩ•cm; 0.01 MΩ•cm; 0.1 MΩ•cm*</td> </tr> <tr class="last odd"> <th class="label">Resistivity Accuracy</th> <td class="data last">±2% of reading (±1 Ω•cm)</td> </tr> </tbody> </table> <h3 class="spec-header">Salinity Specifications</h3> <table class="data-table" id="product-attribute-specs-table-5"> <colgroup> <col width="25%"/> <col/></colgroup> <tbody> <tr class="first odd"> <th class="label">Salinity Range</th> <td class="data last">practical scale: 0.00 to 42.00 psu; natural seawater scale: 0.00 to 80.00 ppt; percent scale: 0.0 to 400.0%</td> </tr> <tr class="even"> <th class="label">Salinity Resolution</th> <td class="data last">0.01 for practical scale/natural seawater scale; 0.1% for percent scale</td> </tr> <tr class="odd"> <th class="label">Salinity Accuracy (@25ºC/77ºF)</th> <td class="data last">±1% of reading</td> </tr> <tr class="last even"> <th class="label">Salinity Calibration</th> <td class="data last">percent scale—one-point (with HI7037 standard)</td> </tr> </tbody> </table> <table class="data-table" id="product-attribute-specs-table-6"> <colgroup> <col width="25%"/> <col/></colgroup> </table> <h3 class="spec-header">Temperature Specifications</h3> <table class="data-table" id="product-attribute-specs-table-7"> <colgroup> <col width="25%"/> <col/></colgroup> <tbody> <tr class="first odd"> <th class="label">Temperature Range</th> <td class="data last">-20.0 to 120.0 ºC**; -4.0 to 248.0 ºF**; 253.15 to 393.15 K**</td> </tr> <tr class="even"> <th class="label">Temperature Resolution</th> <td class="data last">0.1 °C, 0.1 °F, 0.1 K</td> </tr> <tr class="odd"> <th class="label">Temperature Accuracy</th> <td class="data last">±0.2 °C; ±0.4 °F; ±0.2 K (without probe)</td> </tr> <tr class="even"> <th class="label">Temperature Compensation</th> <td class="data last">disabled, linear and non-linear (natural water)</td> </tr> <tr class="odd"> <th class="label">Temperature Coefficient</th> <td class="data last">0.00 to 10.00 %/°C</td> </tr> <tr class="last even"> <th class="label">Reference Temperature</th> <td class="data last">5.0 to 30.0 °C</td> </tr> </tbody> </table> <h3 class="spec-header">ISE Specifications</h3> <table class="data-table" id="product-attribute-specs-table-8"> <colgroup> <col width="25%"/> <col/></colgroup> <tbody> <tr class="first odd"> <th class="label">ISE Range</th> <td class="data last">1 x 10⁻⁶ to 9.99 x 10ⁱ⁰ concentration</td> </tr> <tr class="even"> <th class="label">ISE Resolution</th> <td class="data last">1; 0.1; 0.01; 0.001 concentration</td> </tr> <tr class="odd"> <th class="label">ISE Accuracy @ 25 °C/77 °F</th> <td class="data last">±0.5% (monovalent ions); ±1% (divalent ions)</td> </tr> <tr class="last even"> <th class="label">ISE Calibration Points</th> <td class="data last">automatic, up to five point calibration, five fixed standard solutions available (0.1, 1, 10, 100, 1000 choice of concentration) and five user defined units</td> </tr> </tbody> </table> <h3 class="spec-header">Additional Specifications</h3> <table class="data-table" id="product-attribute-specs-table-9"> <colgroup> <col width="25%"/> <col/></colgroup> <tbody> <tr class="first odd"> <th class="label">Cell Constant</th> <td class="data last">0.0500 to 200.00</td> </tr> <tr class="even"> <th class="label">Cell Type</th> <td class="data last">4 cells</td> </tr> <tr class="odd"> <th class="label">Electrode/Probe</th> <td class="data last">HI1131B glass body pH electrode with BNC connector and 1 m (3.3’) cable (included); HI76312 platinum, four-ring EC/TDS probe with and 1 m (3.3’) cable (included)</td> </tr> <tr class="even"> <th class="label">Temperature Probe</th> <td class="data last">HI7662-T stainless steel temperature probe with 1 m (3.3’) cable (included)</td> </tr> <tr class="odd"> <th class="label">Profiles</th> <td class="data last">up to 10, 5 each channel</td> </tr> <tr class="even"> <th class="label">USP ⟨645⟩ Compliant</th> <td class="data last">yes</td> </tr> <tr class="odd"> <th class="label">GLP</th> <td class="data last">calibration data including date, time, buffers used, offset and slope for pH. Cell constant, reference temperature, temperature coefficient, calibration points, calibration time stamp, probe offset for conductivity</td> </tr> <tr class="even"> <th class="label">Logging</th> <td class="data last">record: 100,000 data point storage, up to 100 lots with max. 50,000 records/lot; interval: settable between 1 second and max log time of 180 minutes; type: automatic, manual, AutoHOLD; additional: 200 records USP</td> </tr> <tr class="odd"> <th class="label">Input Channels</th> <td class="data last">1 pH/ORP/ISE + 1 EC/TDS/Salinity/Resistivity</td> </tr> <tr class="even"> <th class="label">Display</th> <td class="data last">color graphic LCD with on-screen help, graphing, and custom color configuration</td> </tr> <tr class="odd"> <th class="label">Connectivity</th> <td class="data last">USB</td> </tr> <tr class="even"> <th class="label">Environment</th> <td class="data last">0 to 50°C (32 to 122°F; 273 to 323 K), RH max 95% non-condensing</td> </tr> <tr class="odd"> <th class="label">Power Supply</th> <td class="data last">12 VDC adapter (included)</td> </tr> <tr class="even"> <th class="label">Dimensions</th> <td class="data last">160 x 231 x 94 mm (6.3 x 9.1 x 3.7”)</td> </tr> <tr class="odd"> <th class="label">Weight</th> <td class="data last">1.2 kg (2.64 lbs.)</td> </tr> <tr class="even"> <th class="label">Ordering Information</th> <td class="data last">HI5522 is supplied with HI1131 pH electrode, HI7662-T temperature probe, HI76312 conductivity probe, HI76404W electrode holder, HI70004 pH 4.01 buffer solution sachet, HI70007 pH 7.01 buffer solution sachet, HI700601 electrode cleaning solution sachet (2), HI7082 3.5M KCl electrolyte solution (30 mL), 12 VDC power adapter and instructions.</td> </tr> <tr class="last odd"> <th class="label">Notes</th> <td class="data last">*Uncompensated conductivity (or TDS) is the conductivity (or TDS) value without temperature compensation. **Reduced to actual probe limits</td> </tr> </tbody> </table> </div> </div> | The HI5522 is an advanced research grade benchtop pH/mV/ISE/EC/TDS/Salinity/Resistivity meter that is completely customizable with a large color LCD, capacitive touch keys, and USB port for computer connectivity. The HI5522 is rich in features including ISE incremental methods, data logging, alarm limits, comprehensive GLP, and many more while retaining simplicity in use with both dedicated key for routine operation and virtual keys that guide the user through setup options. The HI5522 ensures confidence in pH measurements with the exclusive Hanna Instruments CAL Check™ feature that alerts the user to potential problems during calibration including if the buffer is contaminated or the probe needs to be cleaned. | <div class="product-short-description"> <p>The HI5522 is an advanced research grade benchtop pH/mV/ISE/EC/TDS/Salinity/Resistivity meter that is completely customizable with a large color LCD, capacitive touch keys, and USB port for computer connectivity. The HI5522 is rich in features including ISE incremental methods, data logging, alarm limits, comprehensive GLP, and many more while retaining simplicity in use with both dedicated key for routine operation and virtual keys that guide the user through setup options. The HI5522 ensures confidence in pH measurements with the exclusive Hanna Instruments CAL Check™ feature that alerts the user to potential problems during calibration including if the buffer is contaminated or the probe needs to be cleaned.</p> </div> | https://www.hannathailand.com/wp-content/uploads/2022/06/hi55222.jpg | เซ็นเซอร์วัดออกซิเจนในน้ำสำหรับ HI9829 มัลติพารามิเตอร์ , เครื่องวัดปริมาณโครเมี่ยม ช่วงสูง รุ่น HI723 , เครื่องวัดปริมาณไนไตรท์ ช่วงต่ำ รุ่น HI707 , น้ำยามาตรฐานสอบเทียบ ค่ามาตรฐานความเค็ม , เครื่องวัดปริมาณแอมโมเนีย ช่วงสูง รุ่น HI733 , เครื่องวัดปริมาณซิลิกา ช่วงต่ำ ในตัวอย่างน้ำ รุ่น HI705 , น้ำยามาตรฐานสอบเทียบ , เครื่องวัดปริมาณนิกเกิล ช่วงสูง รุ่น HI726 | <a class="woocommerce-LoopProduct-link woocommerce-loop-product__link" href="https://www.hannathailand.com/product/hi7609829-2/">เซ็นเซอร์วัดออกซิเจนในน้ำสำหรับ HI9829 มัลติพารามิเตอร์</a> , <a class="woocommerce-LoopProduct-link woocommerce-loop-product__link" href="https://www.hannathailand.com/product/hi723-checker-hc-chromium-vi-hr/">เครื่องวัดปริมาณโครเมี่ยม ช่วงสูง รุ่น HI723</a> , <a class="woocommerce-LoopProduct-link woocommerce-loop-product__link" href="https://www.hannathailand.com/product/hi707-checker-hc-nitrite-lr/">เครื่องวัดปริมาณไนไตรท์ ช่วงต่ำ รุ่น HI707</a> , <a class="woocommerce-LoopProduct-link woocommerce-loop-product__link" href="https://www.hannathailand.com/product/hi7083l/">น้ำยามาตรฐานสอบเทียบ ค่ามาตรฐานความเค็ม</a> , <a class="woocommerce-LoopProduct-link woocommerce-loop-product__link" href="https://www.hannathailand.com/product/hi733-checker-hc-ammonia-hr/">เครื่องวัดปริมาณแอมโมเนีย ช่วงสูง รุ่น HI733</a> , <a class="woocommerce-LoopProduct-link woocommerce-loop-product__link" href="https://www.hannathailand.com/product/hi705-checker-hc-silica-lr/">เครื่องวัดปริมาณซิลิกา ช่วงต่ำ ในตัวอย่างน้ำ รุ่น HI705</a> , <a class="woocommerce-LoopProduct-link woocommerce-loop-product__link" href="https://www.hannathailand.com/product/hi9828-25/">น้ำยามาตรฐานสอบเทียบ</a> , <a class="woocommerce-LoopProduct-link woocommerce-loop-product__link" href="https://www.hannathailand.com/product/hi726-checker-hc-nickel-hr/">เครื่องวัดปริมาณนิกเกิล ช่วงสูง รุ่น HI726</a> | https://www.hannathailand.com/wp-content/uploads/2022/06/hi55222-600x600.jpg , https://www.hannathailand.com/wp-content/uploads/2021/12/hi55221-500x500.jpg , https://www.hannathailand.com/wp-content/uploads/2021/07/5-500x500.jpg , https://www.hannathailand.com/wp-content/uploads/2022/06/miniphotometerfurchromvihoch839_11-600x600.jpg , https://www.hannathailand.com/wp-content/uploads/2022/06/hi707400-600x600.jpg , https://www.hannathailand.com/wp-content/uploads/2021/07/10-500x500.jpg , https://www.hannathailand.com/wp-content/uploads/2022/06/miniphotometerfurammoniumhoch2418_11-600x600.jpg , https://www.hannathailand.com/wp-content/uploads/2022/06/hi705400-600x600.jpg , https://www.hannathailand.com/wp-content/uploads/2021/07/8-500x500.jpg , https://www.hannathailand.com/wp-content/uploads/2022/06/miniphotometerfurnickelhoch841_11-600x600.jpg
26 | เครื่องวัดคุณภาพน้ำ สำหรับปรับสภาพน้ำ แบบหลายพารามิเตอร์ รวมถึงค่า pH รุ่น HI83308-02 | สินค้าทั้งหมด , อุตสาหกรรมทั่วไป , เครื่องวัดคุณภาพน้ำแบบหลายพารามิเตอร์ , แบบตั้งโต๊ะ , เครื่องโฟโตมิเตอร์ , แบบตั้งโต๊ะ | https://www.hannathailand.com/product-category/spectrophotometer/photometer-benchtop/ | https://www.hannathailand.com/product/%e0%b8%9b%e0%b8%a3%e0%b8%b1%e0%b8%9a%e0%b8%aa%e0%b8%a0%e0%b8%b2%e0%b8%9e%e0%b8%99%e0%b9%89%e0%b8%b3/ | HI83308-02 | 3,103.00 | น้ำหนัก 1 กก. ขนาด 20.6 × 17.7 × 9.7 เซนติเมตร | <div aria-labelledby="tab-title-additional_information" class="woocommerce-Tabs-panel woocommerce-Tabs-panel--additional_information panel entry-content" id="tab-additional_information" role="tabpanel"> <table class="woocommerce-product-attributes shop_attributes"> <tr class="woocommerce-product-attributes-item woocommerce-product-attributes-item--weight"> <th class="woocommerce-product-attributes-item__label">น้ำหนัก</th> <td class="woocommerce-product-attributes-item__value">1 กก.</td> </tr> <tr class="woocommerce-product-attributes-item woocommerce-product-attributes-item--dimensions"> <th class="woocommerce-product-attributes-item__label">ขนาด</th> <td class="woocommerce-product-attributes-item__value">20.6 × 17.7 × 9.7 เซนติเมตร</td> </tr> </table> </div> | เครื่องวัดคุณภาพน้ำ สำหรับปรับสภาพน้ำ แบบหลายพารามิเตอร์ รวมถึงค่า pH รุ่น HI83308-02 HI83308 เป็นโฟโตมิเตอร์หลายพารามิเตอร์ขนาดกะทัดรัดสำหรับใช้ในระบบปรับสภาพน้ำ มิเตอร์นี้เป็นหนึ่งในโฟโตมิเตอร์ที่ทันสมัยที่สุดที่มาพร้อมกับการออกแบบเชิงแสงที่เป็นนวัตกรรมใหม่ ซึ่งใช้ตัวตรวจจับอ้างอิงและเลนส์โฟกัสเพื่อกำจัดข้อผิดพลาดจากการเปลี่ยนแปลงของแหล่งกำเนิดแสงและจากความไม่สมบูรณ์ในคิวเวทท์แก้ว มิเตอร์นี้มีวิธีการตั้งโปรแกรมไว้ 23 วิธีในการวัดพารามิเตอร์คุณภาพน้ำหลัก 15 รายการ และยังเสนอโหมดการวัดการดูดกลืนแสงสำหรับการตรวจสอบประสิทธิภาพ และสำหรับผู้ใช้ที่ต้องการพัฒนากราฟความเข้มข้นของตนเองเทียบกับกราฟการดูดกลืนแสง พารามิเตอร์การปรับสภาพน้ำ ได้แก่ ฟลูออไรด์ คลอรีน แอมโมเนีย แมงกานีส ทองแดง เหล็ก เงิน และสังกะสี เพื่อประหยัดพื้นที่อันมีค่าบนโต๊ะในห้องปฏิบัติการ HI83308 จึงทำหน้าที่เป็นเครื่องวัดค่า pH ระดับมืออาชีพด้วยอินพุตอิเล็กโทรด pH/อุณหภูมิแบบดิจิทัล ตอนนี้หนึ่งเมตรสามารถใช้ได้ทั้งการวัดโฟโตเมตริกและการวัดค่า pH HI83308 is a compact, multiparameter photometer for use in water conditioning applications. The meter is one of the most advanced photometers available with a innovative optical design that utilizes a reference detector and focusing lens to eliminate errors from changes in the light source and from imperfections in the glass cuvette. This meter has 23 different programmed methods measuring 15 key water quality parameters and also offers an absorbance measurement mode for performance verification and for users that would like to develop their own concentration versus absorbance curves. Water conditioning parameters include fluoride, chlorine, ammonia, manganese, copper, iron, silver and zinc. To save valuable laboratory benchtop space, the HI83308 doubles as a professional pH meter with its digital pH/temperature electrode input. Now one meter can be used for both photometric and pH measurements. Advanced optical system Unparalleled performance from a benchtop photometer Digital pH electrode input Save valuable bench space with one meter that works both as a photometer and as a laboratory pH meter Absorbance measuring mode Details The HI83308 benchtop photometer measures 15 different key water quality parameters using 23 different methods. This photometer features an innovative optical system that uses LEDs, narrow band interference filters, focusing lens and both a silicon photodetector for absorbance measurement and a reference detector to maintain a consistent light source ensures accurate and repeatable photometric readings every time. The HI83308 was developed to measure the most common parameters in water quality monitoring. One important parameter to test water quality is iron since it can affect color, odor, and turbidity and can also be the most troublesome factor for appliances and surfaces in contact with water. High levels of iron in water can result in clogged water pipes or heat exchangers. Additionally, ammonia detection in water treatment systems is particularly important for aquarium owners and fish farm operators since ammonia is highly soluble in water and extremely toxic to fish. One other important parameter in water quality monitoring is fluoride. Fluoride is best known for preventing tooth decay. While it does help prevent tooth decay, too little fluoride can be ineffective while too much can cause staining of teeth. A digital pH electrode input allows the user to measure pH by a traditional glass electrode. The digital pH electrode has a built in microchip within the probe that stores all of the calibration information. Having the calibration information stored in the probe allows for hot swapping of pH electrodes without having to recalibrate. All pH measurements are automatically compensated for temperature variations with a built in thermistor located in the tip of the sensing bulb for fast and accurate temperature measurement. The HI83308 offers an absorbance measuring mode that allows for CAL Check standards to be used to validate the performance of the system. The absorbance mode allows the user to select one of the four wavelengths of light (420 nm, 525 nm, 575 nm, and 610 nm) to measure and plot their own concentration versus absorbance mode. This is useful for users with their own chemical method and for educators to teach the concept of absorbance by using the Beer-Lambert Law. Two USB ports are provided for transferring data to a flash drive or computer and to use as a power source for the meter. For added convenience and portability the meter can also operate on an internal 3.7 VDC Lithium-polymer rechargeable battery. Features/Benefits: Backlit 128 x 64 Pixel Graphic LCD Display Backlit graphic display allows for easy viewing in low light conditions The 128 x 64 Pixel LCD allows for a simplified user interface with virtual keys and on-screen help to guide the user through use of the meter Built-in Reaction Timer for Photometric Measurements The measurement is taken after the countdown timer expires. Countdown timer ensures that all readings are taken at the appropriate reaction intervals regardless of user for better consistency in measurements Absorbance mode Hanna’s exclusive CAL Check cuvettes for validation of light source and detector Allows for the user to plot concentration versus absorbance for a specific wavelength for use with user supplied chemistry or for teaching principles of photometry Units of Measure Appropriate unit of measure along with chemical form is displayed along with reading Result Conversion Automatically convert readings to other chemical forms with the touch of a button Cuvette Cover Aids in preventing stray light from affecting measurements Digital pH Electrode Input Measure pH and temperature with a single probe Good Laboratory Practice (GLP) to track calibration information including date, time, buffers used, offset and slope for traceability pH CAL Check alerts user to potential problems during the calibration process Space saving having a pH meter and photometer built into one meter Data Logging Up to 1000 photometric and pH readings can be stored by simply pressing the dedicated LOG button. Logged readings are just as easily recalled by pressing the RCL button Sample ID and User ID information can be added to a logged reading using alphanumeric keypad Connectivity Logged readings can be quickly and easily transferred to a flash drive using the USB-A host port or to a computer using the micro USB-B port Data is exported as a .CSV file for use with common spreadsheet programs Battery Status Indicator Indicates the amount of battery life left Error Messages Photometric error messages include no cap, high zero, and standard too low pH calibration messages include clean electrode, check buffer and check probe On-screen Features Method Selection Users can easily select any one of the 23 measurement methods via the dedicated METHOD button. Data Logging Up to 1000 measurement readings can be logged with user and sample ID and recalled for future use. pH Measurement Mode Selecting the pH measurement mode allows for the photometer to be used as a professional pH meter with many features including temperature compensated measurements, automatic two point calibration, and GLP. Advanced Optical System: HI83308 is designed with an innovative optical system that incorporates a beam splitter so that light can be used for absorbance readings and for a reference detector. The reference detector monitors the intensity of light and modulates when there is drift due to power fluctuation or the heating of the optical components. Each part has an important role in providing unparalleled performance from a photometer. High Efficiency LED Light Source An LED light source offers superior performance as compared to a tungsten lamp. LEDs have a much higher luminous efficiency, providing more light while using less power. They also produce very little heat, which could otherwise affect the optical components an electronic stability. LEDs are available in a wide array of wavelengths, whereas tungsten lamps are supposed to be white light (all wavelengths of visible light) but actually have a poor blue/violet light output. High Quality Narrow Band Interference Filters The narrow band interference filter not only ensure greater wavelength accuracy (+/- 1 nm) but are extremely efficient. The filters used allow up to 95% of the light from the LED to be transmitted as compared to other filters that are only 75% efficient. The higher efficiency allows for a brighter, stronger light source. The end result is higher measurement stability and less wavelength error. Reference Detector for a Stable Light Source A beam splitter is used as part of the internal reference system of the HI83300 photometer. The reference detector compensates for any drift due to power fluctuations or ambient temperature changes. Now you can rely on a stable source of light between your blank (zero) measurement and sample measurement. Large Cuvette Size The sample cell of the HI83300 fits a round, glass cuvette with a 25 mm path length. Along with the advanced optical components, the larger size of the cuvette greatly reduces errors in rotation from the indexing mark of the cuvettes. The relatively long path length of the sample cuvette allows the light to pass through more of the sample solution, ensuring accurate measurements even in low absorbance samples. Focusing Lens for Greater Light Yield Adding a focusing lens to the optical path allows for the collection of all of the light that exits the cuvette and focusing the light on the silicon photo detector. This novel approach to photometric measurements cancels the errors from imperfections and scratches present in the glass cuvette eliminating the need to index the cuvette. Manual : Download Specifications SKU HI83308-02 Product Name Water Conditioning Photometer – HI83308 Quote Required Yes pH Range Photometer pH Resolution Photometer pH Accuracy Photometer pH Calibration Automatic one or two point calibration with one set of standard buffers available (4.01, 6.86, 7.01, 9.18, 10.01) pH Temperature Compensation Automatic (-5.0 to 100.0 oC; 23.0 to 212.0 oF); limits reduced based on the pH electrode used pH CAL Check (electrode diagnostics) clean electrode and check buffer/check probe displayed during calibration pH Method Photometer pH-mV Range ±1000 mV pH-mV Resolution 0.1 mV pH-mV Accuracy ±0.2 mV Dissolved Oxygen Range 0.0 to 10.0 mg/L (as O2) Dissolved Oxygen Resolution 0.1 mg/L Dissolved Oxygen Accuracy ±0.4 mg/L ±3% of reading Dissolved Oxygen Measurement Method Adaptation of the Standard Methods for the Examination of Water and Wastewater, 18th edition, Azide modified Winkler method Absorbance Range 0.000 to 4.000 Abs Absorbance Resolution 0.001 Abs Absorbance Accuracy +/-0.003Abs @ 1.000 Abs Ammonia Range Low Range Ammonia Resolution 0.01 mg/L; 0.1 mg/L Ammonia Accuracy Low Range Ammonia Method Adaptation of the ASTM Manual of Water and Environmental Technology, D1426-92, Nessler method Free Chlorine Range 0.00 to 5.00 mg/L (as Cl2) Free Chlorine Resolution 0.01 mg/L Free Chlorine Accuracy ±0.03 mg/L ±3% of reading Total Chlorine Range 0.00 to 5.00 mg/L (as Cl2) Total Chlorine Resolution 0.01 mg/L Total Chlorine Accuracy ±0.03 mg/L ±3% of reading Chlorine Method Adaptation of the EPA 330.5 DPD method Copper Range Low Range Copper Resolution 0.001 mg/L; 0.01 mg/L Copper Accuracy Low Range Copper Method Adaptation of the EPA bicinchoninate method Fluoride Range 0.00 to 2.00 mg/L (as F–) Fluoride Resolution 0.01 mg/L Fluoride Accuracy ±0.03 mg/L ±3% of reading Fluoride Method Adaptation of the Standard Methods for the Examination of Water and Wastewater, 18th edition, SPADNS method Iron Range Low Range Iron Resolution 0.001 mg/L; 0.01 mg/L Iron Accuracy Low Range Iron Method Low Range Manganese Range Low Range Manganese Resolution 1 μg/L; 0.1 mg/L Manganese Accuracy Low Range Manganese Method Low Range Molybdenum Range 0.0 to 40.0 mg/L (as Mo6+) Molybdenum Resolution 0.1 mg/L Molybdenum Accuracy ±0.3 mg/L ±5% of reading Molybdenum Method Adaptation of the mercaptoacetic acid method Nickel Range Low Range Nickel Resolution 0.001 mg/L; 0.01 g/L Nickel Accuracy Low range Nickel Method Low Range Nitrate Range 0.0 to 30.0 mg/L (as NO3–– N) Nitrate Resolution 0.1 mg/L Nitrate Accuracy ±0.5 mg/L ±10% of reading Nitrate Method Adaptation of the cadmium reduction method Phosphate Range Freshwater Low Range Phosphate Resolution 0.01 mg/L; 0.1 mg/L Phosphate Accuracy Low Range Phosphate Method Low Range Silica Range 0.00 to 2.00 mg/L (as SiO2) Silica Resolution 0.01 mg/L Silica Accuracy ±0.03 mg/L ±3% of reading Silica Method Adaptation of the ASTM Manual of Water and Environmental Technology, D859, Heteropoly Molybdenum Blue method Silver Range 0.000 to 1.000 mg/L (as Ag) Silver Resolution 0.001 mg/L Silver Accuracy ±0.020 mg/L ±5% of reading Silver Method Adaptation of the PAN method Zinc Range 0.00 to 3.00 mg/L (as Zn) Zinc Resolution 0.01 mg/L Zinc Accuracy ±0.03 mg/L ±3% of reading Zinc Method Adaptation of the Standard Methods for the Examination of Water and Wastewater, 18th edition, Zincon method Input Channels 1 pH electrode input and 4 photometer wavelengths pH Electrode digital pH electrode (not included) Photometer/Colorimeter Light Source 4 LEDs with 420 nm, 525 nm, 575 nm, and 610 nm narrow band interference filters Photometer/Colorimeter Light Detector silicon photodetector Bandpass Filter Bandwidth 8 nm Bandpass Filter Wavelength Accuracy ±1 nm Cuvette Type round, 24.6 mm Number of Methods 128 max. GLP calibration data for connected pH electrode Display 128 x 64 pixel LCD with backlight Logging Type log on demand with user name and sample ID optional input Logging Memory 1000 readings Connectivity USB-A host for flash drive; micro-USB-B for power and computer connectivity Power Supply 5 VDC USB 2.0 power adapter with USB-A to micro-USB-B cable (included) Battery Type/Life 3.7 VDC Li-polymer rechargeable battery / >500 photometric measurements or 50 hours of continuous pH measurement Environment 0 to 50.0 oC (32 to 122.0 oF); 0 to 95% RH, non-condensing Weight 1.0 kg (2.2 lbs.) Dimensions 206 x 177 x 97 mm (8.1 x 7.0 x 3.8″) Ordering Information HI83308 is supplied with sample cuvettes and caps (4 ea.), cloth for wiping cuvettes, USB to micro USB cable connector, power adapter and instruction manual. | <div aria-labelledby="tab-title-description" class="woocommerce-Tabs-panel woocommerce-Tabs-panel--description panel entry-content active" id="tab-description" role="tabpanel"> <p><span style="font-size: 140%;"><strong>เครื่องวัดคุณภาพน้ำ สำหรับปรับสภาพน้ำ แบบหลายพารามิเตอร์ รวมถึงค่า pH รุ่น HI83308-02</strong></span></p> <p>HI83308 เป็นโฟโตมิเตอร์หลายพารามิเตอร์ขนาดกะทัดรัดสำหรับใช้ในระบบปรับสภาพน้ำ มิเตอร์นี้เป็นหนึ่งในโฟโตมิเตอร์ที่ทันสมัยที่สุดที่มาพร้อมกับการออกแบบเชิงแสงที่เป็นนวัตกรรมใหม่ ซึ่งใช้ตัวตรวจจับอ้างอิงและเลนส์โฟกัสเพื่อกำจัดข้อผิดพลาดจากการเปลี่ยนแปลงของแหล่งกำเนิดแสงและจากความไม่สมบูรณ์ในคิวเวทท์แก้ว มิเตอร์นี้มีวิธีการตั้งโปรแกรมไว้ 23 วิธีในการวัดพารามิเตอร์คุณภาพน้ำหลัก 15 รายการ และยังเสนอโหมดการวัดการดูดกลืนแสงสำหรับการตรวจสอบประสิทธิภาพ และสำหรับผู้ใช้ที่ต้องการพัฒนากราฟความเข้มข้นของตนเองเทียบกับกราฟการดูดกลืนแสง พารามิเตอร์การปรับสภาพน้ำ ได้แก่ ฟลูออไรด์ คลอรีน แอมโมเนีย แมงกานีส ทองแดง เหล็ก เงิน และสังกะสี</p> <p>เพื่อประหยัดพื้นที่อันมีค่าบนโต๊ะในห้องปฏิบัติการ HI83308 จึงทำหน้าที่เป็นเครื่องวัดค่า pH ระดับมืออาชีพด้วยอินพุตอิเล็กโทรด pH/อุณหภูมิแบบดิจิทัล ตอนนี้หนึ่งเมตรสามารถใช้ได้ทั้งการวัดโฟโตเมตริกและการวัดค่า pH</p> <p>HI83308 is a compact, multiparameter photometer for use in water conditioning applications. The meter is one of the most advanced photometers available with a innovative optical design that utilizes a reference detector and focusing lens to eliminate errors from changes in the light source and from imperfections in the glass cuvette. This meter has 23 different programmed methods measuring 15 key water quality parameters and also offers an absorbance measurement mode for performance verification and for users that would like to develop their own concentration versus absorbance curves. Water conditioning parameters include fluoride, chlorine, ammonia, manganese, copper, iron, silver and zinc.</p> <p>To save valuable laboratory benchtop space, the HI83308 doubles as a professional pH meter with its digital pH/temperature electrode input. Now one meter can be used for both photometric and pH measurements.</p> <h3><strong>Advanced optical system</strong></h3> <p>Unparalleled performance from a benchtop photometer</p> <h3><strong>Digital pH electrode input</strong></h3> <p>Save valuable bench space with one meter that works both as a photometer and as a laboratory pH meter</p> <h3><strong>Absorbance measuring mode</strong></h3> <p><strong><span style="font-size: 25.92px; color: #333333;">Details</span></strong></p> <div class="tab-content"> <div class="std"> <p>The HI83308 benchtop photometer measures 15 different key water quality parameters using 23 different methods. This photometer features an innovative optical system that uses LEDs, narrow band interference filters, focusing lens and both a silicon photodetector for absorbance measurement and a reference detector to maintain a consistent light source ensures accurate and repeatable photometric readings every time.</p> <p>The HI83308 was developed to measure the most common parameters in water quality monitoring. One important parameter to test water quality is iron since it can affect color, odor, and turbidity and can also be the most troublesome factor for appliances and surfaces in contact with water. High levels of iron in water can result in clogged water pipes or heat exchangers. Additionally, ammonia detection in water treatment systems is particularly important for aquarium owners and fish farm operators since ammonia is highly soluble in water and extremely toxic to fish. One other important parameter in water quality monitoring is fluoride. Fluoride is best known for preventing tooth decay. While it does help prevent tooth decay, too little fluoride can be ineffective while too much can cause staining of teeth.</p> <p>A digital pH electrode input allows the user to measure pH by a traditional glass electrode. The digital pH electrode has a built in microchip within the probe that stores all of the calibration information. Having the calibration information stored in the probe allows for hot swapping of pH electrodes without having to recalibrate. All pH measurements are automatically compensated for temperature variations with a built in thermistor located in the tip of the sensing bulb for fast and accurate temperature measurement.</p> <p>The HI83308 offers an absorbance measuring mode that allows for CAL Check standards to be used to validate the performance of the system. The absorbance mode allows the user to select one of the four wavelengths of light (420 nm, 525 nm, 575 nm, and 610 nm) to measure and plot their own concentration versus absorbance mode. This is useful for users with their own chemical method and for educators to teach the concept of absorbance by using the Beer-Lambert Law.</p> <p>Two USB ports are provided for transferring data to a flash drive or computer and to use as a power source for the meter. For added convenience and portability the meter can also operate on an internal 3.7 VDC Lithium-polymer rechargeable battery.</p> <div class="prod-view-details-container"> <h3><strong>Features/Benefits:</strong></h3> <div class="prod-view-details-left"> <div class="prod-view-details-left"> <div class="prod-view-details-left"> <div class="prod-view-details-left"> <div class="prod-view-details-left"> <div class="prod-view-details-left"> <p><strong>Backlit 128 x 64 Pixel Graphic LCD Display</strong></p> <ul> <li>Backlit graphic display allows for easy viewing in low light conditions</li> <li>The 128 x 64 Pixel LCD allows for a simplified user interface with virtual keys and on-screen help to guide the user through use of the meter</li> </ul> <p><strong>Built-in Reaction Timer for Photometric Measurements</strong></p> <ul> <li>The measurement is taken after the countdown timer expires.</li> <li>Countdown timer ensures that all readings are taken at the appropriate reaction intervals regardless of user for better consistency in measurements</li> </ul> <p><strong>Absorbance mode</strong></p> <ul> <li>Hanna’s exclusive CAL Check cuvettes for validation of light source and detector</li> <li>Allows for the user to plot concentration versus absorbance for a specific wavelength for use with user supplied chemistry or for teaching principles of photometry</li> </ul> <p><strong>Units of Measure</strong></p> <ul> <li>Appropriate unit of measure along with chemical form is displayed along with reading</li> </ul> <p><strong>Result Conversion</strong></p> <ul> <li>Automatically convert readings to other chemical forms with the touch of a button</li> </ul> <p><strong>Cuvette Cover</strong></p> <ul> <li>Aids in preventing stray light from affecting measurements</li> </ul> </div> <div class="prod-view-details-right"> <p><strong>Digital pH Electrode Input</strong></p> <ul> <li>Measure pH and temperature with a single probe</li> <li>Good Laboratory Practice (GLP) to track calibration information including date, time, buffers used, offset and slope for traceability</li> <li>pH CAL Check alerts user to potential problems during the calibration process</li> <li>Space saving having a pH meter and photometer built into one meter</li> </ul> <p><strong>Data Logging</strong></p> <ul> <li>Up to 1000 photometric and pH readings can be stored by simply pressing the dedicated LOG button. Logged readings are just as easily recalled by pressing the RCL button</li> <li>Sample ID and User ID information can be added to a logged reading using alphanumeric keypad</li> </ul> <p><strong>Connectivity</strong></p> <ul> <li>Logged readings can be quickly and easily transferred to a flash drive using the USB-A host port or to a computer using the micro USB-B port</li> <li>Data is exported as a .CSV file for use with common spreadsheet programs</li> </ul> <p><strong>Battery Status Indicator</strong></p> <ul> <li>Indicates the amount of battery life left</li> </ul> <p><strong>Error Messages</strong></p> <ul> <li>Photometric error messages include no cap, high zero, and standard too low</li> <li>pH calibration messages include clean electrode, check buffer and check probe</li> </ul> </div> </div> </div> </div> </div> </div> </div> <div class="prod-view-details-container"> <h3><strong>On-screen Features</strong></h3> <div id="screen-left"> <div id="screen-left"> <div id="screen-left"> <div id="screen-left"> <div id="screen-left"> <div id="screen-left"><img alt="method selection" class="aligncenter" decoding="async" src="https://hanna-worldwide.com/media/wysiwyg/products/benchtops/Photometers/83300/method-selection.png" title="method selection"/><strong>Method Selection</strong><br/> Users can easily select any one of the 23 measurement methods via the dedicated METHOD button.</div> <div id="screen-center"><img alt="data logging" class="aligncenter" decoding="async" src="https://hanna-worldwide.com/media/wysiwyg/products/benchtops/Photometers/83300/data-logging.png" title="data logging"/><strong>Data Logging</strong><br/> Up to 1000 measurement readings can be logged with user and sample ID and recalled for future use.</div> <div id="screen-right"><img alt="ph measurement mode" class="aligncenter" decoding="async" src="https://hanna-worldwide.com/media/wysiwyg/products/benchtops/Photometers/83300/ph-measurement-mode.png" title="ph measurement mode"/><strong>pH Measurement Mode</strong><br/> Selecting the pH measurement mode allows for the photometer to be used as a professional pH meter with many features including temperature compensated measurements, automatic two point calibration, and GLP.</div> </div> </div> </div> </div> </div> </div> <div class="prod-view-details-container"> <div id="screen-right"> <h3><strong>Advanced Optical System:</strong></h3> <p><span style="font-weight: 400;">HI83308</span><span style="font-weight: 400;"> is designed with an innovative optical system that incorporates a beam splitter so that light can be used for absorbance readings and for a reference detector. The reference detector monitors the intensity of light and modulates when there is drift due to power fluctuation or the heating of the optical components. Each part has an important role in providing unparalleled performance from a photometer.</span></p> <div><img alt="photometer multiparameter optical" class="aligncenter" decoding="async" height="294" loading="lazy" src="https://hanna-worldwide.com/media/wysiwyg/products/benchtops/Photometers/83300/OpticalSystem.jpg" title="photometer multiparameter optical" width="544"/></div> <div></div> <h3><strong>High Efficiency LED Light Source</strong></h3> <p>An LED light source offers superior performance as compared to a tungsten lamp. LEDs have a much higher luminous efficiency, providing more light while using less power. They also produce very little heat, which could otherwise affect the optical components an electronic stability. LEDs are available in a wide array of wavelengths, whereas tungsten lamps are supposed to be white light (all wavelengths of visible light) but actually have a poor blue/violet light output.</p> <h3><strong>High Quality Narrow Band Interference Filters</strong></h3> <p>The narrow band interference filter not only ensure greater wavelength accuracy (+/- 1 nm) but are extremely efficient. The filters used allow up to 95% of the light from the LED to be transmitted as compared to other filters that are only 75% efficient. The higher efficiency allows for a brighter, stronger light source. The end result is higher measurement stability and less wavelength error.</p> <h3><strong>Reference Detector for a Stable Light Source</strong></h3> <p>A beam splitter is used as part of the internal reference system of the HI83300 photometer. The reference detector compensates for any drift due to power fluctuations or ambient temperature changes. Now you can rely on a stable source of light between your blank (zero) measurement and sample measurement.</p> <h3><strong>Large Cuvette Size</strong></h3> <p>The sample cell of the HI83300 fits a round, glass cuvette with a 25 mm path length. Along with the advanced optical components, the larger size of the cuvette greatly reduces errors in rotation from the indexing mark of the cuvettes. The relatively long path length of the sample cuvette allows the light to pass through more of the sample solution, ensuring accurate measurements even in low absorbance samples.</p> <h3><strong>Focusing Lens for Greater Light Yield</strong></h3> <p>Adding a focusing lens to the optical path allows for the collection of all of the light that exits the cuvette and focusing the light on the silicon photo detector. This novel approach to photometric measurements cancels the errors from imperfections and scratches present in the glass cuvette eliminating the need to index the cuvette.</p> <div> <p><strong><span style="color: #333333; font-size: 22.68px;">Manual : <span style="font-size: 85%;"><a href="https://hanna-worldwide.com/mwdownloads/download/link/id/1209">Download</a></span></span></strong></p> <p><strong><span style="color: #333333; font-size: 22.68px;">Specifications</span></strong></p> <table> <tbody> <tr> <td width="163">SKU</td> <td width="438">HI83308-02</td> </tr> <tr> <td width="163">Product Name</td> <td width="438">Water Conditioning Photometer – HI83308</td> </tr> <tr> <td width="163">Quote Required</td> <td width="438">Yes</td> </tr> <tr> <td width="163">pH Range</td> <td width="438">Photometer</td> </tr> <tr> <td width="163">pH Resolution</td> <td width="438">Photometer</td> </tr> <tr> <td width="163">pH Accuracy</td> <td width="438">Photometer</td> </tr> <tr> <td width="163">pH Calibration</td> <td width="438">Automatic one or two point calibration with one set of standard buffers available (4.01, 6.86, 7.01, 9.18, 10.01)</td> </tr> <tr> <td width="163">pH Temperature Compensation</td> <td width="438">Automatic (-5.0 to 100.0 <sup>o</sup>C; 23.0 to 212.0 <sup>o</sup>F); limits reduced based on the pH electrode used</td> </tr> <tr> <td width="163">pH CAL Check (electrode diagnostics)</td> <td width="438">clean electrode and check buffer/check probe displayed during calibration</td> </tr> <tr> <td width="163">pH Method</td> <td width="438">Photometer</td> </tr> <tr> <td width="163">pH-mV Range</td> <td width="438">±1000 mV</td> </tr> <tr> <td width="163">pH-mV Resolution</td> <td width="438">0.1 mV</td> </tr> <tr> <td width="163">pH-mV Accuracy</td> <td width="438">±0.2 mV</td> </tr> <tr> <td width="163">Dissolved Oxygen Range</td> <td width="438">0.0 to 10.0 mg/L (as O<sub>2</sub>)</td> </tr> <tr> <td width="163">Dissolved Oxygen Resolution</td> <td width="438">0.1 mg/L</td> </tr> <tr> <td width="163">Dissolved Oxygen Accuracy</td> <td width="438">±0.4 mg/L ±3% of reading</td> </tr> <tr> <td width="163">Dissolved Oxygen Measurement Method</td> <td width="438">Adaptation of the Standard Methods for the Examination of Water and Wastewater, 18th edition, Azide modified Winkler method</td> </tr> <tr> <td width="163">Absorbance Range</td> <td width="438">0.000 to 4.000 Abs</td> </tr> <tr> <td width="163">Absorbance Resolution</td> <td width="438">0.001 Abs</td> </tr> <tr> <td width="163">Absorbance Accuracy</td> <td width="438">+/-0.003Abs @ 1.000 Abs</td> </tr> <tr> <td width="163">Ammonia Range</td> <td width="438">Low Range</td> </tr> <tr> <td width="163">Ammonia Resolution</td> <td width="438">0.01 mg/L; 0.1 mg/L</td> </tr> <tr> <td width="163">Ammonia Accuracy</td> <td width="438">Low Range</td> </tr> <tr> <td width="163">Ammonia Method</td> <td width="438">Adaptation of the ASTM Manual of Water and Environmental Technology, D1426-92, Nessler method</td> </tr> <tr> <td width="163">Free Chlorine Range</td> <td width="438">0.00 to 5.00 mg/L (as Cl<sub>2</sub>)</td> </tr> <tr> <td width="163">Free Chlorine Resolution</td> <td width="438">0.01 mg/L</td> </tr> <tr> <td width="163">Free Chlorine Accuracy</td> <td width="438">±0.03 mg/L ±3% of reading</td> </tr> <tr> <td width="163">Total Chlorine Range</td> <td width="438">0.00 to 5.00 mg/L (as Cl<sub>2</sub>)</td> </tr> <tr> <td width="163">Total Chlorine Resolution</td> <td width="438">0.01 mg/L</td> </tr> <tr> <td width="163">Total Chlorine Accuracy</td> <td width="438">±0.03 mg/L ±3% of reading</td> </tr> <tr> <td width="163">Chlorine Method</td> <td width="438">Adaptation of the EPA 330.5 DPD method</td> </tr> <tr> <td width="163">Copper Range</td> <td width="438">Low Range</td> </tr> <tr> <td width="163">Copper Resolution</td> <td width="438">0.001 mg/L; 0.01 mg/L</td> </tr> <tr> <td width="163">Copper Accuracy</td> <td width="438">Low Range</td> </tr> <tr> <td width="163">Copper Method</td> <td width="438">Adaptation of the EPA bicinchoninate method</td> </tr> <tr> <td width="163">Fluoride Range</td> <td width="438">0.00 to 2.00 mg/L (as F<sup>–</sup>)</td> </tr> <tr> <td width="163">Fluoride Resolution</td> <td width="438">0.01 mg/L</td> </tr> <tr> <td width="163">Fluoride Accuracy</td> <td width="438">±0.03 mg/L ±3% of reading</td> </tr> <tr> <td width="163">Fluoride Method</td> <td width="438">Adaptation of the Standard Methods for the Examination of Water and Wastewater, 18th edition, SPADNS method</td> </tr> <tr> <td width="163">Iron Range</td> <td width="438">Low Range</td> </tr> <tr> <td width="163">Iron Resolution</td> <td width="438">0.001 mg/L; 0.01 mg/L</td> </tr> <tr> <td width="163">Iron Accuracy</td> <td width="438">Low Range</td> </tr> <tr> <td width="163">Iron Method</td> <td width="438">Low Range</td> </tr> <tr> <td width="163">Manganese Range</td> <td width="438">Low Range</td> </tr> <tr> <td width="163">Manganese Resolution</td> <td width="438">1 μg/L; 0.1 mg/L</td> </tr> <tr> <td width="163">Manganese Accuracy</td> <td width="438">Low Range</td> </tr> <tr> <td width="163">Manganese Method</td> <td width="438">Low Range</td> </tr> <tr> <td width="163">Molybdenum Range</td> <td width="438">0.0 to 40.0 mg/L (as Mo<sup>6+</sup>)</td> </tr> <tr> <td width="163">Molybdenum Resolution</td> <td width="438">0.1 mg/L</td> </tr> <tr> <td width="163">Molybdenum Accuracy</td> <td width="438">±0.3 mg/L ±5% of reading</td> </tr> <tr> <td width="163">Molybdenum Method</td> <td width="438">Adaptation of the mercaptoacetic acid method</td> </tr> <tr> <td width="163">Nickel Range</td> <td width="438">Low Range</td> </tr> <tr> <td width="163">Nickel Resolution</td> <td width="438">0.001 mg/L; 0.01 g/L</td> </tr> <tr> <td width="163">Nickel Accuracy</td> <td width="438">Low range</td> </tr> <tr> <td width="163">Nickel Method</td> <td width="438">Low Range</td> </tr> <tr> <td width="163">Nitrate Range</td> <td width="438">0.0 to 30.0 mg/L (as NO<sub>3</sub><sup>–</sup>– N)</td> </tr> <tr> <td width="163">Nitrate Resolution</td> <td width="438">0.1 mg/L</td> </tr> <tr> <td width="163">Nitrate Accuracy</td> <td width="438">±0.5 mg/L ±10% of reading</td> </tr> <tr> <td width="163">Nitrate Method</td> <td width="438">Adaptation of the cadmium reduction method</td> </tr> <tr> <td width="163">Phosphate Range</td> <td width="438">Freshwater<br/> Low Range</td> </tr> <tr> <td width="163">Phosphate Resolution</td> <td width="438">0.01 mg/L; 0.1 mg/L</td> </tr> <tr> <td width="163">Phosphate Accuracy</td> <td width="438">Low Range</td> </tr> <tr> <td width="163">Phosphate Method</td> <td width="438">Low Range</td> </tr> <tr> <td width="163">Silica Range</td> <td width="438">0.00 to 2.00 mg/L (as SiO<sub>2</sub>)</td> </tr> <tr> <td width="163">Silica Resolution</td> <td width="438">0.01 mg/L</td> </tr> <tr> <td width="163">Silica Accuracy</td> <td width="438">±0.03 mg/L ±3% of reading</td> </tr> <tr> <td width="163">Silica Method</td> <td width="438">Adaptation of the ASTM Manual of Water and Environmental Technology, D859, Heteropoly Molybdenum Blue method</td> </tr> <tr> <td width="163">Silver Range</td> <td width="438">0.000 to 1.000 mg/L (as Ag)</td> </tr> <tr> <td width="163">Silver Resolution</td> <td width="438">0.001 mg/L</td> </tr> <tr> <td width="163">Silver Accuracy</td> <td width="438">±0.020 mg/L ±5% of reading</td> </tr> <tr> <td width="163">Silver Method</td> <td width="438">Adaptation of the PAN method</td> </tr> <tr> <td width="163">Zinc Range</td> <td width="438">0.00 to 3.00 mg/L (as Zn)</td> </tr> <tr> <td width="163">Zinc Resolution</td> <td width="438">0.01 mg/L</td> </tr> <tr> <td width="163">Zinc Accuracy</td> <td width="438">±0.03 mg/L ±3% of reading</td> </tr> <tr> <td width="163">Zinc Method</td> <td width="438">Adaptation of the Standard Methods for the Examination of Water and Wastewater, 18th edition, Zincon method</td> </tr> <tr> <td width="163">Input Channels</td> <td width="438">1 pH electrode input and 4 photometer wavelengths</td> </tr> <tr> <td width="163">pH Electrode</td> <td width="438">digital pH electrode (not included)</td> </tr> <tr> <td width="163">Photometer/Colorimeter Light Source</td> <td width="438">4 LEDs with 420 nm, 525 nm, 575 nm, and 610 nm narrow band interference filters</td> </tr> <tr> <td width="163">Photometer/Colorimeter Light Detector</td> <td width="438">silicon photodetector</td> </tr> <tr> <td width="163">Bandpass Filter Bandwidth</td> <td width="438">8 nm</td> </tr> <tr> <td width="163">Bandpass Filter Wavelength Accuracy</td> <td width="438">±1 nm</td> </tr> <tr> <td width="163">Cuvette Type</td> <td width="438">round, 24.6 mm</td> </tr> <tr> <td width="163">Number of Methods</td> <td width="438">128 max.</td> </tr> <tr> <td width="163">GLP</td> <td width="438">calibration data for connected pH electrode</td> </tr> <tr> <td width="163">Display</td> <td width="438">128 x 64 pixel LCD with backlight</td> </tr> <tr> <td width="163">Logging Type</td> <td width="438">log on demand with user name and sample ID optional input</td> </tr> <tr> <td width="163">Logging Memory</td> <td width="438">1000 readings</td> </tr> <tr> <td width="163">Connectivity</td> <td width="438">USB-A host for flash drive; micro-USB-B for power and computer connectivity</td> </tr> <tr> <td width="163">Power Supply</td> <td width="438">5 VDC USB 2.0 power adapter with USB-A to micro-USB-B cable (included)</td> </tr> <tr> <td width="163">Battery Type/Life</td> <td width="438">3.7 VDC Li-polymer rechargeable battery / &gt;500 photometric measurements or 50 hours of continuous pH measurement</td> </tr> <tr> <td width="163">Environment</td> <td width="438">0 to 50.0 <sup>o</sup>C (32 to 122.0 <sup>o</sup>F); 0 to 95% RH, non-condensing</td> </tr> <tr> <td width="163">Weight</td> <td width="438">1.0 kg (2.2 lbs.)</td> </tr> <tr> <td width="163">Dimensions</td> <td width="438">206 x 177 x 97 mm (8.1 x 7.0 x 3.8″)</td> </tr> <tr> <td width="163">Ordering Information</td> <td width="438">HI83308 is supplied with sample cuvettes and caps (4 ea.), cloth for wiping cuvettes, USB to micro USB cable connector, power adapter and instruction manual.</td> </tr> </tbody> </table> </div> </div> </div> </div> </div> </div> | ไม่มี | ไม่มี | https://www.hannathailand.com/wp-content/uploads/2022/09/HI83308.jpg | เครื่องวัดปริมาณฟอสฟอรัส ช่วงต่ำมาก รุ่น HI736 , เครื่องควบคุมค่าความนำไฟฟ้า , เครื่องวัดปริมาณฟอสฟอรัส ช่วงสูง รุ่น HI706 , เครื่องวัดปริมาณแอมโมเนีย ช่วงสูง รุ่น HI733 , น้ำยามาตรฐานสำหรับค่าโซเดียม , ซัลไฟด์สารต้านอนุมูลอิสระบัฟเฟอร์ , เครื่องวัดคลอรีน , เครื่องวัดปริมาณฟอสเฟต ช่วงต่ำ รุ่น HI713 | <a class="woocommerce-LoopProduct-link woocommerce-loop-product__link" href="https://www.hannathailand.com/product/phosphorous-marine/">เครื่องวัดปริมาณฟอสฟอรัส ช่วงต่ำมาก รุ่น HI736</a> , <a class="woocommerce-LoopProduct-link woocommerce-loop-product__link" href="https://www.hannathailand.com/product/hi8931cn/">เครื่องควบคุมค่าความนำไฟฟ้า</a> , <a class="woocommerce-LoopProduct-link woocommerce-loop-product__link" href="https://www.hannathailand.com/product/hi706-checker-hc-phosphorous-hr/">เครื่องวัดปริมาณฟอสฟอรัส ช่วงสูง รุ่น HI706</a> , <a class="woocommerce-LoopProduct-link woocommerce-loop-product__link" href="https://www.hannathailand.com/product/hi733-checker-hc-ammonia-hr/">เครื่องวัดปริมาณแอมโมเนีย ช่วงสูง รุ่น HI733</a> , <a class="woocommerce-LoopProduct-link woocommerce-loop-product__link" href="https://www.hannathailand.com/product/hi7090l/">น้ำยามาตรฐานสำหรับค่าโซเดียม</a> , <a class="woocommerce-LoopProduct-link woocommerce-loop-product__link" href="https://www.hannathailand.com/product/hi4015-00/">ซัลไฟด์สารต้านอนุมูลอิสระบัฟเฟอร์</a> , <a class="woocommerce-LoopProduct-link woocommerce-loop-product__link" href="https://www.hannathailand.com/product/free-chlorine/">เครื่องวัดคลอรีน</a> , <a class="woocommerce-LoopProduct-link woocommerce-loop-product__link" href="https://www.hannathailand.com/product/hi713-checker-hc-phosphate-lr/">เครื่องวัดปริมาณฟอสเฟต ช่วงต่ำ รุ่น HI713</a> | https://www.hannathailand.com/wp-content/uploads/2022/09/HI83308-600x600.jpg , https://www.hannathailand.com/wp-content/uploads/2022/09/HI83308-2-600x600.jpg , https://www.hannathailand.com/wp-content/uploads/2022/09/HI83308-1-600x600.jpg , https://www.hannathailand.com/wp-content/uploads/2021/12/HI736-600x600.jpg , https://www.hannathailand.com/wp-content/uploads/2021/07/2-500x500.jpg , https://www.hannathailand.com/wp-content/uploads/2022/06/hi706_400-600x600.jpg , https://www.hannathailand.com/wp-content/uploads/2022/06/miniphotometerfurammoniumhoch2418_11-600x600.jpg , https://www.hannathailand.com/wp-content/uploads/2021/07/12-500x500.jpg , https://www.hannathailand.com/wp-content/uploads/2021/07/7-500x500.jpg , https://www.hannathailand.com/wp-content/uploads/2021/07/1-500x500.jpg , https://www.hannathailand.com/wp-content/uploads/2022/06/hi713_lg51caffcdce23e-600x600.jpg
27 | เครื่องวัดคุณภาพน้ำ สำหรับวิเคราะห์ธาตุอาหาร แบบหลายพารามิเตอร์ รวมถึงค่า pH รุ่น HI83325-02 | สินค้าทั้งหมด , อุตสาหกรรมทั่วไป , เครื่องวัดคุณภาพน้ำแบบหลายพารามิเตอร์ , แบบตั้งโต๊ะ , เครื่องโฟโตมิเตอร์ , แบบตั้งโต๊ะ | https://www.hannathailand.com/product-category/spectrophotometer/photometer-benchtop/ | https://www.hannathailand.com/product/%e0%b8%98%e0%b8%b2%e0%b8%95%e0%b8%b8%e0%b8%ad%e0%b8%b2%e0%b8%ab%e0%b8%b2%e0%b8%a3/ | HI83325-02 | 3,105.14 | น้ำหนัก 1 กก. ขนาด 20.6 × 17.7 × 9.7 เซนติเมตร | <div aria-labelledby="tab-title-additional_information" class="woocommerce-Tabs-panel woocommerce-Tabs-panel--additional_information panel entry-content" id="tab-additional_information" role="tabpanel"> <table class="woocommerce-product-attributes shop_attributes"> <tr class="woocommerce-product-attributes-item woocommerce-product-attributes-item--weight"> <th class="woocommerce-product-attributes-item__label">น้ำหนัก</th> <td class="woocommerce-product-attributes-item__value">1 กก.</td> </tr> <tr class="woocommerce-product-attributes-item woocommerce-product-attributes-item--dimensions"> <th class="woocommerce-product-attributes-item__label">ขนาด</th> <td class="woocommerce-product-attributes-item__value">20.6 × 17.7 × 9.7 เซนติเมตร</td> </tr> </table> </div> | เครื่องวัดคุณภาพน้ำ สำหรับวิเคราะห์ธาตุอาหาร แบบหลายพารามิเตอร์ รวมถึงค่า pH รุ่น HI83325-02 HI83325 เป็นโฟโตมิเตอร์หลายพารามิเตอร์ขนาดกะทัดรัดสำหรับใช้ในห้องปฏิบัติการด้านสิ่งแวดล้อมหรือภาคสนาม มิเตอร์นี้เป็นหนึ่งในโฟโตมิเตอร์ที่ทันสมัยที่สุดที่มาพร้อมกับการออกแบบเชิงแสงที่เป็นนวัตกรรมใหม่ ซึ่งใช้ตัวตรวจจับอ้างอิงและเลนส์โฟกัสเพื่อกำจัดข้อผิดพลาดจากการเปลี่ยนแปลงของแหล่งกำเนิดแสงและจากความไม่สมบูรณ์ในคิวเวทท์แก้ว มิเตอร์นี้มีวิธีการตั้งโปรแกรมที่แตกต่างกัน 9 วิธีในการวัดพารามิเตอร์คุณภาพน้ำธาตุอาหารพืชหลัก 8 รายการ และยังเสนอโหมดการวัดการดูดกลืนแสงสำหรับการตรวจสอบประสิทธิภาพ และสำหรับผู้ใช้ที่ต้องการพัฒนากราฟความเข้มข้นของตนเองเทียบกับกราฟการดูดกลืนแสง พารามิเตอร์เฉพาะของธาตุอาหารพืช ได้แก่ โพแทสเซียม แคลเซียม และแมกนีเซียม เพื่อประหยัดพื้นที่อันมีค่าบนโต๊ะในห้องปฏิบัติการ HI83325 จึงทำหน้าที่เป็นเครื่องวัดค่า pH ระดับมืออาชีพด้วยอินพุตอิเล็กโทรด pH/อุณหภูมิแบบดิจิทัล ตอนนี้หนึ่งเมตรสามารถใช้ได้ทั้งการวัดโฟโตเมตริกและการวัดค่า pH HI83325 is a compact, multiparameter photometer for use in the environmental lab or in the field. The meter is one of the most advanced photometers available with a innovative optical design that utilizes a reference detector and focusing lens to eliminate errors from changes in the light source and from imperfections in the glass cuvette. This meter has 9 different programmed methods measuring 8 key plant nutrient water quality parameters and also offers an absorbance measurement mode for performance verification and for users that would like to develop their own concentration versus absorbance curves. Plant nutrient-specific parameters include potassium, calcium, and magnesium. To save valuable laboratory benchtop space, the HI83325 doubles as a professional pH meter with its digital pH/temperature electrode input. Now one meter can be used for both photometric and pH measurements. Advanced optical system Unparalleled performance from a benchtop photometer Digital pH electrode input Save valuable bench space with one meter that works both as a photometer and as a laboratory pH meter Absorbance measuring mode Details The HI83325 benchtop photometer measures 8 different key water quality parameters using 9 different methods. This photometer features an innovative optical system that uses LEDs, narrow band interference filters, focusing lens and both a silicon photodetector for absorbance measurement and a reference detector to maintain a consistent light source ensures accurate and repeatable photometric readings every time. Consistent and thorough monitoring of plant nutrients is essential to maintaining healthy growth and reproduction. This is easy with the HI83325, a comprehensive way to monitor vital plant nutrients such as potassium, calcium and magnesium. Required in large quantities, potassium plays a vital role in water uptake and enzyme regulation. Calcium helps to strengthen plant cell walls protecting against heat stress while magnesium helps build a strong immune system. A digital pH electrode input allows the user to measure pH by a traditional glass electrode. The digital pH electrode has a built in microchip within the probe that stores all of the calibration information. Having the calibration information stored in the probe allows for hot swapping of pH electrodes without having to recalibrate. All pH measurements are automatically compensated for temperature variations with a built in thermistor located in the tip of the sensing bulb for fast and accurate temperature measurement. The HI83325 offers an absorbance measuring mode that allows for CAL Check standards to be used to validate the performance of the system. The absorbance mode allows the user to select one of the three wavelengths of light (420 nm, 466 nm, and 525 nm) to measure and plot their own concentration versus absorbance mode. This is useful for users with their own chemical method and for educators to teach the concept of absorbance by using the Beer-Lambert Law. Two USB ports are provided for transferring data to a flash drive or computer and to use as a power source for the meter. For added convenience and portability the meter can also operate on an internal 3.7 VDC Lithium-polymer rechargeable battery. Features/Benefits: Backlit 128 x 64 Pixel Graphic LCD Display Backlit graphic display allows for easy viewing in low light conditions The 128 x 64 Pixel LCD allows for a simplified user interface with virtual keys and on-screen help to guide the user through use of the meter Built-in Reaction Timer for Photometric Measurements The measurement is taken after the countdown timer expires. Countdown timer ensures that all readings are taken at the appropriate reaction intervals regardless of user for better consistency in measurements Absorbance mode Hanna’s exclusive CAL Check cuvettes for validation of light source and detector Allows for the user to plot concentration versus absorbance for a specific wavelength for use with user supplied chemistry or for teaching principles of photometry Units of Measure Appropriate unit of measure along with chemical form is displayed along with reading Result Conversion Automatically convert readings to other chemical forms with the touch of a button Cuvette Cover Aids in preventing stray light from affecting measurements Digital pH Electrode Input Measure pH and temperature with a single probe Good Laboratory Practice (GLP) to track calibration information including date, time, buffers used, offset and slope for traceability pH CAL Check alerts user to potential problems during the calibration process Space saving having a pH meter and photometer built into one meter Data Logging Up to 1000 photometric and pH readings can be stored by simply pressing the dedicated LOG button. Logged readings are just as easily recalled by pressing the RCL button Sample ID and User ID information can be added to a logged reading using alphanumeric keypad Connectivity Logged readings can be quickly and easily transferred to a flash drive using the USB-A host port or to a computer using the micro USB-B port Data is exported as a .CSV file for use with common spreadsheet programs Battery Status Indicator Indicates the amount of battery life left Error Messages Photometric error messages include no cap, high zero, and standard too low pH calibration messages include clean electrode, check buffer and check probe On-screen Features Method Selection Users can easily select any one of the 9 measurement methods via the dedicated METHOD button. Data Logging Up to 1000 measurement readings can be logged with user and sample ID and recalled for future use. pH Measurement Mode Selecting the pH measurement mode allows for the photometer to be used as a professional pH meter with many features including temperature compensated measurements, automatic two point calibration, and GLP. Advanced Optical System: HI83325 is designed with an innovative optical system that incorporates a beam splitter so that light can be used for absorbance readings and for a reference detector. The reference detector monitors the intensity of light and modulates when there is drift due to power fluctuation or the heating of the optical components. Each part has an important role in providing unparalleled performance from a photometer. High Efficiency LED Light Source An LED light source offers superior performance as compared to a tungsten lamp. LEDs have a much higher luminous efficiency, providing more light while using less power. They also produce very little heat, which could otherwise affect the optical components an electronic stability. LEDs are available in a wide array of wavelengths, whereas tungsten lamps are supposed to be white light (all wavelengths of visible light) but actually have a poor blue/violet light output. High Quality Narrow Band Interference Filters The narrow band interference filter not only ensure greater wavelength accuracy (+/- 1 nm) but are extremely efficient. The filters used allow up to 95% of the light from the LED to be transmitted as compared to other filters that are only 75% efficient. The higher efficiency allows for a brighter, stronger light source. The end result is higher measurement stability and less wavelength error. Reference Detector for a Stable Light Source A beam splitter is used as part of the internal reference system of the HI83300 photometer. The reference detector compensates for any drift due to power fluctuations or ambient temperature changes. Now you can rely on a stable source of light between your blank (zero) measurement and sample measurement. Large Cuvette Size The sample cell of the HI83300 fits a round, glass cuvette with a 25 mm path length. Along with the advanced optical components, the larger size of the cuvette greatly reduces errors in rotation from the indexing mark of the cuvettes. The relatively long path length of the sample cuvette allows the light to pass through more of the sample solution, ensuring accurate measurements even in low absorbance samples. Focusing Lens for Greater Light Yield Adding a focusing lens to the optical path allows for the collection of all of the light that exits the cuvette and focusing the light on the silicon photo detector. This novel approach to photometric measurements cancels the errors from imperfections and scratches present in the glass cuvette eliminating the need to index the cuvette. Manual : Download Specifications SKU HI83325-02 Product Name Nutrient Analysis Photometer – HI83325 Quote Required Yes pH Measurement Type potentiometric pH electrode pH Range -2.00 to 16.00 pH pH Resolution 0.01 pH pH Accuracy ±0.01 pH pH Calibration Automatic one or two point calibration with one set of standard buffers available (4.01, 6.86, 7.01, 9.18, 10.01) pH Temperature Compensation Automatic (-5.0 to 100.0 oC; 23.0 to 212.0 oF); limits reduced based on the pH electrode used pH CAL Check (electrode diagnostics) clean electrode and check buffer/check probe displayed during calibration pH-mV Range ±1000 mV pH-mV Resolution 0.1 mV pH-mV Accuracy ±0.2 mV Absorbance Range 0.000 to 4.000 Abs Absorbance Resolution 0.001 Abs Absorbance Accuracy +/-0.003Abs @ 1.000 Abs Ammonia Range Low Range Ammonia Resolution 0.01 mg/L; 0.1 mg/L Ammonia Accuracy Low Range Ammonia Method Adaptation of the ASTM Manual of Water and Environmental Technology, D1426-92, Nessler method Calcium Range Freshwater Calcium Resolution 1 mg/L Calcium Accuracy Freshwater Calcium Method Freshwater Magnesium Range 0 to 150 mg/L (as Mg2+) Magnesium Resolution 1 mg/L Magnesium Accuracy ±5 mg/L ±3% of reading Magnesium Method Adaptation of the Calmagite method Nitrate Range 0.0 to 30.0 mg/L (as NO3–– N) Nitrate Resolution 0.1 mg/L Nitrate Accuracy ±0.5 mg/L ±10% of reading Nitrate Method Adaptation of the cadmium reduction method Phosphate Range Freshwater High range Phosphate Resolution 0.1 mg/L Phosphate Accuracy ±1 mg/L ±4% of reading Phosphate Method Adaptation of the Standard Methods for the Examination of Water and Wastewater, 18th edition, Amino Acid method Potassium Range 0.0 to 20.0 mg/L (as K) Potassium Resolution 0.1 mg/L Potassium Accuracy ±3.0 mg/L ±7% of reading Potassium Method Adaptation of the Turbidimetric Tetraphenylborate method Sulfate Range 0 to 150 mg/L (as SO42-) Sulfate Resolution 1 mg/L Sulfate Accuracy ±5 mg/L ±3% of reading Sulfate Method Turbidimetric – Sulfate is precipitated with barium chloride crystals Input Channels 1 pH electrode input and 3 photometer wavelengths pH Electrode digital pH electrode (not included) Photometer/Colorimeter Light Source 3 LEDs with 420 nm, 466 nm, and 525 nm narrow band interference filters Photometer/Colorimeter Light Detector silicon photodetector Bandpass Filter Bandwidth 8 nm Bandpass Filter Wavelength Accuracy ±1 nm Cuvette Type round, 24.6 mm Number of Methods 128 max. GLP calibration data for connected pH electrode Display 128 x 64 pixel LCD with backlight Logging Type log on demand with user name and sample ID optional input Logging Memory 1000 readings Connectivity USB-A host for flash drive; micro-USB-B for power and computer connectivity Power Supply 5 VDC USB 2.0 power adapter with USB-A to micro-USB-B cable (included) Battery Type/Life 3.7 VDC Li-polymer rechargeable battery / >500 photometric measurements or 50 hours of continuous pH measurement Environment 0 to 50.0 oC (32 to 122.0 oF); 0 to 95% RH, non-condensing Weight 1.0 kg (2.2 lbs.) Dimensions 206 x 177 x 97 mm (8.1 x 7.0 x 3.8″) Ordering Information HI83225 is supplied with sample cuvettes and caps (4 ea.), cloth for wiping cuvettes, USB to micro USB cable connector, power adapter and instruction manual. | <div aria-labelledby="tab-title-description" class="woocommerce-Tabs-panel woocommerce-Tabs-panel--description panel entry-content active" id="tab-description" role="tabpanel"> <p><span style="font-size: 140%;"><strong>เครื่องวัดคุณภาพน้ำ สำหรับวิเคราะห์ธาตุอาหาร แบบหลายพารามิเตอร์ รวมถึงค่า pH รุ่น HI83325-02</strong></span></p> <p>HI83325 เป็นโฟโตมิเตอร์หลายพารามิเตอร์ขนาดกะทัดรัดสำหรับใช้ในห้องปฏิบัติการด้านสิ่งแวดล้อมหรือภาคสนาม มิเตอร์นี้เป็นหนึ่งในโฟโตมิเตอร์ที่ทันสมัยที่สุดที่มาพร้อมกับการออกแบบเชิงแสงที่เป็นนวัตกรรมใหม่ ซึ่งใช้ตัวตรวจจับอ้างอิงและเลนส์โฟกัสเพื่อกำจัดข้อผิดพลาดจากการเปลี่ยนแปลงของแหล่งกำเนิดแสงและจากความไม่สมบูรณ์ในคิวเวทท์แก้ว มิเตอร์นี้มีวิธีการตั้งโปรแกรมที่แตกต่างกัน 9 วิธีในการวัดพารามิเตอร์คุณภาพน้ำธาตุอาหารพืชหลัก 8 รายการ และยังเสนอโหมดการวัดการดูดกลืนแสงสำหรับการตรวจสอบประสิทธิภาพ และสำหรับผู้ใช้ที่ต้องการพัฒนากราฟความเข้มข้นของตนเองเทียบกับกราฟการดูดกลืนแสง พารามิเตอร์เฉพาะของธาตุอาหารพืช ได้แก่ โพแทสเซียม แคลเซียม และแมกนีเซียม</p> <p>เพื่อประหยัดพื้นที่อันมีค่าบนโต๊ะในห้องปฏิบัติการ HI83325 จึงทำหน้าที่เป็นเครื่องวัดค่า pH ระดับมืออาชีพด้วยอินพุตอิเล็กโทรด pH/อุณหภูมิแบบดิจิทัล ตอนนี้หนึ่งเมตรสามารถใช้ได้ทั้งการวัดโฟโตเมตริกและการวัดค่า pH</p> <p>HI83325 is a compact, multiparameter photometer for use in the environmental lab or in the field. The meter is one of the most advanced photometers available with a innovative optical design that utilizes a reference detector and focusing lens to eliminate errors from changes in the light source and from imperfections in the glass cuvette. This meter has 9 different programmed methods measuring 8 key plant nutrient water quality parameters and also offers an absorbance measurement mode for performance verification and for users that would like to develop their own concentration versus absorbance curves. Plant nutrient-specific parameters include potassium, calcium, and magnesium.</p> <p>To save valuable laboratory benchtop space, the HI83325 doubles as a professional pH meter with its digital pH/temperature electrode input. Now one meter can be used for both photometric and pH measurements.</p> <h3><strong>Advanced optical system</strong></h3> <p>Unparalleled performance from a benchtop photometer</p> <h3><strong>Digital pH electrode input</strong></h3> <p>Save valuable bench space with one meter that works both as a photometer and as a laboratory pH meter</p> <h3><strong>Absorbance measuring mode</strong></h3> <p><strong><span style="font-size: 25.92px; color: #333333;">Details</span></strong></p> <div class="tab-content"> <div class="std"> <p>The HI83325 benchtop photometer measures 8 different key water quality parameters using 9 different methods. This photometer features an innovative optical system that uses LEDs, narrow band interference filters, focusing lens and both a silicon photodetector for absorbance measurement and a reference detector to maintain a consistent light source ensures accurate and repeatable photometric readings every time.</p> <p>Consistent and thorough monitoring of plant nutrients is essential to maintaining healthy growth and reproduction. This is easy with the HI83325, a comprehensive way to monitor vital plant nutrients such as potassium, calcium and magnesium. Required in large quantities, potassium plays a vital role in water uptake and enzyme regulation. Calcium helps to strengthen plant cell walls protecting against heat stress while magnesium helps build a strong immune system.</p> <p>A digital pH electrode input allows the user to measure pH by a traditional glass electrode. The digital pH electrode has a built in microchip within the probe that stores all of the calibration information. Having the calibration information stored in the probe allows for hot swapping of pH electrodes without having to recalibrate. All pH measurements are automatically compensated for temperature variations with a built in thermistor located in the tip of the sensing bulb for fast and accurate temperature measurement.</p> <p>The HI83325 offers an absorbance measuring mode that allows for CAL Check standards to be used to validate the performance of the system. The absorbance mode allows the user to select one of the three wavelengths of light (420 nm, 466 nm, and 525 nm) to measure and plot their own concentration versus absorbance mode. This is useful for users with their own chemical method and for educators to teach the concept of absorbance by using the Beer-Lambert Law.</p> <p>Two USB ports are provided for transferring data to a flash drive or computer and to use as a power source for the meter. For added convenience and portability the meter can also operate on an internal 3.7 VDC Lithium-polymer rechargeable battery.</p> <div class="prod-view-details-container"> <h3><strong>Features/Benefits:</strong></h3> <div class="prod-view-details-left"> <div class="prod-view-details-left"> <div class="prod-view-details-left"> <div class="prod-view-details-left"> <div class="prod-view-details-left"> <div class="prod-view-details-left"> <div class="prod-view-details-left"> <p><strong>Backlit 128 x 64 Pixel Graphic LCD Display</strong></p> <ul> <li>Backlit graphic display allows for easy viewing in low light conditions</li> <li>The 128 x 64 Pixel LCD allows for a simplified user interface with virtual keys and on-screen help to guide the user through use of the meter</li> </ul> <p><strong>Built-in Reaction Timer for Photometric Measurements</strong></p> <ul> <li>The measurement is taken after the countdown timer expires.</li> <li>Countdown timer ensures that all readings are taken at the appropriate reaction intervals regardless of user for better consistency in measurements</li> </ul> <p><strong>Absorbance mode</strong></p> <ul> <li>Hanna’s exclusive CAL Check cuvettes for validation of light source and detector</li> <li>Allows for the user to plot concentration versus absorbance for a specific wavelength for use with user supplied chemistry or for teaching principles of photometry</li> </ul> <p><strong>Units of Measure</strong></p> <ul> <li>Appropriate unit of measure along with chemical form is displayed along with reading</li> </ul> <p><strong>Result Conversion</strong></p> <ul> <li>Automatically convert readings to other chemical forms with the touch of a button</li> </ul> <p><strong>Cuvette Cover</strong></p> <ul> <li>Aids in preventing stray light from affecting measurements</li> </ul> </div> <div class="prod-view-details-right"> <p><strong>Digital pH Electrode Input</strong></p> <ul> <li>Measure pH and temperature with a single probe</li> <li>Good Laboratory Practice (GLP) to track calibration information including date, time, buffers used, offset and slope for traceability</li> <li>pH CAL Check alerts user to potential problems during the calibration process</li> <li>Space saving having a pH meter and photometer built into one meter</li> </ul> <p><strong>Data Logging</strong></p> <ul> <li>Up to 1000 photometric and pH readings can be stored by simply pressing the dedicated LOG button. Logged readings are just as easily recalled by pressing the RCL button</li> <li>Sample ID and User ID information can be added to a logged reading using alphanumeric keypad</li> </ul> <p><strong>Connectivity</strong></p> <ul> <li>Logged readings can be quickly and easily transferred to a flash drive using the USB-A host port or to a computer using the micro USB-B port</li> <li>Data is exported as a .CSV file for use with common spreadsheet programs</li> </ul> <p><strong>Battery Status Indicator</strong></p> <ul> <li>Indicates the amount of battery life left</li> </ul> <p><strong>Error Messages</strong></p> <ul> <li>Photometric error messages include no cap, high zero, and standard too low</li> <li>pH calibration messages include clean electrode, check buffer and check probe</li> </ul> </div> </div> </div> </div> </div> </div> </div> </div> <div class="prod-view-details-container"> <h3><strong>On-screen Features</strong></h3> <div id="screen-left"> <div id="screen-left"> <div id="screen-left"> <div id="screen-left"> <div id="screen-left"> <div id="screen-left"> <div id="screen-left"><img alt="method selection" class="aligncenter" decoding="async" src="https://hanna-worldwide.com/media/wysiwyg/products/benchtops/Photometers/83300/method-selection.png" title="method selection"/><strong>Method Selection</strong><br/> Users can easily select any one of the 9 measurement methods via the dedicated METHOD button.</div> <div id="screen-center"><img alt="data logging" class="aligncenter" decoding="async" src="https://hanna-worldwide.com/media/wysiwyg/products/benchtops/Photometers/83300/data-logging.png" title="data logging"/><strong>Data Logging</strong><br/> Up to 1000 measurement readings can be logged with user and sample ID and recalled for future use.</div> <div id="screen-right"><img alt="ph measurement mode" class="aligncenter" decoding="async" src="https://hanna-worldwide.com/media/wysiwyg/products/benchtops/Photometers/83300/ph-measurement-mode.png" title="ph measurement mode"/><strong>pH Measurement Mode</strong><br/> Selecting the pH measurement mode allows for the photometer to be used as a professional pH meter with many features including temperature compensated measurements, automatic two point calibration, and GLP.</div> </div> </div> </div> </div> </div> </div> </div> <div class="prod-view-details-container"> <div id="screen-right"> <h3><strong>Advanced Optical System:</strong></h3> <p>HI83325 is designed with an innovative optical system that incorporates a beam splitter so that light can be used for absorbance readings and for a reference detector. The reference detector monitors the intensity of light and modulates when there is drift due to power fluctuation or the heating of the optical components. Each part has an important role in providing unparalleled performance from a photometer.</p> <div><img alt="photometer multiparameter optical" class="aligncenter" decoding="async" height="305" loading="lazy" src="https://hanna-worldwide.com/media/wysiwyg/products/benchtops/Photometers/83300/OpticalSystem.jpg" title="photometer multiparameter optical" width="565"/></div> <h3><strong>High Efficiency LED Light Source</strong></h3> <p>An LED light source offers superior performance as compared to a tungsten lamp. LEDs have a much higher luminous efficiency, providing more light while using less power. They also produce very little heat, which could otherwise affect the optical components an electronic stability. LEDs are available in a wide array of wavelengths, whereas tungsten lamps are supposed to be white light (all wavelengths of visible light) but actually have a poor blue/violet light output.</p> <h3><strong>High Quality Narrow Band Interference Filters</strong></h3> <p>The narrow band interference filter not only ensure greater wavelength accuracy (+/- 1 nm) but are extremely efficient. The filters used allow up to 95% of the light from the LED to be transmitted as compared to other filters that are only 75% efficient. The higher efficiency allows for a brighter, stronger light source. The end result is higher measurement stability and less wavelength error.</p> <h3><strong>Reference Detector for a Stable Light Source</strong></h3> <p>A beam splitter is used as part of the internal reference system of the HI83300 photometer. The reference detector compensates for any drift due to power fluctuations or ambient temperature changes. Now you can rely on a stable source of light between your blank (zero) measurement and sample measurement.</p> <h3><strong>Large Cuvette Size</strong></h3> <p>The sample cell of the HI83300 fits a round, glass cuvette with a 25 mm path length. Along with the advanced optical components, the larger size of the cuvette greatly reduces errors in rotation from the indexing mark of the cuvettes. The relatively long path length of the sample cuvette allows the light to pass through more of the sample solution, ensuring accurate measurements even in low absorbance samples.</p> <h3><strong>Focusing Lens for Greater Light Yield</strong></h3> <p>Adding a focusing lens to the optical path allows for the collection of all of the light that exits the cuvette and focusing the light on the silicon photo detector. This novel approach to photometric measurements cancels the errors from imperfections and scratches present in the glass cuvette eliminating the need to index the cuvette.</p> <div> <h4><strong><span style="color: #333333; font-size: 22.68px;">Manual : <span style="font-size: 85%;"><a href="https://hanna-worldwide.com/mwdownloads/download/link/id/2407">Download</a></span></span></strong></h4> <p><strong><span style="color: #333333; font-size: 22.68px;">Specifications</span></strong></p> <table> <tbody> <tr> <td width="163">SKU</td> <td width="438">HI83325-02</td> </tr> <tr> <td width="163">Product Name</td> <td width="438">Nutrient Analysis Photometer – HI83325</td> </tr> <tr> <td width="163">Quote Required</td> <td width="438">Yes</td> </tr> <tr> <td width="163">pH Measurement Type</td> <td width="438">potentiometric pH electrode</td> </tr> <tr> <td width="163">pH Range</td> <td width="438">-2.00 to 16.00 pH</td> </tr> <tr> <td width="163">pH Resolution</td> <td width="438">0.01 pH</td> </tr> <tr> <td width="163">pH Accuracy</td> <td width="438">±0.01 pH</td> </tr> <tr> <td width="163">pH Calibration</td> <td width="438">Automatic one or two point calibration with one set of standard buffers available (4.01, 6.86, 7.01, 9.18, 10.01)</td> </tr> <tr> <td width="163">pH Temperature Compensation</td> <td width="438">Automatic (-5.0 to 100.0 <sup>o</sup>C; 23.0 to 212.0 <sup>o</sup>F); limits reduced based on the pH electrode used</td> </tr> <tr> <td width="163">pH CAL Check (electrode diagnostics)</td> <td width="438">clean electrode and check buffer/check probe displayed during calibration</td> </tr> <tr> <td width="163">pH-mV Range</td> <td width="438">±1000 mV</td> </tr> <tr> <td width="163">pH-mV Resolution</td> <td width="438">0.1 mV</td> </tr> <tr> <td width="163">pH-mV Accuracy</td> <td width="438">±0.2 mV</td> </tr> <tr> <td width="163">Absorbance Range</td> <td width="438">0.000 to 4.000 Abs</td> </tr> <tr> <td width="163">Absorbance Resolution</td> <td width="438">0.001 Abs</td> </tr> <tr> <td width="163">Absorbance Accuracy</td> <td width="438">+/-0.003Abs @ 1.000 Abs</td> </tr> <tr> <td width="163">Ammonia Range</td> <td width="438">Low Range</td> </tr> <tr> <td width="163">Ammonia Resolution</td> <td width="438">0.01 mg/L; 0.1 mg/L</td> </tr> <tr> <td width="163">Ammonia Accuracy</td> <td width="438">Low Range</td> </tr> <tr> <td width="163">Ammonia Method</td> <td width="438">Adaptation of the ASTM Manual of Water and Environmental Technology, D1426-92, Nessler method</td> </tr> <tr> <td width="163">Calcium Range</td> <td width="438">Freshwater</td> </tr> <tr> <td width="163">Calcium Resolution</td> <td width="438">1 mg/L</td> </tr> <tr> <td width="163">Calcium Accuracy</td> <td width="438">Freshwater</td> </tr> <tr> <td width="163">Calcium Method</td> <td width="438">Freshwater</td> </tr> <tr> <td width="163">Magnesium Range</td> <td width="438">0 to 150 mg/L (as Mg<sup>2+</sup>)</td> </tr> <tr> <td width="163">Magnesium Resolution</td> <td width="438">1 mg/L</td> </tr> <tr> <td width="163">Magnesium Accuracy</td> <td width="438">±5 mg/L ±3% of reading</td> </tr> <tr> <td width="163">Magnesium Method</td> <td width="438">Adaptation of the Calmagite method</td> </tr> <tr> <td width="163">Nitrate Range</td> <td width="438">0.0 to 30.0 mg/L (as NO<sub>3</sub><sup>–</sup>– N)</td> </tr> <tr> <td width="163">Nitrate Resolution</td> <td width="438">0.1 mg/L</td> </tr> <tr> <td width="163">Nitrate Accuracy</td> <td width="438">±0.5 mg/L ±10% of reading</td> </tr> <tr> <td width="163">Nitrate Method</td> <td width="438">Adaptation of the cadmium reduction method</td> </tr> <tr> <td width="163">Phosphate Range</td> <td width="438">Freshwater<br/> High range</td> </tr> <tr> <td width="163">Phosphate Resolution</td> <td width="438">0.1 mg/L</td> </tr> <tr> <td width="163">Phosphate Accuracy</td> <td width="438">±1 mg/L ±4% of reading</td> </tr> <tr> <td width="163">Phosphate Method</td> <td width="438">Adaptation of the Standard Methods for the Examination of Water and Wastewater, 18th edition, Amino Acid method</td> </tr> <tr> <td width="163">Potassium Range</td> <td width="438">0.0 to 20.0 mg/L (as K)</td> </tr> <tr> <td width="163">Potassium Resolution</td> <td width="438">0.1 mg/L</td> </tr> <tr> <td width="163">Potassium Accuracy</td> <td width="438">±3.0 mg/L ±7% of reading</td> </tr> <tr> <td width="163">Potassium Method</td> <td width="438">Adaptation of the Turbidimetric Tetraphenylborate method</td> </tr> <tr> <td width="163">Sulfate Range</td> <td width="438">0 to 150 mg/L (as SO<sub>4</sub><sup>2-</sup>)</td> </tr> <tr> <td width="163">Sulfate Resolution</td> <td width="438">1 mg/L</td> </tr> <tr> <td width="163">Sulfate Accuracy</td> <td width="438">±5 mg/L ±3% of reading</td> </tr> <tr> <td width="163">Sulfate Method</td> <td width="438">Turbidimetric – Sulfate is precipitated with barium chloride crystals</td> </tr> <tr> <td width="163">Input Channels</td> <td width="438">1 pH electrode input and 3 photometer wavelengths</td> </tr> <tr> <td width="163">pH Electrode</td> <td width="438">digital pH electrode (not included)</td> </tr> <tr> <td width="163">Photometer/Colorimeter Light Source</td> <td width="438">3 LEDs with 420 nm, 466 nm, and 525 nm narrow band interference filters</td> </tr> <tr> <td width="163">Photometer/Colorimeter Light Detector</td> <td width="438">silicon photodetector</td> </tr> <tr> <td width="163">Bandpass Filter Bandwidth</td> <td width="438">8 nm</td> </tr> <tr> <td width="163">Bandpass Filter Wavelength Accuracy</td> <td width="438">±1 nm</td> </tr> <tr> <td width="163">Cuvette Type</td> <td width="438">round, 24.6 mm</td> </tr> <tr> <td width="163">Number of Methods</td> <td width="438">128 max.</td> </tr> <tr> <td width="163">GLP</td> <td width="438">calibration data for connected pH electrode</td> </tr> <tr> <td width="163">Display</td> <td width="438">128 x 64 pixel LCD with backlight</td> </tr> <tr> <td width="163">Logging Type</td> <td width="438">log on demand with user name and sample ID optional input</td> </tr> <tr> <td width="163">Logging Memory</td> <td width="438">1000 readings</td> </tr> <tr> <td width="163">Connectivity</td> <td width="438">USB-A host for flash drive; micro-USB-B for power and computer connectivity</td> </tr> <tr> <td width="163">Power Supply</td> <td width="438">5 VDC USB 2.0 power adapter with USB-A to micro-USB-B cable (included)</td> </tr> <tr> <td width="163">Battery Type/Life</td> <td width="438">3.7 VDC Li-polymer rechargeable battery / &gt;500 photometric measurements or 50 hours of continuous pH measurement</td> </tr> <tr> <td width="163">Environment</td> <td width="438">0 to 50.0 <sup>o</sup>C (32 to 122.0 <sup>o</sup>F); 0 to 95% RH, non-condensing</td> </tr> <tr> <td width="163">Weight</td> <td width="438">1.0 kg (2.2 lbs.)</td> </tr> <tr> <td width="163">Dimensions</td> <td width="438">206 x 177 x 97 mm (8.1 x 7.0 x 3.8″)</td> </tr> <tr> <td width="163">Ordering Information</td> <td width="438">HI83225 is supplied with sample cuvettes and caps (4 ea.), cloth for wiping cuvettes, USB to micro USB cable connector, power adapter and instruction manual.</td> </tr> </tbody> </table> </div> </div> </div> </div> </div> </div> | ไม่มี | ไม่มี | https://www.hannathailand.com/wp-content/uploads/2022/09/HI83325.jpg | เครื่องวัดปริมาณฟอสฟอรัส ช่วงสูง รุ่น HI706 , เครื่องวัดปริมาณฟอสเฟต ช่วงต่ำ รุ่น HI713 , เครื่องวัดปริมาณโครเมี่ยม ช่วงสูง รุ่น HI723 , เครื่องวัดค่าเหล็ก รุ่น HI721 , ซัลไฟด์สารต้านอนุมูลอิสระบัฟเฟอร์ , เครื่องวัดปริมาณฟลูออไรด์ ช่วงต่ำ รุ่น HI729 , เซ็นเซอร์วัดออกซิเจนในน้ำสำหรับ HI9829 มัลติพารามิเตอร์ , เครื่องวัดปริมาณไนไตรท์ ช่วงสูง ในตัวอย่างน้ำ รุ่น HI708 | <a class="woocommerce-LoopProduct-link woocommerce-loop-product__link" href="https://www.hannathailand.com/product/hi706-checker-hc-phosphorous-hr/">เครื่องวัดปริมาณฟอสฟอรัส ช่วงสูง รุ่น HI706</a> , <a class="woocommerce-LoopProduct-link woocommerce-loop-product__link" href="https://www.hannathailand.com/product/hi713-checker-hc-phosphate-lr/">เครื่องวัดปริมาณฟอสเฟต ช่วงต่ำ รุ่น HI713</a> , <a class="woocommerce-LoopProduct-link woocommerce-loop-product__link" href="https://www.hannathailand.com/product/hi723-checker-hc-chromium-vi-hr/">เครื่องวัดปริมาณโครเมี่ยม ช่วงสูง รุ่น HI723</a> , <a class="woocommerce-LoopProduct-link woocommerce-loop-product__link" href="https://www.hannathailand.com/product/hi721-checker-hc-iron/">เครื่องวัดค่าเหล็ก รุ่น HI721</a> , <a class="woocommerce-LoopProduct-link woocommerce-loop-product__link" href="https://www.hannathailand.com/product/hi4015-00/">ซัลไฟด์สารต้านอนุมูลอิสระบัฟเฟอร์</a> , <a class="woocommerce-LoopProduct-link woocommerce-loop-product__link" href="https://www.hannathailand.com/product/hi729-checker-hc-fluoride-lr/">เครื่องวัดปริมาณฟลูออไรด์ ช่วงต่ำ รุ่น HI729</a> , <a class="woocommerce-LoopProduct-link woocommerce-loop-product__link" href="https://www.hannathailand.com/product/hi7609829-2/">เซ็นเซอร์วัดออกซิเจนในน้ำสำหรับ HI9829 มัลติพารามิเตอร์</a> , <a class="woocommerce-LoopProduct-link woocommerce-loop-product__link" href="https://www.hannathailand.com/product/hi708-checker-hc-nitrite-hr/">เครื่องวัดปริมาณไนไตรท์ ช่วงสูง ในตัวอย่างน้ำ รุ่น HI708</a> | https://www.hannathailand.com/wp-content/uploads/2022/09/HI83325-600x600.jpg , https://www.hannathailand.com/wp-content/uploads/2022/09/HI83325-1-600x600.jpg , https://www.hannathailand.com/wp-content/uploads/2022/09/HI83325-2-600x600.jpg , https://www.hannathailand.com/wp-content/uploads/2022/09/HI83325-3-600x600.jpg , https://www.hannathailand.com/wp-content/uploads/2022/06/hi706_400-600x600.jpg , https://www.hannathailand.com/wp-content/uploads/2022/06/hi713_lg51caffcdce23e-600x600.jpg , https://www.hannathailand.com/wp-content/uploads/2022/06/miniphotometerfurchromvihoch839_11-600x600.jpg , https://www.hannathailand.com/wp-content/uploads/2022/06/miniphotometerfureisen832_11-600x600.jpg , https://www.hannathailand.com/wp-content/uploads/2021/07/7-500x500.jpg , https://www.hannathailand.com/wp-content/uploads/2022/06/miniphotometerfurfluoridniedrig844_11-600x600.jpg , https://www.hannathailand.com/wp-content/uploads/2021/07/5-500x500.jpg , https://www.hannathailand.com/wp-content/uploads/2022/06/miniphotometerfurnitrithoch2420_11-600x600.jpg
28 | เครื่องวัดคุณภาพน้ำ สำหรับสระว่ายน้ำและสปา แบบหลายพารามิเตอร์ รวมถึงค่า pH รุ่น HI83326-02 | สินค้าทั้งหมด , อุตสาหกรรมทั่วไป , เครื่องวัดคุณภาพน้ำแบบหลายพารามิเตอร์ , แบบตั้งโต๊ะ , เครื่องโฟโตมิเตอร์ , แบบตั้งโต๊ะ | https://www.hannathailand.com/product-category/spectrophotometer/photometer-benchtop/ | https://www.hannathailand.com/product/%e0%b8%aa%e0%b8%a3%e0%b8%b0%e0%b8%a7%e0%b9%88%e0%b8%b2%e0%b8%a2%e0%b8%99%e0%b9%89%e0%b8%b3%e0%b9%81%e0%b8%a5%e0%b8%b0%e0%b8%aa%e0%b8%9b%e0%b8%b2/ | HI83326-02 | 3,103.00 | น้ำหนัก 1 กก. ขนาด 20.6 × 17.7 × 9.7 เซนติเมตร | <div aria-labelledby="tab-title-additional_information" class="woocommerce-Tabs-panel woocommerce-Tabs-panel--additional_information panel entry-content" id="tab-additional_information" role="tabpanel"> <table class="woocommerce-product-attributes shop_attributes"> <tr class="woocommerce-product-attributes-item woocommerce-product-attributes-item--weight"> <th class="woocommerce-product-attributes-item__label">น้ำหนัก</th> <td class="woocommerce-product-attributes-item__value">1 กก.</td> </tr> <tr class="woocommerce-product-attributes-item woocommerce-product-attributes-item--dimensions"> <th class="woocommerce-product-attributes-item__label">ขนาด</th> <td class="woocommerce-product-attributes-item__value">20.6 × 17.7 × 9.7 เซนติเมตร</td> </tr> </table> </div> | เครื่องวัดคุณภาพน้ำ สำหรับสระว่ายน้ำและสปา แบบหลายพารามิเตอร์ รวมถึงค่า pH รุ่น HI83326-02 HI83326 เป็นโฟโตมิเตอร์หลายพารามิเตอร์ขนาดกะทัดรัดสำหรับการใช้งานในสระว่ายน้ำและสปา มิเตอร์นี้เป็นหนึ่งในโฟโตมิเตอร์ที่ทันสมัยที่สุดที่มาพร้อมกับการออกแบบเชิงแสงที่เป็นนวัตกรรมใหม่ ซึ่งใช้ตัวตรวจจับอ้างอิงและเลนส์โฟกัสเพื่อกำจัดข้อผิดพลาดจากการเปลี่ยนแปลงของแหล่งกำเนิดแสงและจากความไม่สมบูรณ์ในคิวเวทท์แก้ว มิเตอร์นี้มีวิธีการตั้งโปรแกรมไว้ 12 วิธีในการวัดพารามิเตอร์คุณภาพน้ำหลัก 11 รายการ และยังเสนอโหมดการวัดการดูดกลืนแสงสำหรับการตรวจสอบยืนยันประสิทธิภาพ และสำหรับผู้ใช้ที่ต้องการพัฒนากราฟความเข้มข้นของตนเองเทียบกับกราฟการดูดกลืนแสง พารามิเตอร์ของสระว่ายน้ำและสปาประกอบด้วยความเป็นด่าง คลอรีนอิสระ ไนไตรท์ และฟอสเฟต ซึ่งมีความสำคัญต่อการรักษาระบบให้แข็งแรง เพื่อประหยัดพื้นที่อันมีค่าบนโต๊ะทำงานในห้องปฏิบัติการ HI83326 จึงทำหน้าที่เป็นเครื่องวัดค่า pH ระดับมืออาชีพด้วยอินพุตอิเล็กโทรด pH/อุณหภูมิแบบดิจิทัล ตอนนี้หนึ่งเมตรสามารถใช้ได้ทั้งการวัดโฟโตเมตริกและการวัดค่า pH HI83326 is a compact, multiparameter photometer for use in pool and spa applications. The meter is one of the most advanced photometers available with an innovative optical design that utilizes a reference detector and focusing lens to eliminate errors from changes in the light source and from imperfections in the glass cuvette. This meter has 12 different programmed methods measuring 11 key water quality parameters and also offers an absorbance measurement mode for performance verification and for users that would like to develop their own concentration versus absorbance curves. Pool and spa parameters include alkalinity, free chlorine, nitrite, and phosphate which are critical to maintaining a healthy system. To save valuable laboratory benchtop space, the HI83326 doubles as a professional pH meter with its digital pH/temperature electrode input. Now one meter can be used for both photometric and pH measurements. Advanced optical system Unparalleled performance from a benchtop photometer Digital pH electrode input Save valuable bench space with one meter that works both as a photometer and as a laboratory pH meter Absorbance measuring mode Details The HI83326 benchtop photometer measures 11 different key water quality parameters using 12 different methods. This photometer features an innovative optical system that uses LEDs, narrow band interference filters, focusing lens and both a silicon photodetector for absorbance measurement and a reference detector to maintain a consistent light source ensures accurate and repeatable photometric readings every time. Made with the pool and spa industry in mind, a basic necessity of pool water treatment is to maintain the water in a safe and pleasant condition for the swimmers. In pool and spa water treatment, disinfection is essential to rid the pool of bacteria and control nuisance organisms like algae which may occur in the pool, spa, filtration equipment, or piping. There are a number of available disinfectant compounds including chlorine, bromine, and ozone. In order to achieve ideal water conditions, water requires testing on a daily and sometimes hourly basis to ensure there is enough residual disinfectant and to maintain pH levels. Equally important is calcium hardness and alkalinity; these levels should be monitored weekly to ensure the pool or spa water is well balanced to avoid corrosion and scale formation. A digital pH electrode input allows the user to measure pH by a traditional glass electrode. The digital pH electrode has a built in microchip within the probe that stores all of the calibration information. Having the calibration information stored in the probe allows for hot swapping of pH electrodes without having to recalibrate. All pH measurements are automatically compensated for temperature variations with a built in thermistor located in the tip of the sensing bulb for fast and accurate temperature measurement. The HI83326 offers an absorbance measuring mode that allows for CAL Check standards to be used to validate the performance of the system. The absorbance mode allows the user to select one of the three wavelengths of light (525 nm, 575 nm, and 610 nm) to measure and plot their own concentration versus absorbance mode. This is useful for users with their own chemical method and for educators to teach the concept of absorbance by using the Beer-Lambert Law. Two USB ports are provided for transferring data to a flash drive or computer and to use as a power source for the meter. For added convenience and portability the meter can also operate on an internal 3.7 VDC Lithium-polymer rechargeable battery. Features/Benefits: Backlit 128 x 64 Pixel Graphic LCD Display Backlit graphic display allows for easy viewing in low light conditions The 128 x 64 Pixel LCD allows for a simplified user interface with virtual keys and on-screen help to guide the user through use of the meter Built-in Reaction Timer for Photometric Measurements The measurement is taken after the countdown timer expires. Countdown timer ensures that all readings are taken at the appropriate reaction intervals regardless of user for better consistency in measurements Absorbance mode Hanna’s exclusive CAL Check cuvettes for validation of light source and detector Allows for the user to plot concentration versus absorbance for a specific wavelength for use with user supplied chemistry or for teaching principles of photometry Units of Measure Appropriate unit of measure along with chemical form is displayed along with reading Result Conversion Automatically convert readings to other chemical forms with the touch of a button Cuvette Cover Aids in preventing stray light from affecting measurements Digital pH Electrode Input Measure pH and temperature with a single probe Good Laboratory Practice (GLP) to track calibration information including date, time, buffers used, offset and slope for traceability pH CAL Check alerts user to potential problems during the calibration process Space saving having a pH meter and photometer built into one meter Data Logging Up to 1000 photometric and pH readings can be stored by simply pressing the dedicated LOG button. Logged readings are just as easily recalled by pressing the RCL button Sample ID and User ID information can be added to a logged reading using alphanumeric keypad Connectivity Logged readings can be quickly and easily transferred to a flash drive using the USB-A host port or to a computer using the micro USB-B port Data is exported as a .CSV file for use with common spreadsheet programs Battery Status Indicator Indicates the amount of battery life left Error Messages Photometric error messages include no cap, high zero, and standard too low pH calibration messages include clean electrode, check buffer and check probe On-screen Features Method Selection Users can easily select any one of the 20 measurement methods via the dedicated METHOD button. Data Logging Up to 1000 measurement readings can be logged with user and sample ID and recalled for future use. pH Measurement Mode Selecting the pH measurement mode allows for the photometer to be used as a professional pH meter with many features including temperature compensated measurements, automatic two point calibration, and GLP. Advanced Optical System: HI83326 is designed with an innovative optical system that incorporates a beam splitter so that light can be used for absorbance readings and for a reference detector. The reference detector monitors the intensity of light and modulates when there is drift due to power fluctuation or the heating of the optical components. Each part has an important role in providing unparalleled performance from a photometer. High Efficiency LED Light Source An LED light source offers superior performance as compared to a tungsten lamp. LEDs have a much higher luminous efficiency, providing more light while using less power. They also produce very little heat, which could otherwise affect the optical components an electronic stability. LEDs are available in a wide array of wavelengths, whereas tungsten lamps are supposed to be white light (all wavelengths of visible light) but actually have a poor blue/violet light output. High Quality Narrow Band Interference Filters The narrow band interference filter not only ensure greater wavelength accuracy (+/- 1 nm) but are extremely efficient. The filters used allow up to 95% of the light from the LED to be transmitted as compared to other filters that are only 75% efficient. The higher efficiency allows for a brighter, stronger light source. The end result is higher measurement stability and less wavelength error. Reference Detector for a Stable Light Source A beam splitter is used as part of the internal reference system of the HI83300 photometer. The reference detector compensates for any drift due to power fluctuations or ambient temperature changes. Now you can rely on a stable source of light between your blank (zero) measurement and sample measurement. Large Cuvette Size The sample cell of the HI83300 fits a round, glass cuvette with a 25 mm path length. Along with the advanced optical components, the larger size of the cuvette greatly reduces errors in rotation from the indexing mark of the cuvettes. The relatively long path length of the sample cuvette allows the light to pass through more of the sample solution, ensuring accurate measurements even in low absorbance samples. Focusing Lens for Greater Light Yield Adding a focusing lens to the optical path allows for the collection of all of the light that exits the cuvette and focusing the light on the silicon photo detector. This novel approach to photometric measurements cancels the errors from imperfections and scratches present in the glass cuvette eliminating the need to index the cuvette. Manual : Download Specifications SKU HI83326-02 Product Name Pool and Spa Photometer – HI83326 Quote Required Yes pH Range Photometer pH Resolution Photometer pH Accuracy Photometer pH Calibration Automatic one or two point calibration with one set of standard buffers available (4.01, 6.86, 7.01, 9.18, 10.01) pH Temperature Compensation Automatic (-5.0 to 100.0 oC; 23.0 to 212.0 oF); limits reduced based on the pH electrode used pH CAL Check (electrode diagnostics) clean electrode and check buffer/check probe displayed during calibration pH Method Photometer pH-mV Range ±1000 mV pH-mV Resolution 0.1 mV pH-mV Accuracy ±0.2 mV Absorbance Range 0.000 to 4.000 Abs Absorbance Resolution 0.001 Abs Absorbance Accuracy +/-0.003Abs @ 1.000 Abs Alkalinity Range Freshwater Alkalinity Resolution 1 mg/L Alkalinity Accuracy ±5 mg/L ±5% of reading Alkalinity Method Colorimetric method Bromine Range 0.00 to 8.00 mg/L (as Br2) Bromine Resolution 0.01 mg/L Bromine Accuracy ±0.08 mg/L ±3% of reading Bromine Method Adaptation of the Standard Methods for the Examination of Water and Wastewater, 18th edition, DPD method. Free Chlorine Range 0.00 to 5.00 mg/L (as Cl2) Free Chlorine Resolution 0.01 mg/L Free Chlorine Accuracy ±0.03 mg/L ±3% of reading Total Chlorine Range 0.00 to 5.00 mg/L (as Cl2) Total Chlorine Resolution 0.01 mg/L Total Chlorine Accuracy ±0.03 mg/L ±3% of reading Chlorine Method Adaptation of the EPA 330.5 DPD method Copper Range High range Copper Resolution 0.01 mg/L Copper Accuracy High Range ±0.02 mg/L ±4% of reading Copper Method Adaptation of the EPA bicinchoninate method Cyanuric Acid Range 0 to 80 mg/L (as CYA) Cyanuric Acid Resolution 1 mg/L Cyanuric Acid Accuracy ±1 mg/L ±15% of reading Cyanuric Acid Method Adaptation of the turbidimetric method Hardness, Calcium Range 0.00 to 2.70 mg/L (as CaCO3) Hardness, Calcium Resolution 0.01 mg/L Hardness, Calcium Accuracy ±0.11 mg/L ±5% of reading Hardness, Calcium Method Adaptation of the Standard Methods for the Examination of Water and Wastewater, 18th edition, Calmagite method Iron Range High Range Iron Resolution 0.01 mg/L Iron Accuracy High Range Iron Method Adaptation of Standard Methods for the Examination of Water and Wastewater, 3500-Fe B., Phenanthroline Method Nitrate Range 0.0 to 30.0 mg/L (as NO3–– N) Nitrate Resolution 0.1 mg/L Nitrate Accuracy ±0.5 mg/L ±10% of reading Nitrate Method Adaptation of the cadmium reduction method Ozone Range 0.00 to 2.00 mg/L (as O3) Ozone Resolution 0.01 mg/L Ozone Accuracy ±0.02 mg/L ±3% of reading Ozone Method Colorimetric DPD Method Phosphate Range Freshwater Low Range Phosphate Resolution Freshwater Phosphate Accuracy Freshwater Low Range Phosphate Method Freshwater Low Range Input Channels 1 pH electrode input and 3 photometer wavelengths pH Electrode digital pH electrode (not included) Photometer/Colorimeter Light Source 3 LEDs with 525 nm, 575 nm, and 610 nm narrow band interference filters Photometer/Colorimeter Light Detector silicon photodetector Bandpass Filter Bandwidth 8 nm Bandpass Filter Wavelength Accuracy ±1 nm Cuvette Type round, 24.6 mm Number of Methods 128 max. GLP calibration data for connected pH electrode Display 128 x 64 pixel LCD with backlight Logging Type log on demand with user name and sample ID optional input Logging Memory 1000 readings Connectivity USB-A host for flash drive; micro-USB-B for power and computer connectivity Power Supply 5 VDC USB 2.0 power adapter with USB-A to micro-USB-B cable (included) Battery Type/Life 3.7 VDC Li-polymer rechargeable battery / >500 photometric measurements or 50 hours of continuous pH measurement Environment 0 to 50.0 oC (32 to 122.0 oF); 0 to 95% RH, non-condensing Weight 1.0 kg (2.2 lbs.) Dimensions 206 x 177 x 97 mm (8.1 x 7.0 x 3.8″) Ordering Information HI83226 is supplied with sample cuvettes and caps (4 ea.), cloth for wiping cuvettes, USB to micro USB cable connector, power adapter and instruction manual. | <div aria-labelledby="tab-title-description" class="woocommerce-Tabs-panel woocommerce-Tabs-panel--description panel entry-content active" id="tab-description" role="tabpanel"> <p><span style="font-size: 140%;"><strong>เครื่องวัดคุณภาพน้ำ สำหรับสระว่ายน้ำและสปา แบบหลายพารามิเตอร์ รวมถึงค่า pH รุ่น HI83326-02</strong></span></p> <p>HI83326 เป็นโฟโตมิเตอร์หลายพารามิเตอร์ขนาดกะทัดรัดสำหรับการใช้งานในสระว่ายน้ำและสปา มิเตอร์นี้เป็นหนึ่งในโฟโตมิเตอร์ที่ทันสมัยที่สุดที่มาพร้อมกับการออกแบบเชิงแสงที่เป็นนวัตกรรมใหม่ ซึ่งใช้ตัวตรวจจับอ้างอิงและเลนส์โฟกัสเพื่อกำจัดข้อผิดพลาดจากการเปลี่ยนแปลงของแหล่งกำเนิดแสงและจากความไม่สมบูรณ์ในคิวเวทท์แก้ว มิเตอร์นี้มีวิธีการตั้งโปรแกรมไว้ 12 วิธีในการวัดพารามิเตอร์คุณภาพน้ำหลัก 11 รายการ และยังเสนอโหมดการวัดการดูดกลืนแสงสำหรับการตรวจสอบยืนยันประสิทธิภาพ และสำหรับผู้ใช้ที่ต้องการพัฒนากราฟความเข้มข้นของตนเองเทียบกับกราฟการดูดกลืนแสง พารามิเตอร์ของสระว่ายน้ำและสปาประกอบด้วยความเป็นด่าง คลอรีนอิสระ ไนไตรท์ และฟอสเฟต ซึ่งมีความสำคัญต่อการรักษาระบบให้แข็งแรง</p> <p>เพื่อประหยัดพื้นที่อันมีค่าบนโต๊ะทำงานในห้องปฏิบัติการ HI83326 จึงทำหน้าที่เป็นเครื่องวัดค่า pH ระดับมืออาชีพด้วยอินพุตอิเล็กโทรด pH/อุณหภูมิแบบดิจิทัล ตอนนี้หนึ่งเมตรสามารถใช้ได้ทั้งการวัดโฟโตเมตริกและการวัดค่า pH</p> <p>HI83326 is a compact, multiparameter photometer for use in pool and spa applications. The meter is one of the most advanced photometers available with an innovative optical design that utilizes a reference detector and focusing lens to eliminate errors from changes in the light source and from imperfections in the glass cuvette. This meter has 12 different programmed methods measuring 11 key water quality parameters and also offers an absorbance measurement mode for performance verification and for users that would like to develop their own concentration versus absorbance curves. Pool and spa parameters include alkalinity, free chlorine, nitrite, and phosphate which are critical to maintaining a healthy system.</p> <p>To save valuable laboratory benchtop space, the HI83326 doubles as a professional pH meter with its digital pH/temperature electrode input. Now one meter can be used for both photometric and pH measurements.</p> <h3><strong>Advanced optical system</strong></h3> <p>Unparalleled performance from a benchtop photometer</p> <h3><strong>Digital pH electrode input</strong></h3> <p>Save valuable bench space with one meter that works both as a photometer and as a laboratory pH meter</p> <h3><strong>Absorbance measuring mode</strong></h3> <p><strong><span style="font-size: 25.92px; color: #333333;">Details</span></strong></p> <div class="tab-content"> <div class="std"> <p>The HI83326 benchtop photometer measures 11 different key water quality parameters using 12 different methods. This photometer features an innovative optical system that uses LEDs, narrow band interference filters, focusing lens and both a silicon photodetector for absorbance measurement and a reference detector to maintain a consistent light source ensures accurate and repeatable photometric readings every time.</p> <p>Made with the pool and spa industry in mind, a basic necessity of pool water treatment is to maintain the water in a safe and pleasant condition for the swimmers. In pool and spa water treatment, disinfection is essential to rid the pool of bacteria and control nuisance organisms like algae which may occur in the pool, spa, filtration equipment, or piping. There are a number of available disinfectant compounds including chlorine, bromine, and ozone. In order to achieve ideal water conditions, water requires testing on a daily and sometimes hourly basis to ensure there is enough residual disinfectant and to maintain pH levels. Equally important is calcium hardness and alkalinity; these levels should be monitored weekly to ensure the pool or spa water is well balanced to avoid corrosion and scale formation.</p> <p>A digital pH electrode input allows the user to measure pH by a traditional glass electrode. The digital pH electrode has a built in microchip within the probe that stores all of the calibration information. Having the calibration information stored in the probe allows for hot swapping of pH electrodes without having to recalibrate. All pH measurements are automatically compensated for temperature variations with a built in thermistor located in the tip of the sensing bulb for fast and accurate temperature measurement.</p> <p>The HI83326 offers an absorbance measuring mode that allows for CAL Check standards to be used to validate the performance of the system. The absorbance mode allows the user to select one of the three wavelengths of light (525 nm, 575 nm, and 610 nm) to measure and plot their own concentration versus absorbance mode. This is useful for users with their own chemical method and for educators to teach the concept of absorbance by using the Beer-Lambert Law.</p> <p>Two USB ports are provided for transferring data to a flash drive or computer and to use as a power source for the meter. For added convenience and portability the meter can also operate on an internal 3.7 VDC Lithium-polymer rechargeable battery.</p> <div class="prod-view-details-container"> <h3><strong>Features/Benefits:</strong></h3> <div class="prod-view-details-left"> <div class="prod-view-details-left"> <div class="prod-view-details-left"> <div class="prod-view-details-left"> <div class="prod-view-details-left"> <div class="prod-view-details-left"> <div class="prod-view-details-left"> <div class="prod-view-details-left"> <p><strong>Backlit 128 x 64 Pixel Graphic LCD Display</strong></p> <ul> <li>Backlit graphic display allows for easy viewing in low light conditions</li> <li>The 128 x 64 Pixel LCD allows for a simplified user interface with virtual keys and on-screen help to guide the user through use of the meter</li> </ul> <p><strong>Built-in Reaction Timer for Photometric Measurements</strong></p> <ul> <li>The measurement is taken after the countdown timer expires.</li> <li>Countdown timer ensures that all readings are taken at the appropriate reaction intervals regardless of user for better consistency in measurements</li> </ul> <p><strong>Absorbance mode</strong></p> <ul> <li>Hanna’s exclusive CAL Check cuvettes for validation of light source and detector</li> <li>Allows for the user to plot concentration versus absorbance for a specific wavelength for use with user supplied chemistry or for teaching principles of photometry</li> </ul> <p><strong>Units of Measure</strong></p> <ul> <li>Appropriate unit of measure along with chemical form is displayed along with reading</li> </ul> <p><strong>Result Conversion</strong></p> <ul> <li>Automatically convert readings to other chemical forms with the touch of a button</li> </ul> <p><strong>Cuvette Cover</strong></p> <ul> <li>Aids in preventing stray light from affecting measurements</li> </ul> </div> <div class="prod-view-details-right"> <p><strong>Digital pH Electrode Input</strong></p> <ul> <li>Measure pH and temperature with a single probe</li> <li>Good Laboratory Practice (GLP) to track calibration information including date, time, buffers used, offset and slope for traceability</li> <li>pH CAL Check alerts user to potential problems during the calibration process</li> <li>Space saving having a pH meter and photometer built into one meter</li> </ul> <p><strong>Data Logging</strong></p> <ul> <li>Up to 1000 photometric and pH readings can be stored by simply pressing the dedicated LOG button. Logged readings are just as easily recalled by pressing the RCL button</li> <li>Sample ID and User ID information can be added to a logged reading using alphanumeric keypad</li> </ul> <p><strong>Connectivity</strong></p> <ul> <li>Logged readings can be quickly and easily transferred to a flash drive using the USB-A host port or to a computer using the micro USB-B port</li> <li>Data is exported as a .CSV file for use with common spreadsheet programs</li> </ul> <p><strong>Battery Status Indicator</strong></p> <ul> <li>Indicates the amount of battery life left</li> </ul> <p><strong>Error Messages</strong></p> <ul> <li>Photometric error messages include no cap, high zero, and standard too low</li> <li>pH calibration messages include clean electrode, check buffer and check probe</li> </ul> </div> </div> </div> </div> </div> </div> </div> </div> </div> <div class="prod-view-details-container"> <h3><strong>On-screen Features</strong></h3> <div id="screen-left"> <div id="screen-left"> <div id="screen-left"> <div id="screen-left"> <div id="screen-left"> <div id="screen-left"> <div id="screen-left"> <div id="screen-left"><img alt="method selection" class="aligncenter" decoding="async" src="https://hanna-worldwide.com/media/wysiwyg/products/benchtops/Photometers/83300/method-selection.png" title="method selection"/><strong>Method Selection</strong><br/> Users can easily select any one of the 20 measurement methods via the dedicated METHOD button.</div> <div id="screen-center"><img alt="data logging" class="aligncenter" decoding="async" src="https://hanna-worldwide.com/media/wysiwyg/products/benchtops/Photometers/83300/data-logging.png" title="data logging"/><strong>Data Logging</strong><br/> Up to 1000 measurement readings can be logged with user and sample ID and recalled for future use.</div> <div id="screen-right"><img alt="ph measurement mode" class="aligncenter" decoding="async" src="https://hanna-worldwide.com/media/wysiwyg/products/benchtops/Photometers/83300/ph-measurement-mode.png" title="ph measurement mode"/><strong>pH Measurement Mode</strong><br/> Selecting the pH measurement mode allows for the photometer to be used as a professional pH meter with many features including temperature compensated measurements, automatic two point calibration, and GLP.</div> </div> </div> </div> </div> </div> </div> </div> </div> <div class="prod-view-details-container"> <div id="screen-right"> <h3><strong>Advanced Optical System:</strong></h3> <p>HI83326 is designed with an innovative optical system that incorporates a beam splitter so that light can be used for absorbance readings and for a reference detector. The reference detector monitors the intensity of light and modulates when there is drift due to power fluctuation or the heating of the optical components. Each part has an important role in providing unparalleled performance from a photometer.</p> <div><img alt="photometer multiparameter optical" class="aligncenter" decoding="async" height="315" loading="lazy" src="https://hanna-worldwide.com/media/wysiwyg/products/benchtops/Photometers/83300/OpticalSystem.jpg" title="photometer multiparameter optical" width="583"/></div> <h3><strong>High Efficiency LED Light Source</strong></h3> <p>An LED light source offers superior performance as compared to a tungsten lamp. LEDs have a much higher luminous efficiency, providing more light while using less power. They also produce very little heat, which could otherwise affect the optical components an electronic stability. LEDs are available in a wide array of wavelengths, whereas tungsten lamps are supposed to be white light (all wavelengths of visible light) but actually have a poor blue/violet light output.</p> <h3><strong>High Quality Narrow Band Interference Filters</strong></h3> <p>The narrow band interference filter not only ensure greater wavelength accuracy (+/- 1 nm) but are extremely efficient. The filters used allow up to 95% of the light from the LED to be transmitted as compared to other filters that are only 75% efficient. The higher efficiency allows for a brighter, stronger light source. The end result is higher measurement stability and less wavelength error.</p> <h3><strong>Reference Detector for a Stable Light Source</strong></h3> <p>A beam splitter is used as part of the internal reference system of the HI83300 photometer. The reference detector compensates for any drift due to power fluctuations or ambient temperature changes. Now you can rely on a stable source of light between your blank (zero) measurement and sample measurement.</p> <h3><strong>Large Cuvette Size</strong></h3> <p>The sample cell of the HI83300 fits a round, glass cuvette with a 25 mm path length. Along with the advanced optical components, the larger size of the cuvette greatly reduces errors in rotation from the indexing mark of the cuvettes. The relatively long path length of the sample cuvette allows the light to pass through more of the sample solution, ensuring accurate measurements even in low absorbance samples.</p> <h3><strong>Focusing Lens for Greater Light Yield</strong></h3> <p>Adding a focusing lens to the optical path allows for the collection of all of the light that exits the cuvette and focusing the light on the silicon photo detector. This novel approach to photometric measurements cancels the errors from imperfections and scratches present in the glass cuvette eliminating the need to index the cuvette.</p> <div> <p><strong><span style="color: #333333; font-size: 22.68px;">Manual : <a href="https://hanna-worldwide.com/mwdownloads/download/link/id/2112">Download</a></span></strong></p> <p><strong><span style="color: #333333; font-size: 22.68px;">Specifications</span></strong></p> <table> <tbody> <tr> <td width="163">SKU</td> <td width="438">HI83326-02</td> </tr> <tr> <td width="163">Product Name</td> <td width="438">Pool and Spa Photometer – HI83326</td> </tr> <tr> <td width="163">Quote Required</td> <td width="438">Yes</td> </tr> <tr> <td width="163">pH Range</td> <td width="438">Photometer</td> </tr> <tr> <td width="163">pH Resolution</td> <td width="438">Photometer</td> </tr> <tr> <td width="163">pH Accuracy</td> <td width="438">Photometer</td> </tr> <tr> <td width="163">pH Calibration</td> <td width="438">Automatic one or two point calibration with one set of standard buffers available (4.01, 6.86, 7.01, 9.18, 10.01)</td> </tr> <tr> <td width="163">pH Temperature Compensation</td> <td width="438">Automatic (-5.0 to 100.0 <sup>o</sup>C; 23.0 to 212.0 <sup>o</sup>F); limits reduced based on the pH electrode used</td> </tr> <tr> <td width="163">pH CAL Check (electrode diagnostics)</td> <td width="438">clean electrode and check buffer/check probe displayed during calibration</td> </tr> <tr> <td width="163">pH Method</td> <td width="438">Photometer</td> </tr> <tr> <td width="163">pH-mV Range</td> <td width="438">±1000 mV</td> </tr> <tr> <td width="163">pH-mV Resolution</td> <td width="438">0.1 mV</td> </tr> <tr> <td width="163">pH-mV Accuracy</td> <td width="438">±0.2 mV</td> </tr> <tr> <td width="163">Absorbance Range</td> <td width="438">0.000 to 4.000 Abs</td> </tr> <tr> <td width="163">Absorbance Resolution</td> <td width="438">0.001 Abs</td> </tr> <tr> <td width="163">Absorbance Accuracy</td> <td width="438">+/-0.003Abs @ 1.000 Abs</td> </tr> <tr> <td width="163">Alkalinity Range</td> <td width="438">Freshwater</td> </tr> <tr> <td width="163">Alkalinity Resolution</td> <td width="438">1 mg/L</td> </tr> <tr> <td width="163">Alkalinity Accuracy</td> <td width="438">±5 mg/L ±5% of reading</td> </tr> <tr> <td width="163">Alkalinity Method</td> <td width="438">Colorimetric method</td> </tr> <tr> <td width="163">Bromine Range</td> <td width="438">0.00 to 8.00 mg/L (as Br<sub>2</sub>)</td> </tr> <tr> <td width="163">Bromine Resolution</td> <td width="438">0.01 mg/L</td> </tr> <tr> <td width="163">Bromine Accuracy</td> <td width="438">±0.08 mg/L ±3% of reading</td> </tr> <tr> <td width="163">Bromine Method</td> <td width="438">Adaptation of the Standard Methods for the Examination of Water and Wastewater, 18th edition, DPD method.</td> </tr> <tr> <td width="163">Free Chlorine Range</td> <td width="438">0.00 to 5.00 mg/L (as Cl<sub>2</sub>)</td> </tr> <tr> <td width="163">Free Chlorine Resolution</td> <td width="438">0.01 mg/L</td> </tr> <tr> <td width="163">Free Chlorine Accuracy</td> <td width="438">±0.03 mg/L ±3% of reading</td> </tr> <tr> <td width="163">Total Chlorine Range</td> <td width="438">0.00 to 5.00 mg/L (as Cl<sub>2</sub>)</td> </tr> <tr> <td width="163">Total Chlorine Resolution</td> <td width="438">0.01 mg/L</td> </tr> <tr> <td width="163">Total Chlorine Accuracy</td> <td width="438">±0.03 mg/L ±3% of reading</td> </tr> <tr> <td width="163">Chlorine Method</td> <td width="438">Adaptation of the EPA 330.5 DPD method</td> </tr> <tr> <td width="163">Copper Range</td> <td width="438">High range</td> </tr> <tr> <td width="163">Copper Resolution</td> <td width="438">0.01 mg/L</td> </tr> <tr> <td width="163">Copper Accuracy</td> <td width="438">High Range ±0.02 mg/L ±4% of reading</td> </tr> <tr> <td width="163">Copper Method</td> <td width="438">Adaptation of the EPA bicinchoninate method</td> </tr> <tr> <td width="163">Cyanuric Acid Range</td> <td width="438">0 to 80 mg/L (as CYA)</td> </tr> <tr> <td width="163">Cyanuric Acid Resolution</td> <td width="438">1 mg/L</td> </tr> <tr> <td width="163">Cyanuric Acid Accuracy</td> <td width="438">±1 mg/L ±15% of reading</td> </tr> <tr> <td width="163">Cyanuric Acid Method</td> <td width="438">Adaptation of the turbidimetric method</td> </tr> <tr> <td width="163">Hardness, Calcium Range</td> <td width="438">0.00 to 2.70 mg/L (as CaCO<sub>3</sub>)</td> </tr> <tr> <td width="163">Hardness, Calcium Resolution</td> <td width="438">0.01 mg/L</td> </tr> <tr> <td width="163">Hardness, Calcium Accuracy</td> <td width="438">±0.11 mg/L ±5% of reading</td> </tr> <tr> <td width="163">Hardness, Calcium Method</td> <td width="438">Adaptation of the Standard Methods for the Examination of Water and Wastewater, 18th edition, Calmagite method</td> </tr> <tr> <td width="163">Iron Range</td> <td width="438">High Range</td> </tr> <tr> <td width="163">Iron Resolution</td> <td width="438">0.01 mg/L</td> </tr> <tr> <td width="163">Iron Accuracy</td> <td width="438">High Range</td> </tr> <tr> <td width="163">Iron Method</td> <td width="438">Adaptation of Standard Methods for the Examination of Water and Wastewater, 3500-Fe B., Phenanthroline Method</td> </tr> <tr> <td width="163">Nitrate Range</td> <td width="438">0.0 to 30.0 mg/L (as NO<sub>3</sub><sup>–</sup>– N)</td> </tr> <tr> <td width="163">Nitrate Resolution</td> <td width="438">0.1 mg/L</td> </tr> <tr> <td width="163">Nitrate Accuracy</td> <td width="438">±0.5 mg/L ±10% of reading</td> </tr> <tr> <td width="163">Nitrate Method</td> <td width="438">Adaptation of the cadmium reduction method</td> </tr> <tr> <td width="163">Ozone Range</td> <td width="438">0.00 to 2.00 mg/L (as O<sub>3</sub>)</td> </tr> <tr> <td width="163">Ozone Resolution</td> <td width="438">0.01 mg/L</td> </tr> <tr> <td width="163">Ozone Accuracy</td> <td width="438">±0.02 mg/L ±3% of reading</td> </tr> <tr> <td width="163">Ozone Method</td> <td width="438">Colorimetric DPD Method</td> </tr> <tr> <td width="163">Phosphate Range</td> <td width="438">Freshwater<br/> Low Range</td> </tr> <tr> <td width="163">Phosphate Resolution</td> <td width="438">Freshwater</td> </tr> <tr> <td width="163">Phosphate Accuracy</td> <td width="438">Freshwater<br/> Low Range</td> </tr> <tr> <td width="163">Phosphate Method</td> <td width="438">Freshwater Low Range</td> </tr> <tr> <td width="163">Input Channels</td> <td width="438">1 pH electrode input and 3 photometer wavelengths</td> </tr> <tr> <td width="163">pH Electrode</td> <td width="438">digital pH electrode (not included)</td> </tr> <tr> <td width="163">Photometer/Colorimeter Light Source</td> <td width="438">3 LEDs with 525 nm, 575 nm, and 610 nm narrow band interference filters</td> </tr> <tr> <td width="163">Photometer/Colorimeter Light Detector</td> <td width="438">silicon photodetector</td> </tr> <tr> <td width="163">Bandpass Filter Bandwidth</td> <td width="438">8 nm</td> </tr> <tr> <td width="163">Bandpass Filter Wavelength Accuracy</td> <td width="438">±1 nm</td> </tr> <tr> <td width="163">Cuvette Type</td> <td width="438">round, 24.6 mm</td> </tr> <tr> <td width="163">Number of Methods</td> <td width="438">128 max.</td> </tr> <tr> <td width="163">GLP</td> <td width="438">calibration data for connected pH electrode</td> </tr> <tr> <td width="163">Display</td> <td width="438">128 x 64 pixel LCD with backlight</td> </tr> <tr> <td width="163">Logging Type</td> <td width="438">log on demand with user name and sample ID optional input</td> </tr> <tr> <td width="163">Logging Memory</td> <td width="438">1000 readings</td> </tr> <tr> <td width="163">Connectivity</td> <td width="438">USB-A host for flash drive; micro-USB-B for power and computer connectivity</td> </tr> <tr> <td width="163">Power Supply</td> <td width="438">5 VDC USB 2.0 power adapter with USB-A to micro-USB-B cable (included)</td> </tr> <tr> <td width="163">Battery Type/Life</td> <td width="438">3.7 VDC Li-polymer rechargeable battery / &gt;500 photometric measurements or 50 hours of continuous pH measurement</td> </tr> <tr> <td width="163">Environment</td> <td width="438">0 to 50.0 <sup>o</sup>C (32 to 122.0 <sup>o</sup>F); 0 to 95% RH, non-condensing</td> </tr> <tr> <td width="163">Weight</td> <td width="438">1.0 kg (2.2 lbs.)</td> </tr> <tr> <td width="163">Dimensions</td> <td width="438">206 x 177 x 97 mm (8.1 x 7.0 x 3.8″)</td> </tr> <tr> <td width="163">Ordering Information</td> <td width="438">HI83226 is supplied with sample cuvettes and caps (4 ea.), cloth for wiping cuvettes, USB to micro USB cable connector, power adapter and instruction manual.</td> </tr> </tbody> </table> </div> </div> </div> </div> </div> </div> | ไม่มี | ไม่มี | https://www.hannathailand.com/wp-content/uploads/2022/09/HI83326.jpg | เครื่องวัดปริมาณฟอสเฟต ช่วงสูง รุ่น HI717 , เครื่องวัดปริมาณฟอสฟอรัส ช่วงต่ำมาก รุ่น HI736 , เครื่องควบคุมค่าความนำไฟฟ้า , เครื่องวัดสีในน้ำตัวอย่าง HI727 , เครื่องวัดปริมาณนิกเกิล ช่วงสูง รุ่น HI726 , เครื่องวัดปริมาณฟลูออไรด์ ช่วงต่ำ รุ่น HI729 , เครื่องวัดปริมาณไอโอดีน รุ่น HI718 , ซัลไฟด์สารต้านอนุมูลอิสระบัฟเฟอร์ | <a class="woocommerce-LoopProduct-link woocommerce-loop-product__link" href="https://www.hannathailand.com/product/hi717-checker-hc-phosphate-hr/">เครื่องวัดปริมาณฟอสเฟต ช่วงสูง รุ่น HI717</a> , <a class="woocommerce-LoopProduct-link woocommerce-loop-product__link" href="https://www.hannathailand.com/product/phosphorous-marine/">เครื่องวัดปริมาณฟอสฟอรัส ช่วงต่ำมาก รุ่น HI736</a> , <a class="woocommerce-LoopProduct-link woocommerce-loop-product__link" href="https://www.hannathailand.com/product/hi8931cn/">เครื่องควบคุมค่าความนำไฟฟ้า</a> , <a class="woocommerce-LoopProduct-link woocommerce-loop-product__link" href="https://www.hannathailand.com/product/hi727-checker-hc-color-of-water/">เครื่องวัดสีในน้ำตัวอย่าง HI727</a> , <a class="woocommerce-LoopProduct-link woocommerce-loop-product__link" href="https://www.hannathailand.com/product/hi726-checker-hc-nickel-hr/">เครื่องวัดปริมาณนิกเกิล ช่วงสูง รุ่น HI726</a> , <a class="woocommerce-LoopProduct-link woocommerce-loop-product__link" href="https://www.hannathailand.com/product/hi729-checker-hc-fluoride-lr/">เครื่องวัดปริมาณฟลูออไรด์ ช่วงต่ำ รุ่น HI729</a> , <a class="woocommerce-LoopProduct-link woocommerce-loop-product__link" href="https://www.hannathailand.com/product/hi718-checker-hc-iodine/">เครื่องวัดปริมาณไอโอดีน รุ่น HI718</a> , <a class="woocommerce-LoopProduct-link woocommerce-loop-product__link" href="https://www.hannathailand.com/product/hi4015-00/">ซัลไฟด์สารต้านอนุมูลอิสระบัฟเฟอร์</a> | https://www.hannathailand.com/wp-content/uploads/2022/09/HI83326-600x600.jpg , https://www.hannathailand.com/wp-content/uploads/2022/09/HI83326-1-600x600.jpg , https://www.hannathailand.com/wp-content/uploads/2022/09/HI83326-2-600x600.jpg , https://www.hannathailand.com/wp-content/uploads/2022/06/miniphotometerfurphosphathoch827_11-600x600.jpg , https://www.hannathailand.com/wp-content/uploads/2021/12/HI736-600x600.jpg , https://www.hannathailand.com/wp-content/uploads/2021/07/2-500x500.jpg , https://www.hannathailand.com/wp-content/uploads/2022/06/miniphotometerfurfarbe843_11-600x600.jpg , https://www.hannathailand.com/wp-content/uploads/2022/06/miniphotometerfurnickelhoch841_11-600x600.jpg , https://www.hannathailand.com/wp-content/uploads/2022/06/miniphotometerfurfluoridniedrig844_11-600x600.jpg , https://www.hannathailand.com/wp-content/uploads/2022/06/miniphotometerfuriod829_11-600x600.jpg , https://www.hannathailand.com/wp-content/uploads/2021/07/7-500x500.jpg
29 | เครื่องวัดคุณภาพน้ำ แบบหลายพารามิเตอร์ ช่วงต่ำ รุ่น HI991300 (pH/EC/TDS/°C) | สินค้าทั้งหมด , สินค้าแนะนำ , เครื่องวัดคุณภาพน้ำแบบหลายพารามิเตอร์ , แบบภาคสนาม , เครื่องวัดความเป็นกรด-ด่าง/โออาร์พี , แบบภาคสนาม , เครื่องวัดการนำไฟฟ้า/ของแข็งละลายในน้ำ , แบบภาคสนาม | https://www.hannathailand.com/product-category/tds-meter/tds-fieldwork/ | https://www.hannathailand.com/product/hi991300-multiparameter-phectdsc-ec-to-3999-%c2%b5s/ | HI991300 | 29,960.00 |  | <div aria-labelledby="tab-title-additional_information" class="woocommerce-Tabs-panel woocommerce-Tabs-panel--additional_information panel entry-content" id="tab-additional_information" role="tabpanel"> </div> | HI991300 เป็นเครื่องวัด pH และ เครื่องวัด EC Meter และเครื่องวัด TDS Meter และอุณหภูมิจาก Hanna เหมาะสำหรับทุกการทดสอบคุณภาพน้ำได้แก่ น้ำดื่ม การควบคุมน้ำ การเพาะเลี้ยงสัตว์น้ำ การปลูกพืช ไฮโดรโปนิกส์ ห้องปฏิบัติการและการทดสอบทางวิทยาศาสตร์ สระว่ายน้ำ สปา การทดสอบนิเวศวิทยา บำบัดน้ำและอื่นๆ คู่มือการใช้งานภาษาไทย HI 991300 has been designed to offer you pH, conductivity, total dissolved solids and temperature measurements all in a slim, lightweight, portable unit. From purified to brine water measurement, you can select the meter which will work best with your range of conductivity for greater precision. There are only 2 buttons, yet you can select from a range of calibration buffers and even the temperature scale (°C or °F) most familiar to you. The housing is waterproof and rated for IP 67 conditions. The HI 1288 pre-amplified multiparameter probe features an easy to clean sensor and a cloth junction that can be pulled longer to increase the life of the probe. To ensure against interference from transient electrical noise, a solid-state amplifier is integrated into the HI 1288. User selectable features include different TDS factors from 0.45 to 1.00 and a range of temperature coefficients (β) from 0.0 to 2.4% for greater consistency and reproducibility. Standardized buffer recognition values are also selectable. This instrument easily fits in the palm of your hand and the bottom probe connection ensures the electrode cable doesn’t get in your way. The large, multi-level LCD displays the primary reading, temperature and calibration guides simultaneously. Automatic one or two point calibration Multi-level LCD display; The meters display the current measurement simultaneously with the current temperature. On-screen tutorial messages for calibration and setup HOLD; The HOLD button freezes readings on the display for manual recording Automatic Temperature Compensation BEPS (Battery Error Prevention System) alerts the user in the event that low battery power could adversely affect readings Measure pH, EC/TDS and temperature with one probe Battery % displayed on startup Easy to clean and keep clean Order Information: HI 991300 is supplied with HI 1288 multiparameter probe, HI 70004 pH 4.01 buffet solution sachet, HI 70007 pH 7.01 buffer solution sachet, HI 70031 1413 µS/cm calibration solution sachet, HI 70032 1382 mg/L (ppm) calibration solution sachet, HI 700661 electrode cleaning solution sachet, batteries, instructions and rugged carrying case. Product Manuals Manual: Download Specification : Range pH 0.00 to 14.00 pH EC 0 to 3999 µS/cm TDS 0 to 2000 ppm (mg/L) Temperature 0.0 to 60.0°C (32.0 to 140.0°F) Resolution pH 0.01 pH EC 1 µS/cm TDS 1 ppm Temperature 0.1°C (0.1°F) Accuracy pH ±0.01 pH EC ±2% F.S. TDS ±2% F.S. Temperature ±0.5°C (±1.0°F) TDS Conversion Factor selectable 0.45 to 1.00 with 0.01 increments (default 0.50) pH Calibration automatic, one or two point calibration with two sets of memorized buffers (Standard 4.01, 7.01, 10.01 or NIST 4.01, 6.86, 9.18) EC/TDS Calibration automatic, 1 point at 1382 ppm (CONV 0.5) at 1500 ppm (CONV 0.7) at 1413 µS/cm (others) Temperature Compensation pH Automatic EC/TDS Automatic with selectable ß from 0.0 to 2.4%/°C with 0.1 increments Probe HI 1288 PVC body, pre-amplified multiparameter probe with internal temperature sensor, DIN connector and 1.2 m (3.93’) cable (included) Battery Type / Life 1.5V AAA (3) /approximately 500 hours of continuous use. auto-off after 8 minutes of inactivity Environment 0 to 50°C (32 to 122°F); RH max 100% Dimensions 152 x 58 x 30 mm (6.0 x 2.3 x 1.2”) Weight 205 g (7.2 oz.) | <div aria-labelledby="tab-title-description" class="woocommerce-Tabs-panel woocommerce-Tabs-panel--description panel entry-content active" id="tab-description" role="tabpanel"> <p style="text-align: justify;"><strong>HI991300 </strong>เป็นเครื่องวัด pH และ เครื่องวัด EC Meter และเครื่องวัด TDS Meter และอุณหภูมิจาก Hanna เหมาะสำหรับทุกการทดสอบคุณภาพน้ำได้แก่ น้ำดื่ม การควบคุมน้ำ การเพาะเลี้ยงสัตว์น้ำ การปลูกพืช ไฮโดรโปนิกส์ ห้องปฏิบัติการและการทดสอบทางวิทยาศาสตร์ สระว่ายน้ำ สปา การทดสอบนิเวศวิทยา บำบัดน้ำและอื่นๆ คู่มือการใช้งานภาษาไทย<strong><br/> </strong></p> <p style="text-align: justify;"><strong><br/> HI 991300</strong> has been designed to offer you pH, conductivity, total dissolved solids and temperature measurements all in a slim, lightweight, portable unit. From purified to brine water measurement, you can select the meter which will work best with your range of conductivity for greater precision.</p> <p style="text-align: justify;">There are only 2 buttons, yet you can select from a range of calibration buffers and even the temperature scale (°C or °F) most familiar to you. The housing is waterproof and rated for IP 67 conditions.</p> <p style="text-align: justify;">The HI 1288 pre-amplified multiparameter probe features an easy to clean sensor and a cloth junction that can be pulled longer to increase the life of the probe. To ensure against interference from transient electrical noise, a solid-state amplifier is integrated into the HI 1288.</p> <p style="text-align: justify;">User selectable features include different TDS factors from 0.45 to 1.00 and a range of temperature coefficients (β) from 0.0 to 2.4% for greater consistency and reproducibility. Standardized buffer recognition values are also selectable.</p> <p style="text-align: justify;">This instrument easily fits in the palm of your hand and the bottom probe connection ensures the electrode cable doesn’t get in your way. The large, multi-level LCD displays the primary reading, temperature and calibration guides simultaneously.</p> <ul> <li style="text-align: justify;">Automatic one or two point calibration</li> <li style="text-align: justify;">Multi-level LCD display; The meters display the current measurement simultaneously with the current temperature.</li> <li style="text-align: justify;">On-screen tutorial messages for calibration and setup</li> <li style="text-align: justify;">HOLD; The HOLD button freezes readings on the display for manual recording</li> <li style="text-align: justify;">Automatic Temperature Compensation</li> <li style="text-align: justify;">BEPS (Battery Error Prevention System) alerts the user in the event that low battery power could adversely affect readings</li> <li style="text-align: justify;">Measure pH, EC/TDS and temperature with one probe</li> <li style="text-align: justify;">Battery % displayed on startup</li> <li style="text-align: justify;">Easy to clean and keep clean</li> </ul> <p style="text-align: justify;"> <p style="text-align: justify;"><strong>Order Information:</strong> HI 991300 is supplied with HI 1288 multiparameter probe, HI 70004 pH 4.01 buffet solution sachet, HI 70007 pH 7.01 buffer solution sachet, HI 70031 1413 µS/cm calibration solution sachet, HI 70032 1382 mg/L (ppm) calibration solution sachet, HI 700661 electrode cleaning solution sachet, batteries, instructions and rugged carrying case.</p> <p> </p> <div><strong>Product Manuals</strong></div> <p><img align="absmiddle" alt="" border="0" decoding="async" height="22" loading="lazy" src="http://www.hannainst.com/usa/images/icon-pdf.gif" width="20"/> Manual: <a href="http://www.hannainst.com/manuals/manHI_991300_01.pdf" rel="noopener" target="_blank" title="Download Product Manual">Download</a></p> <p><strong>Specification :</strong></p> <table class="spec_table"> <tbody> <tr> <td>Range</td> <td>pH</td> <td>0.00 to 14.00 pH</td> </tr> <tr> <td></td> <td>EC</td> <td>0 to 3999 µS/cm</td> </tr> <tr> <td></td> <td>TDS</td> <td>0 to 2000 ppm (mg/L)</td> </tr> <tr> <td></td> <td>Temperature</td> <td>0.0 to 60.0°C (32.0 to 140.0°F)</td> </tr> <tr> <td>Resolution</td> <td>pH</td> <td>0.01 pH</td> </tr> <tr> <td></td> <td>EC</td> <td>1 µS/cm</td> </tr> <tr> <td></td> <td>TDS</td> <td>1 ppm</td> </tr> <tr> <td></td> <td>Temperature</td> <td>0.1°C (0.1°F)</td> </tr> <tr> <td>Accuracy</td> <td>pH</td> <td>±0.01 pH</td> </tr> <tr> <td></td> <td>EC</td> <td>±2% F.S.</td> </tr> <tr> <td></td> <td>TDS</td> <td>±2% F.S.</td> </tr> <tr> <td></td> <td>Temperature</td> <td>±0.5°C (±1.0°F)</td> </tr> <tr> <td>TDS Conversion Factor</td> <td></td> <td>selectable 0.45 to 1.00 with 0.01 increments (default 0.50)</td> </tr> <tr> <td>pH Calibration</td> <td></td> <td>automatic, one or two point calibration with two sets of memorized buffers (Standard 4.01, 7.01, 10.01 or NIST 4.01, 6.86, 9.18)</td> </tr> <tr> <td>EC/TDS Calibration</td> <td></td> <td>automatic, 1 point at 1382 ppm (CONV 0.5) at 1500 ppm (CONV 0.7) at 1413 µS/cm (others)</td> </tr> <tr> <td>Temperature Compensation</td> <td>pH</td> <td>Automatic</td> </tr> <tr> <td></td> <td>EC/TDS</td> <td>Automatic with selectable ß from 0.0 to 2.4%/°C with 0.1 increments</td> </tr> <tr> <td>Probe</td> <td></td> <td>HI 1288 PVC body, pre-amplified multiparameter probe with internal temperature sensor, DIN connector and 1.2 m (3.93’) cable (included)</td> </tr> <tr> <td>Battery Type / Life</td> <td></td> <td>1.5V AAA (3) /approximately 500 hours of continuous use. auto-off after 8 minutes of inactivity</td> </tr> <tr> <td>Environment</td> <td></td> <td>0 to 50°C (32 to 122°F); RH max 100%</td> </tr> <tr> <td>Dimensions</td> <td></td> <td>152 x 58 x 30 mm (6.0 x 2.3 x 1.2”)</td> </tr> <tr> <td>Weight</td> <td></td> <td>205 g (7.2 oz.)</td> </tr> </tbody> </table> </p></div> | HI991300 Multiparameter pH / EC / TDS / ° C waterproof – 0-3900 uS / cm / 0 to 2000 ppm (mg / L) | <div class="product-short-description"> <p>HI991300 Multiparameter pH / EC / TDS / ° C waterproof – 0-3900 uS / cm / 0 to 2000 ppm (mg / L)</p> </div> | https://www.hannathailand.com/wp-content/uploads/2022/06/hi991300_c720x72041235e8b36d4432eae66e66eb7a32aee.jpg | เครื่องวัดปริมาณคลอรีนอิสระ รุ่น HI701 , เซ็นเซอร์วัดออกซิเจนในน้ำสำหรับ HI9829 มัลติพารามิเตอร์ , เครื่องวัดปริมาณโบรมีน ในตัวอย่างน้ำ รุ่น HI716 , เครื่องควบคุมค่าความนำไฟฟ้า , ซัลไฟด์สารต้านอนุมูลอิสระบัฟเฟอร์ , น้ำยามาตรฐานสอบเทียบ , เครื่องวัดปริมาณไอโอดีน รุ่น HI718 , เครื่องวัดปริมาณฟอสฟอรัส ช่วงต่ำมาก รุ่น HI736 | <a class="woocommerce-LoopProduct-link woocommerce-loop-product__link" href="https://www.hannathailand.com/product/hi701-checker-hc-free-chlorine/">เครื่องวัดปริมาณคลอรีนอิสระ รุ่น HI701</a> , <a class="woocommerce-LoopProduct-link woocommerce-loop-product__link" href="https://www.hannathailand.com/product/hi7609829-2/">เซ็นเซอร์วัดออกซิเจนในน้ำสำหรับ HI9829 มัลติพารามิเตอร์</a> , <a class="woocommerce-LoopProduct-link woocommerce-loop-product__link" href="https://www.hannathailand.com/product/hi716-checker-hc-bromine/">เครื่องวัดปริมาณโบรมีน ในตัวอย่างน้ำ รุ่น HI716</a> , <a class="woocommerce-LoopProduct-link woocommerce-loop-product__link" href="https://www.hannathailand.com/product/hi8931cn/">เครื่องควบคุมค่าความนำไฟฟ้า</a> , <a class="woocommerce-LoopProduct-link woocommerce-loop-product__link" href="https://www.hannathailand.com/product/hi4015-00/">ซัลไฟด์สารต้านอนุมูลอิสระบัฟเฟอร์</a> , <a class="woocommerce-LoopProduct-link woocommerce-loop-product__link" href="https://www.hannathailand.com/product/hi9828-25/">น้ำยามาตรฐานสอบเทียบ</a> , <a class="woocommerce-LoopProduct-link woocommerce-loop-product__link" href="https://www.hannathailand.com/product/hi718-checker-hc-iodine/">เครื่องวัดปริมาณไอโอดีน รุ่น HI718</a> , <a class="woocommerce-LoopProduct-link woocommerce-loop-product__link" href="https://www.hannathailand.com/product/phosphorous-marine/">เครื่องวัดปริมาณฟอสฟอรัส ช่วงต่ำมาก รุ่น HI736</a> | https://www.hannathailand.com/wp-content/uploads/2022/06/hi991300_c720x72041235e8b36d4432eae66e66eb7a32aee-600x600.jpg , https://www.hannathailand.com/wp-content/uploads/2021/12/hi991301hand720x720f109bc849db741909f489e0b65d75543-500x500.jpg , https://www.hannathailand.com/wp-content/uploads/2021/12/hi991301quickconnect720x720e9e2d6afec20459e99eaa3e960fc1845-500x500.jpg , https://www.hannathailand.com/wp-content/uploads/2021/11/hi701-500x500.jpg , https://www.hannathailand.com/wp-content/uploads/2021/07/5-500x500.jpg , https://www.hannathailand.com/wp-content/uploads/2022/06/miniphotometerfurfreiesgesamtchlor704_11-600x600.jpg , https://www.hannathailand.com/wp-content/uploads/2021/07/2-500x500.jpg , https://www.hannathailand.com/wp-content/uploads/2021/07/7-500x500.jpg , https://www.hannathailand.com/wp-content/uploads/2021/07/8-500x500.jpg , https://www.hannathailand.com/wp-content/uploads/2022/06/miniphotometerfuriod829_11-600x600.jpg , https://www.hannathailand.com/wp-content/uploads/2021/12/HI736-600x600.jpg
30 | เครื่องวัดคุณภาพน้ำ แบบหลายพารามิเตอร์ ช่วงสูง รุ่น HI991301 (pH/EC/TDS/°C) | สินค้าทั้งหมด , เครื่องวัดการนำไฟฟ้า/ของแข็งละลายในน้ำ , เครื่องวัดความเป็นกรด-ด่าง/โออาร์พี , เครื่องวัดคุณภาพน้ำแบบหลายพารามิเตอร์ , แบบภาคสนาม , แบบภาคสนาม , แบบภาคสนาม | https://www.hannathailand.com/product-category/tds-meter/tds-fieldwork/ | https://www.hannathailand.com/product/multiparameter-ph-ec-tds-temp/ | HI991301 | 29,960.00 |  | <div aria-labelledby="tab-title-additional_information" class="woocommerce-Tabs-panel woocommerce-Tabs-panel--additional_information panel entry-content" id="tab-additional_information" role="tabpanel"> </div> | HI991301 ได้รับการออกแบบมาเพื่อนำเสนอค่า pH การนำไฟฟ้า ของแข็งที่ละลายได้ทั้งหมด และอุณหภูมิ ทั้งหมดนี้อยู่ในอุปกรณ์พกพาที่บาง น้ำหนักเบา ตั้งแต่การวัดค่าน้ำบริสุทธิ์ไปจนถึงน้ำเกลือ คุณสามารถเลือกมิเตอร์ที่จะทำงานได้ดีที่สุดกับช่วงค่าการนำไฟฟ้าของคุณเพื่อความแม่นยำที่มากขึ้น มีเพียง 2 ปุ่มเท่านั้น แต่คุณสามารถเลือกจากช่วงบัฟเฟอร์การสอบเทียบและแม้แต่ระดับอุณหภูมิ (°C หรือ °F) ที่คุณคุ้นเคยที่สุด ตัวเครื่องกันน้ำและได้รับการจัดระดับสำหรับสภาวะ IP 67 การสอบเทียบอัตโนมัติหนึ่งหรือสองจุด จอแสดงผล LCD หลายระดับ; มิเตอร์แสดงการวัดกระแสพร้อมกันกับอุณหภูมิปัจจุบัน ข้อความแนะนำบนหน้าจอสำหรับการสอบเทียบและการตั้งค่า ถือ; ปุ่ม HOLD จะหยุดการอ่านค่าบนหน้าจอเพื่อบันทึกด้วยตนเอง การชดเชยอุณหภูมิอัตโนมัติ BEPS (ระบบป้องกันข้อผิดพลาดของแบตเตอรี่) แจ้งเตือนผู้ใช้ในกรณีที่พลังงานแบตเตอรี่ต่ำอาจส่งผลเสียต่อการอ่านค่า วัดค่า pH, EC/TDS และอุณหภูมิด้วยโพรบเดียว % แบตเตอรี่แสดงเมื่อเริ่มต้น ทำความสะอาดง่ายและรักษาความสะอาด HI991301 has been designed to offer you pH, conductivity, total dissolved solids and temperature measurements all in a slim, lightweight, portable unit. From purified to brine water measurement, you can select the meter which will work best with your range of conductivity for greater precision. There are only 2 buttons, yet you can select from a range of calibration buffers and even the temperature scale (°C or °F) most familiar to you. The housing is waterproof and rated for IP 67 conditions. The HI 1288 pre-amplified multiparameter probe features an easy to clean sensor and a cloth junction that can be pulled longer to increase the life of the probe. To ensure against interference from transient electrical noise, a solid-state amplifier is integrated into the HI 1288. User selectable features include different TDS factors from 0.45 to 1.00 and a range of temperature coefficients (β) from 0.0 to 2.4% for greater consistency and reproducibility. Standardized buffer recognition values are also selectable. This instrument easily fits in the palm of your hand and the bottom probe connection ensures the electrode cable doesn’t get in your way. The large, multi-level LCD displays the primary reading, temperature and calibration guides simultaneously. Automatic one or two point calibration Multi-level LCD display; The meters display the current measurement simultaneously with the current temperature. On-screen tutorial messages for calibration and setup HOLD; The HOLD button freezes readings on the display for manual recording Automatic Temperature Compensation BEPS (Battery Error Prevention System) alerts the user in the event that low battery power could adversely affect readings Measure pH, EC/TDS and temperature with one probe Battery % displayed on startup Easy to clean and keep clean Order Information: HI 991301 is supplied with HI 1288 multiparameter probe, HI 70004 pH 4.01 buffet sachet, HI 70007 pH 7.01 buffer sachet, HI 70030 12880 µS/cm calibration solution sachet, HI 70038 6.44 g/L (ppt) calibration solution sachet, HI 700661 electrode cleaning solution sachet, batteries, instructions and rugged carrying case. Product Manuals Manual: Download Specification : Range pH 0.00 to 14.00 pH EC 0.00 to 20.00 mS/cm TDS 0.00 to 10.00 ppt (g/L) Temperature 0.0 to 60.0°C (32.0 to 140.0°F) Resolution pH 0.01 pH EC 0.01 mS/cm TDS 0.01 ppt Temperature 0.1°C (0.1°F) Accuracy pH ±0.01 pH EC ±2% F.S. TDS ±2% F.S. Temperature ±0.5°C (±1.0°F) TDS Conversion Factor selectable 0.45 to 1.00 with 0.01 increments (default 0.50) pH Calibration automatic, one or two point calibration with two sets of memorized buffers (Standard 4.01, 7.01, 10.01 or NIST 4.01, 6.86, 9.18) EC/TDS Calibration automatic, 1 point at 6.44 ppt (CONV 0.5) at 9.02 ppt (CONV 0.7) at 12880 µS/cm (others) Temperature Compensation pH Automatic EC/TDS Automatic with selectable ß from 0.0 to 2.4%/°C with 0.1 increments Probe HI 1288 PVC body, pre-amplified multiparameter probe with internal temperature sensor, DIN connector and 1.2 m (3.93’) cable (included) Battery Type / Life 1.5V AAA (3) /approximately 500 hours of continuous use. auto-off after 8 minutes of inactivity Environment 0 to 50°C (32 to 122°F); RH max 100% Dimensions 152 x 58 x 30 mm (6.0 x 2.3 x 1.2”) Weight 205 g (7.2 oz.) | <div aria-labelledby="tab-title-description" class="woocommerce-Tabs-panel woocommerce-Tabs-panel--description panel entry-content active" id="tab-description" role="tabpanel"> <p>HI991301 ได้รับการออกแบบมาเพื่อนำเสนอค่า pH การนำไฟฟ้า ของแข็งที่ละลายได้ทั้งหมด และอุณหภูมิ ทั้งหมดนี้อยู่ในอุปกรณ์พกพาที่บาง น้ำหนักเบา ตั้งแต่การวัดค่าน้ำบริสุทธิ์ไปจนถึงน้ำเกลือ คุณสามารถเลือกมิเตอร์ที่จะทำงานได้ดีที่สุดกับช่วงค่าการนำไฟฟ้าของคุณเพื่อความแม่นยำที่มากขึ้น</p> <p>มีเพียง 2 ปุ่มเท่านั้น แต่คุณสามารถเลือกจากช่วงบัฟเฟอร์การสอบเทียบและแม้แต่ระดับอุณหภูมิ (°C หรือ °F) ที่คุณคุ้นเคยที่สุด ตัวเครื่องกันน้ำและได้รับการจัดระดับสำหรับสภาวะ IP 67</p> <ul> <li>การสอบเทียบอัตโนมัติหนึ่งหรือสองจุด</li> <li>จอแสดงผล LCD หลายระดับ; มิเตอร์แสดงการวัดกระแสพร้อมกันกับอุณหภูมิปัจจุบัน</li> <li>ข้อความแนะนำบนหน้าจอสำหรับการสอบเทียบและการตั้งค่า</li> <li>ถือ; ปุ่ม HOLD จะหยุดการอ่านค่าบนหน้าจอเพื่อบันทึกด้วยตนเอง</li> <li>การชดเชยอุณหภูมิอัตโนมัติ</li> <li>BEPS (ระบบป้องกันข้อผิดพลาดของแบตเตอรี่) แจ้งเตือนผู้ใช้ในกรณีที่พลังงานแบตเตอรี่ต่ำอาจส่งผลเสียต่อการอ่านค่า</li> <li>วัดค่า pH, EC/TDS และอุณหภูมิด้วยโพรบเดียว</li> <li>% แบตเตอรี่แสดงเมื่อเริ่มต้น</li> <li>ทำความสะอาดง่ายและรักษาความสะอาด</li> </ul> <p style="text-align: justify;"> <p>HI991301 has been designed to offer you pH, conductivity, total dissolved solids and temperature measurements all in a slim, lightweight, portable unit. From purified to brine water measurement, you can select the meter which will work best with your range of conductivity for greater precision.</p> <p style="text-align: justify;">There are only 2 buttons, yet you can select from a range of calibration buffers and even the temperature scale (°C or °F) most familiar to you. The housing is waterproof and rated for IP 67 conditions.</p> <p style="text-align: justify;">The HI 1288 pre-amplified multiparameter probe features an easy to clean sensor and a cloth junction that can be pulled longer to increase the life of the probe. To ensure against interference from transient electrical noise, a solid-state amplifier is integrated into the HI 1288.</p> <p style="text-align: justify;">User selectable features include different TDS factors from 0.45 to 1.00 and a range of temperature coefficients (β) from 0.0 to 2.4% for greater consistency and reproducibility. Standardized buffer recognition values are also selectable.</p> <p style="text-align: justify;">This instrument easily fits in the palm of your hand and the bottom probe connection ensures the electrode cable doesn’t get in your way. The large, multi-level LCD displays the primary reading, temperature and calibration guides simultaneously.</p> <ul> <li>Automatic one or two point calibration</li> <li>Multi-level LCD display; The meters display the current measurement simultaneously with the current temperature.</li> <li>On-screen tutorial messages for calibration and setup</li> <li>HOLD; The HOLD button freezes readings on the display for manual recording</li> <li>Automatic Temperature Compensation</li> <li>BEPS (Battery Error Prevention System) alerts the user in the event that low battery power could adversely affect readings</li> <li>Measure pH, EC/TDS and temperature with one probe</li> <li>Battery % displayed on startup</li> <li>Easy to clean and keep clean</li> </ul> <p> </p> <p style="text-align: justify;"><strong>Order Information:</strong> HI 991301 is supplied with HI 1288 multiparameter probe, HI 70004 pH 4.01 buffet sachet, HI 70007 pH 7.01 buffer sachet, HI 70030 12880 µS/cm calibration solution sachet, HI 70038 6.44 g/L (ppt) calibration solution sachet, HI 700661 electrode cleaning solution sachet, batteries, instructions and rugged carrying case.</p> <div><strong>Product Manuals</strong></div> <p style="text-align: justify;"><img align="absmiddle" alt="" border="0" decoding="async" height="22" loading="lazy" src="http://www.hannainst.com/usa/images/icon-pdf.gif" width="20"/> Manual: <a href="http://www.hannainst.com/manuals/manHI_991300_01.pdf" rel="noopener" target="_blank" title="Download Product Manual">Download</a></p> <p><strong>Specification :</strong></p> <table class="spec_table"> <tbody> <tr> <td>Range</td> <td>pH</td> <td>0.00 to 14.00 pH</td> </tr> <tr> <td></td> <td>EC</td> <td>0.00 to 20.00 mS/cm</td> </tr> <tr> <td></td> <td>TDS</td> <td>0.00 to 10.00 ppt (g/L)</td> </tr> <tr> <td></td> <td>Temperature</td> <td>0.0 to 60.0°C (32.0 to 140.0°F)</td> </tr> <tr> <td>Resolution</td> <td>pH</td> <td>0.01 pH</td> </tr> <tr> <td></td> <td>EC</td> <td>0.01 mS/cm</td> </tr> <tr> <td></td> <td>TDS</td> <td>0.01 ppt</td> </tr> <tr> <td></td> <td>Temperature</td> <td>0.1°C (0.1°F)</td> </tr> <tr> <td>Accuracy</td> <td>pH</td> <td>±0.01 pH</td> </tr> <tr> <td></td> <td>EC</td> <td>±2% F.S.</td> </tr> <tr> <td></td> <td>TDS</td> <td>±2% F.S.</td> </tr> <tr> <td></td> <td>Temperature</td> <td>±0.5°C (±1.0°F)</td> </tr> <tr> <td>TDS Conversion Factor</td> <td></td> <td>selectable 0.45 to 1.00 with 0.01 increments (default 0.50)</td> </tr> <tr> <td>pH Calibration</td> <td></td> <td>automatic, one or two point calibration with two sets of memorized buffers (Standard 4.01, 7.01, 10.01 or NIST 4.01, 6.86, 9.18)</td> </tr> <tr> <td>EC/TDS Calibration</td> <td></td> <td>automatic, 1 point at 6.44 ppt (CONV 0.5) at 9.02 ppt (CONV 0.7) at 12880 µS/cm (others)</td> </tr> <tr> <td>Temperature Compensation</td> <td>pH</td> <td>Automatic</td> </tr> <tr> <td></td> <td>EC/TDS</td> <td>Automatic with selectable ß from 0.0 to 2.4%/°C with 0.1 increments</td> </tr> <tr> <td>Probe</td> <td></td> <td>HI 1288 PVC body, pre-amplified multiparameter probe with internal temperature sensor, DIN connector and 1.2 m (3.93’) cable (included)</td> </tr> <tr> <td>Battery Type / Life</td> <td></td> <td>1.5V AAA (3) /approximately 500 hours of continuous use. auto-off after 8 minutes of inactivity</td> </tr> <tr> <td>Environment</td> <td></td> <td>0 to 50°C (32 to 122°F); RH max 100%</td> </tr> <tr> <td>Dimensions</td> <td></td> <td>152 x 58 x 30 mm (6.0 x 2.3 x 1.2”)</td> </tr> <tr> <td>Weight</td> <td></td> <td>205 g (7.2 oz.)</td> </tr> </tbody> </table> </p></div> | HI991301 Multiparameter pH / EC / TDS / ° C waterproof – 0 to 20.00 mS / cm / 0 by 10.00 g / L | <div class="product-short-description"> <p>HI991301 Multiparameter pH / EC / TDS / ° C waterproof – 0 to 20.00 mS / cm / 0 by 10.00 g / L</p> </div> | https://www.hannathailand.com/wp-content/uploads/2022/06/hi991301_c720x720ddd0371e3b954215b89c0fdea8133f90.jpg | เครื่องวัดปริมาณฟอสฟอรัส ช่วงต่ำมาก รุ่น HI736 , เครื่องวัดปริมาณคลอรีนอิสระ รุ่น HI701 , เครื่องวัดปริมาณฟอสฟอรัส ช่วงสูง รุ่น HI706 , เครื่องวัดปริมาณแอมโมเนีย ช่วงสูง รุ่น HI733 , น้ำยามาตรฐานสอบเทียบ ค่ามาตรฐานความเค็ม , น้ำยามาตรฐานสอบเทียบ , เครื่องวัดปริมาณไอโอดีน รุ่น HI718 , เครื่องวัดคลอรีน | <a class="woocommerce-LoopProduct-link woocommerce-loop-product__link" href="https://www.hannathailand.com/product/phosphorous-marine/">เครื่องวัดปริมาณฟอสฟอรัส ช่วงต่ำมาก รุ่น HI736</a> , <a class="woocommerce-LoopProduct-link woocommerce-loop-product__link" href="https://www.hannathailand.com/product/hi701-checker-hc-free-chlorine/">เครื่องวัดปริมาณคลอรีนอิสระ รุ่น HI701</a> , <a class="woocommerce-LoopProduct-link woocommerce-loop-product__link" href="https://www.hannathailand.com/product/hi706-checker-hc-phosphorous-hr/">เครื่องวัดปริมาณฟอสฟอรัส ช่วงสูง รุ่น HI706</a> , <a class="woocommerce-LoopProduct-link woocommerce-loop-product__link" href="https://www.hannathailand.com/product/hi733-checker-hc-ammonia-hr/">เครื่องวัดปริมาณแอมโมเนีย ช่วงสูง รุ่น HI733</a> , <a class="woocommerce-LoopProduct-link woocommerce-loop-product__link" href="https://www.hannathailand.com/product/hi7080l/">น้ำยามาตรฐานสอบเทียบ ค่ามาตรฐานความเค็ม</a> , <a class="woocommerce-LoopProduct-link woocommerce-loop-product__link" href="https://www.hannathailand.com/product/hi9828-25/">น้ำยามาตรฐานสอบเทียบ</a> , <a class="woocommerce-LoopProduct-link woocommerce-loop-product__link" href="https://www.hannathailand.com/product/hi718-checker-hc-iodine/">เครื่องวัดปริมาณไอโอดีน รุ่น HI718</a> , <a class="woocommerce-LoopProduct-link woocommerce-loop-product__link" href="https://www.hannathailand.com/product/free-chlorine/">เครื่องวัดคลอรีน</a> | https://www.hannathailand.com/wp-content/uploads/2022/06/hi991301_c720x720ddd0371e3b954215b89c0fdea8133f90-600x600.jpg , https://www.hannathailand.com/wp-content/uploads/2021/12/hi991301hand720x720f109bc849db741909f489e0b65d75543-500x500.jpg , https://www.hannathailand.com/wp-content/uploads/2021/12/hi991301quickconnect720x720e9e2d6afec20459e99eaa3e960fc1845-500x500.jpg , https://www.hannathailand.com/wp-content/uploads/2021/12/HI736-600x600.jpg , https://www.hannathailand.com/wp-content/uploads/2021/11/hi701-500x500.jpg , https://www.hannathailand.com/wp-content/uploads/2022/06/hi706_400-600x600.jpg , https://www.hannathailand.com/wp-content/uploads/2022/06/miniphotometerfurammoniumhoch2418_11-600x600.jpg , https://www.hannathailand.com/wp-content/uploads/2021/07/11-500x500.jpg , https://www.hannathailand.com/wp-content/uploads/2021/07/8-500x500.jpg , https://www.hannathailand.com/wp-content/uploads/2022/06/miniphotometerfuriod829_11-600x600.jpg , https://www.hannathailand.com/wp-content/uploads/2021/07/1-500x500.jpg
31 | เครื่องวัดคุณภาพน้ำ แบบหลายพารามิเตอร์ รวมถึงค่า pH | แบบภาคสนาม | https://www.hannathailand.com/product-category/spectrophotometer/photometer-fieldwork/ | https://www.hannathailand.com/product/multiparameter-benchtop-photometer-and-ph-meter/ | HI83300 | 9,095.00 |  | <div aria-labelledby="tab-title-additional_information" class="woocommerce-Tabs-panel woocommerce-Tabs-panel--additional_information panel entry-content" id="tab-additional_information" role="tabpanel"> </div> | Multiparameter Benchtop Photometer and pH meter HI83300 is a compact, multiparameter photometer for use in the lab or in the field. The meter is one of the most advanced photometers available with a innovative optical design that utilizes a reference detector and focusing lens to eliminate errors from changes in the light source and from imperfections in the glass cuvette. This meter has 60 different programmed methods measuring 37 key water quality parameters and also offers an absorbance measurement mode for performance verification and for users that would like to develop their own concentration versus absorbance curves. To save valuable laboratory benchtop space, the HI83300 doubles as a professional pH meter with its digital pH/temperature electrode input. Now one meter can be used for both photometric and pH measurements. Advanced optical system Unparalleled performance from a benchtop photometer Digital pH electrode input Save valuable bench space with one meter that works both as a photometer and as a laboratory pH meter Absorbance measuring mode Allows performance verification using CAL Check standards Details From aluminum to zinc, the HI83300 benchtop photometer measures 37 different key water quality parameters using 60 different methods. This photometer features an innovative optical system that uses LEDs, narrow band interference filters, focusing lens and both a silicon photodetector for absorbance measurement and a reference detector to maintain a consistent light source ensures accurate and repeatable photometric readings every time. A digital pH electrode input allows the user to measure pH by a traditional glass electrode. The digital pH electrode has a built in microchip within the probe that stores all of the calibration information. Having the calibration information stored in the probe allows for hot swapping of pH electrodes without having to recalibrate. All pH measurements are automatically compensated for temperature variations with a built in thermistor located in the tip of the sensing bulb for fast and accurate temperature measurement. The HI83300 offers an absorbance measuring mode that allows for CAL Check standards to be used to validate the performance of the system. The absorbance mode allows the user to select one of the five wavelengths of light (420 nm, 466 nm, 525 nm, 575 nm, and 610 nm) to measure and plot their own concentration versus absorbance mode. This is useful for users with their own chemical method and for educators to teach the concept of absorbance by using the Beer-Lambert Law. Two USB ports are provided for transferring data to a flash drive or computer and to use as a power source for the meter. For added convenience and portability the meter can also operate on an internal 3.7 VDC Lithium-polymer rechargeable battery. Features/Benefits: Backlit 128 x 64 Pixel Graphic LCD Display Backlit graphic display allows for easy viewing in low light conditions The 128 x 64 Pixel LCD allows for a simplified user interface with virtual keys and on-screen help to guide the user through use of the meter Built-in Reaction Timer for Photometric Measurements The measurement is taken after the countdown timer expires. Countdown timer ensures that all readings are taken at the appropriate reaction intervals regardless of user for better consistency in measurements Absorbance mode Hanna’s exclusive CAL Check cuvettes for validation of light source and detector Allows for the user to plot concentration versus absorbance for a specific wavelength for use with user supplied chemistry or for teaching principles of photometry Units of Measure Appropriate unit of measure along with chemical form is displayed along with reading Result Conversion Automatically convert readings to other chemical forms with the touch of a button Cuvette Cover Aids in preventing stray light from affecting measurements Digital pH Electrode Input Measure pH and temperature with a single probe Good Laboratory Practice (GLP) to track calibration information including date, time, buffers used, offset and slope for traceability pH CAL Check alerts user to potential problems during the calibration process Space saving having a pH meter and photometer built into one meter Data Logging Up to 1000 photometric and pH readings can be stored by simply pressing the dedicated LOG button. Logged readings are just as easily recalled by pressing the RCL button Sample ID and User ID information can be added to a logged reading using alphanumeric keypad Connectivity Logged readings can be quickly and easily transferred to a flash drive using the USB-A host port or to a computer using the micro USB-B port Data is exported as a .CSV file for use with common spreadsheet programs Battery Status Indicator Indicates the amount of battery life left Error Messages Photometric error messages include no cap, high zero, and standard too low pH calibration messages include clean electrode, check buffer and check probe On-screen Features Method SelectionUsers can easily select any one of the 60 measurement methods via the dedicated METHOD button. Data LoggingUp to 1000 measurement readings can be logged with user and sample ID and recalled for future use. pH Measurement ModeSelecting the pH measurement mode allows for the photometer to be used as a professional pH meter with many features including temperature compensated measurements, automatic two point calibration, and GLP. Advanced Optical System HI83300 is designed with an innovative optical system that incorporates a beam splitter so that light can be used for absorbance readings and for a reference detector. The reference detector monitors the intensity of light and modulates when there is drift due to power fluctuation or the heating of the optical components. Each part has an important role in providing unparalleled performance from a photometer. High Efficiency LED Light Source An LED light source offers superior performance as compared to a tungsten lamp. LEDs have a much higher luminous efficiency, providing more light while using less power. They also produce very little heat, which could otherwise affect the optical components an electronic stability. LEDs are available in a wide array of wavelengths, whereas tungsten lamps are supposed to be white light (all wavelengths of visible light) but actually have a poor blue/violet light output. High Quality Narrow Band Interference Filters The narrow band interference filter not only ensure greater wavelength accuracy (+/- 1 nm) but are extremely efficient. The filters used allow up to 95% of the light from the LED to be transmitted as compared to other filters that are only 75% efficient. The higher efficiency allows for a brighter, stronger light source. The end result is higher measurement stability and less wavelength error. Reference Detector for a Stable Light Source A beam splitter is used as part of the internal reference system of the HI83300 photometer. The reference detector compensates for any drift due to power fluctuations or ambient temperature changes. Now you can rely on a stable source of light between your blank (zero) measurement and sample measurement. Large Cuvette Size The sample cell of the HI83300 fits a round, glass cuvette with a 25 mm path length. Along with the advanced optical components, the larger size of the cuvette greatly reduces errors in rotation from the indexing mark of the cuvettes. The relatively long path length of the sample cuvette allows the light to pass through more of the sample solution, ensuring accurate measurements even in low absorbance samples. Focusing Lens for Greater Light Yield Adding a focusing lens to the optical path allows for the collection of all of the light that exits the cuvette and focusing the light on the silicon photo detector. This novel approach to photometric measurements cancels the errors from imperfections and scratches present in the glass cuvette eliminating the need to index the cuvette. pH Specifications pH Range Photometer: 6.5 to 8.5 pH pH electrode: -2.00 to 16.00 pH pH Resolution Photometer: 0.1 pH pH electrode: 0.1 pH pH Accuracy Photometer: ±0.1 pH pH electrode: ±0.01 pH pH Calibration Automatic one or two point calibration with one set of standard buffers available (4.01, 6.86, 7.01, 9.18, 10.01) pH Temperature Compensation Automatic (-5.0 to 100.0 oC; 23.0 to 212.0 oF); limits reduced based on the pH electrode used pH CAL Check (electrode diagnostics) clean electrode and check buffer/check probe displayed during calibration pH Method Photometer: phenol red pH-mV Range ±1000 mV pH-mV Resolution 0.1 mV pH-mV Accuracy ±0.2 mV Oxygen, Dissolved Specifications Oxygen, Dissolved Range 0.0 to 10.0 mg/L (as O2) Oxygen, Dissolved Resolution 0.1 mg/L Oxygen, Dissolved Accuracy ±0.4 mg/L ±3% of reading Oxygen, Dissolved Method Adaptation of the Standard Methods for the Examination of Water and Wastewater, 18th edition, Azide modified Winkler method Absorbance Specifications Absorbance Range 0.000 to 4.000 Abs Absorbance Resolution 0.001 Abs Absorbance Accuracy +/-0.003Abs @ 1.000 Abs Alkalinity Alkalinity Range Freshwater: 0 to 500 mg/L (as CaCO3) Seawater: 0 to 500 mg/L (as CaCO3) Alkalinity Resolution 1 mg/L Alkalinity Accuracy ±5 mg/L ±5% of reading Alkalinity Method Colorimetric method Aluminum Specifications Aluminum Range 0.00 to 1.00 mg/L (as Al3+) Aluminum Resolution 0.01 mg/L Aluminum Accuracy ±0.04 mg/L ±4% of reading Aluminum Method Adaptation of the aluminon method Ammonia Specifications Ammonia Range Low Range: 0.00 to 3.00 mg/L (as NH3-N)Medium Range: 0.00 to 10.00 mg/L (as NH3-N)High Range: 0.0 to 100.0 mg/L (as NH3-N) Ammonia Resolution 0.01 mg/L; 0.1 mg/L Ammonia Accuracy Low Range: ±0.04 mg/L ±4% of reading Medium Range: ±0.05 mg/L ±5% of reading High range: ±0.5 mg/L ±5% of reading at 25 °C Ammonia Method Adaptation of the ASTM Manual of Water and Environmental Technology, D1426-92, Nessler method Anionic Surfactants Specifications Anionic Surfactants Range 0.00 to 3.50 mg/L (as SDBS) Anionic Surfactants Resolution 0.01 mg/L Anionic Surfactants Accuracy ±0.04 mg/L ±3% of reading Anionic Surfactants Method Adaptation of the USEPA method 425.1 and Standard Methods for the Examination of Water and Wastewater, 20th edition, 5540C, Anionic Surfactants as MBAS. Bromine Specifications Bromine Range 0.00 to 8.00 mg/L (as Br2) Bromine Resolution 0.01 mg/L Bromine Accuracy ±0.08 mg/L ±3% of reading Bromine Method Adaptation of the Standard Methods for the Examination of Water and Wastewater, 18th edition, DPD method. Calcium Specifications Calcium Range Freshwater: 0 to 400 mg/L (as Ca2+)Seawater: 200 to 600 mg/L (as Ca2+) Calcium Resolution 1 mg/L Calcium Accuracy Freshwater: ±10 mg/L ±5% of readingSeawater: ±6% of reading Calcium Method Freshwater: Adaptation of the Oxalate method Seawater: Adaptation of the Zincon method Chlorine Dioxide Specifications Chlorine Dioxide Range 0.00 to 2.00 mg/L (as ClO2) Chlorine Dioxide Resolution 0.01 mg/L Chlorine Dioxide Accuracy ±0.10 mg/L ±5% of reading Chlorine Dioxide Method Adaptation of the Chlorophenol Red method. Chlorine Specifications Total Chlorine Range 0.00 to 5.00 mg/L (as Cl2)Ultra Low Range: 0.000 to 0.500 mg/L (as Cl2) Ultra High Range: 0 to 500 mg/L (as Cl2) Total Chlorine Resolution 0.01 mg/L; 0.001 mg/L; 1 mg/L Total Chlorine Accuracy ±0.03 mg/L ±3% of readingUltra Low Range: ±0.020 mg/L ±3% of reading Ultra High Range: ±3 mg/L ±3% of reading Chlorine Method Adaptation of the EPA 330.5 DPD method Free Chlorine (ULR) & Total Chlorine (UHR): Adaptation of the Standard Methods for Examination of Water and Wastewater, 20th edition, 4500-Cl Chromium, Hexavalent Specifications Chromium, Hexavalent Range Low Range: 0 to 300 μg/L (as Cr6+) High Range: 0 to 1000 μg/L (as Cr6+) Chromium, Hexavalent Resolution 1 μg/L Chromium, Hexavalent Accuracy Low Range: ±1 μg/L ±4% of reading High Range: ±5 μg/L ±4% of reading Chromium, Hexavalent Method Adaptation of the ASTM Manual of Water and Environmental Technology, D1687-92, Diphenylcarbohydrazide method. Color, Water Specifications Color, Water Range 0 to 500 PCU (Platinum Cobalt Units) Color, Water Resolution 1 PCU Color, Water Accuracy ±10 PCU ±5% of reading Color, Water Method Adaptation of the Standard Methods for the Examination of Water and Wastewater, 18th edition, Colorimetric Platinum Cobalt method. Copper Specifications Copper Range Low Range: 0.000 to 1.500 mg/L (as Cu2+)High range: 0.00 to 5.00 mg/L (as Cu2+) Copper Resolution 0.001 mg/L; 0.01 mg/L Copper Accuracy Low Range: ±0.01 mg/L ±5% of reading High Range ±0.02 mg/L ±4% of reading Copper Method Adaptation of the EPA bicinchoninate method Cyanuric Acid Specifications Cyanuric Acid Range 0 to 80 mg/L (as CYA) Cyanuric Acid Resolution 1 mg/L Cyanuric Acid Accuracy ±1 mg/L ±15% of reading Cyanuric Acid Method Adaptation of the turbidimetric method Fluoride Specifications Fluoride Range Low Range: 0.00 to 2.00 mg/L (as F–) High range: 0.0 to 20.0 mg/L (as F–) Fluoride Resolution 0.01 mg/L; 0.1 mg/L Fluoride Accuracy Low Range: ±0.03 mg/L ±3% of reading High Range: ±0.5 mg/L ±3% of reading Fluoride Method Adaptation of the Standard Methods for the Examination of Water and Wastewater, 18th edition, SPADNS method Hardness, Total Specifications Hardness, Total Range Low Range: 0 to 250 mg/L (as CaCO3)Medium Range: 200 to 500 mg/L (as CaCO3)High Range: 400 to 750 mg/L (as CaCO3) Hardness, Total Resolution 1 mg/L Hardness, Total Accuracy Low Range: ±5 mg/L ±4% of reading Medium Range: ±7 mg/L ±3% of reading High Range: ±10 mg/L ±2% of reading Hardness, Total Method Adaptation of the EPA recommended method 130.1 Hardness, Calcium Specifications Hardness, Calcium Range 0.00 to 2.70 mg/L (as CaCO3) Hardness, Calcium Resolution 0.01 mg/L Hardness, Calcium Accuracy ±0.11 mg/L ±5% of reading Hardness, Calcium Method Adaptation of the Standard Methods for the Examination of Water and Wastewater, 18th edition, Calmagite method Hardness, Magnesium Specifications Hardness, Magnesium Range 0.00 to 2.00 mg/L (as CaCO3) Hardness, Magnesium Resolution 0.01 mg/L Hardness, Magnesium Accuracy ±0.11 mg/L ±5% of reading Hardness, Magnesium Method Adaptation of the Standard Methods for the Examination of Water and Wastewater, 18th edition, EDTA Colorimetric method Hydrazine Specifications Hydrazine Range 0 to 400 μg/L (as N2H4) Hydrazine Resolution 1 μg/L Hydrazine Accuracy ±4% of full scale reading Hydrazine Method Adaptation of the ASTM Manual of Water and Environmental Technology, method D1385-88, p-Dimethylaminobenzaldehyde method Iodine Specifications Iodine Range 0.0 to 12.5 mg/L (as I2) Iodine Resolution 0.1 mg/L Iodine Accuracy ±0.1 mg/L ±5% of reading Iodine Method Adaptation of the Standard Methods for the Examination of Water and Wastewater, 18th edition, DPD method Iron Specifications Iron Range Low Range: 0.000 to 1.600 mg/L (as Fe)High Range: 0.00 to 5.00 mg/L (as Fe) Iron Resolution 0.001 mg/L; 0.01 mg/L Iron Accuracy Low Range: ±0.01 mg/L ±8% of reading High Range: ±0.04 mg/L ±2% of reading Iron Method Low Range: Adaptation of the TPTZ Method High Range: Adaptation of the EPA Phenanthroline method 315B, for natural and treated waters Magnesium Specifications Magnesium Range 0 to 150 mg/L (as Mg2+) Magnesium Resolution 1 mg/L Magnesium Accuracy ±5 mg/L ±3% of reading Magnesium Method Adaptation of the Calmagite method Manganese Specifications Manganese Range Low Range: 0 to 300 μg/L (as Mn)High Range: 0.0 to 20.0 (as Mn) Manganese Resolution 1 μg/L; 0.1 mg/L Manganese Accuracy Low Range: ±10 μg/L ±3% of reading High Range: ±0.2 mg/L ±3% of reading Manganese Method Low Range: Adaptation of the PAN MethodHigh Range: Adaptation of the Standard Methods for the Examination of Water and Wastewater, 18th edition, Periodate method Molybdenum Specifications Molybdenum Range 0.0 to 40.0 mg/L (as Mo6+) Molybdenum Resolution 0.1 mg/L Molybdenum Accuracy ±0.3 mg/L ±5% of reading Molybdenum Method Adaptation of the mercaptoacetic acid method Nickel Specifications Nickel Range Low Range: 0.000 to 1.000 mg/L (as Ni) High Range: 0.00 to 7.00 g/L (as Ni) Nickel Resolution 0.001 mg/L; 0.01 g/L Nickel Accuracy Low range: ±0.010 mg/L ±7% of reading&n | <div aria-labelledby="tab-title-description" class="woocommerce-Tabs-panel woocommerce-Tabs-panel--description panel entry-content active" id="tab-description" role="tabpanel"> <p><strong><span style="font-size: large;">Multiparameter Benchtop Photometer and pH meter</span></strong></p> <p>HI83300 is a compact, multiparameter photometer for use in the lab or in the field. The meter is one of the most advanced photometers available with a innovative optical design that utilizes a reference detector and focusing lens to eliminate errors from changes in the light source and from imperfections in the glass cuvette. This meter has 60 different programmed methods measuring 37 key water quality parameters and also offers an absorbance measurement mode for performance verification and for users that would like to develop their own concentration versus absorbance curves.</p> <p>To save valuable laboratory benchtop space, the HI83300 doubles as a professional pH meter with its digital pH/temperature electrode input. Now one meter can be used for both photometric and pH measurements.</p> <h3>Advanced optical system</h3> <p>Unparalleled performance from a benchtop photometer</p> <h3>Digital pH electrode input</h3> <p>Save valuable bench space with one meter that works both as a photometer and as a laboratory pH meter</p> <h3>Absorbance measuring mode</h3> <p>Allows performance verification using CAL Check standards</p> <div class="tab-content"> <h2>Details</h2> <div class="std"> <p>From aluminum to zinc, the HI83300 benchtop photometer measures 37 different key water quality parameters using 60 different methods. This photometer features an innovative optical system that uses LEDs, narrow band interference filters, focusing lens and both a silicon photodetector for absorbance measurement and a reference detector to maintain a consistent light source ensures accurate and repeatable photometric readings every time.</p> <p>A digital pH electrode input allows the user to measure pH by a traditional glass electrode. The digital pH electrode has a built in microchip within the probe that stores all of the calibration information. Having the calibration information stored in the probe allows for hot swapping of pH electrodes without having to recalibrate. All pH measurements are automatically compensated for temperature variations with a built in thermistor located in the tip of the sensing bulb for fast and accurate temperature measurement.</p> <p>The HI83300 offers an absorbance measuring mode that allows for CAL Check standards to be used to validate the performance of the system. The absorbance mode allows the user to select one of the five wavelengths of light (420 nm, 466 nm, 525 nm, 575 nm, and 610 nm) to measure and plot their own concentration versus absorbance mode. This is useful for users with their own chemical method and for educators to teach the concept of absorbance by using the Beer-Lambert Law.</p> <p>Two USB ports are provided for transferring data to a flash drive or computer and to use as a power source for the meter. For added convenience and portability the meter can also operate on an internal 3.7 VDC Lithium-polymer rechargeable battery.</p> <p> </p> <div class="prod-view-details-container"> <h3>Features/Benefits:</h3> <div class="prod-view-details-left"> <p><strong>Backlit 128 x 64 Pixel Graphic LCD Display</strong></p> <ul> <li>Backlit graphic display allows for easy viewing in low light conditions</li> <li>The 128 x 64 Pixel LCD allows for a simplified user interface with virtual keys and on-screen help to guide the user through use of the meter</li> </ul> <p><strong>Built-in Reaction Timer for Photometric Measurements</strong></p> <ul> <li>The measurement is taken after the countdown timer expires.</li> <li>Countdown timer ensures that all readings are taken at the appropriate reaction intervals regardless of user for better consistency in measurements</li> </ul> <p><strong>Absorbance mode</strong></p> <ul> <li>Hanna’s exclusive CAL Check cuvettes for validation of light source and detector</li> <li>Allows for the user to plot concentration versus absorbance for a specific wavelength for use with user supplied chemistry or for teaching principles of photometry</li> </ul> <p><strong>Units of Measure</strong></p> <ul> <li>Appropriate unit of measure along with chemical form is displayed along with reading</li> </ul> <p><strong>Result Conversion</strong></p> <ul> <li>Automatically convert readings to other chemical forms with the touch of a button</li> </ul> <p><strong>Cuvette Cover</strong></p> <ul> <li>Aids in preventing stray light from affecting measurements</li> </ul> </div> <div class="prod-view-details-right"> <p><strong>Digital pH Electrode Input</strong></p> <ul> <li>Measure pH and temperature with a single probe</li> <li>Good Laboratory Practice (GLP) to track calibration information including date, time, buffers used, offset and slope for traceability</li> <li>pH CAL Check alerts user to potential problems during the calibration process</li> <li>Space saving having a pH meter and photometer built into one meter</li> </ul> <p><strong>Data Logging</strong></p> <ul> <li>Up to 1000 photometric and pH readings can be stored by simply pressing the dedicated LOG button. Logged readings are just as easily recalled by pressing the RCL button</li> <li>Sample ID and User ID information can be added to a logged reading using alphanumeric keypad</li> </ul> <p><strong>Connectivity</strong></p> <ul> <li>Logged readings can be quickly and easily transferred to a flash drive using the USB-A host port or to a computer using the micro USB-B port</li> <li>Data is exported as a .CSV file for use with common spreadsheet programs</li> </ul> <p><strong>Battery Status Indicator</strong></p> <ul> <li>Indicates the amount of battery life left</li> </ul> <p><strong>Error Messages</strong></p> <ul> <li>Photometric error messages include no cap, high zero, and standard too low</li> <li>pH calibration messages include clean electrode, check buffer and check probe</li> </ul> </div> </div> <div class="prod-view-details-container"> <h3>On-screen Features</h3> <div id="screen-left"><img alt="method selection" decoding="async" height="209" loading="lazy" src="http://hannainst.com/media/wysiwyg/products/benchtops/Photometers/83300/method-selection.png" title="method selection" width="375"/> <p><strong>Method Selection</strong><br/>Users can easily select any one of the 60 measurement methods via the dedicated METHOD button.</p> </div> <div id="screen-center"><img alt="data logging" decoding="async" height="177" loading="lazy" src="http://hannainst.com/media/wysiwyg/products/benchtops/Photometers/83300/data-logging.png" title="data logging" width="317"/> <p><strong>Data Logging</strong><br/>Up to 1000 measurement readings can be logged with user and sample ID and recalled for future use.</p> </div> <div id="screen-right"><img alt="ph measurement mode" decoding="async" height="153" loading="lazy" src="http://hannainst.com/media/wysiwyg/products/benchtops/Photometers/83300/ph-measurement-mode.png" title="ph measurement mode" width="275"/> <p><strong>pH Measurement Mode</strong><br/>Selecting the pH measurement mode allows for the photometer to be used as a professional pH meter with many features including temperature compensated measurements, automatic two point calibration, and GLP.</p> </div> </div> <p> </p> <div class="prod-view-details-container"> <h3>Advanced Optical System</h3> <p>HI83300 is designed with an innovative optical system that incorporates a beam splitter so that light can be used for absorbance readings and for a reference detector. The reference detector monitors the intensity of light and modulates when there is drift due to power fluctuation or the heating of the optical components. Each part has an important role in providing unparalleled performance from a photometer.</p> <p> </p> <div><img alt="photometer multiparameter optical" decoding="async" src="http://hannainst.com/media/wysiwyg/products/benchtops/Photometers/83300/OpticalSystem.jpg" title="photometer multiparameter optical"/></div> <div> </div> <div> </div> <h3>High Efficiency LED Light Source</h3> <p>An LED light source offers superior performance as compared to a tungsten lamp. LEDs have a much higher luminous efficiency, providing more light while using less power. They also produce very little heat, which could otherwise affect the optical components an electronic stability. LEDs are available in a wide array of wavelengths, whereas tungsten lamps are supposed to be white light (all wavelengths of visible light) but actually have a poor blue/violet light output.</p> <h3>High Quality Narrow Band Interference Filters</h3> <p>The narrow band interference filter not only ensure greater wavelength accuracy (+/- 1 nm) but are extremely efficient. The filters used allow up to 95% of the light from the LED to be transmitted as compared to other filters that are only 75% efficient. The higher efficiency allows for a brighter, stronger light source. The end result is higher measurement stability and less wavelength error.</p> <h3>Reference Detector for a Stable Light Source</h3> <p>A beam splitter is used as part of the internal reference system of the HI83300 photometer. The reference detector compensates for any drift due to power fluctuations or ambient temperature changes. Now you can rely on a stable source of light between your blank (zero) measurement and sample measurement.</p> <h3>Large Cuvette Size</h3> <p>The sample cell of the HI83300 fits a round, glass cuvette with a 25 mm path length. Along with the advanced optical components, the larger size of the cuvette greatly reduces errors in rotation from the indexing mark of the cuvettes. The relatively long path length of the sample cuvette allows the light to pass through more of the sample solution, ensuring accurate measurements even in low absorbance samples.</p> <h3>Focusing Lens for Greater Light Yield</h3> <p>Adding a focusing lens to the optical path allows for the collection of all of the light that exits the cuvette and focusing the light on the silicon photo detector. This novel approach to photometric measurements cancels the errors from imperfections and scratches present in the glass cuvette eliminating the need to index the cuvette.</p> <div> <p> </p> </div> </div> </div> </div> <div class="tab-content"> <div class="box-collateral box-additional" id="spec"> <h3 class="spec-header">pH Specifications</h3> <table class="data-table" id="product-attribute-specs-table-1"> <colgroup> <col width="25%"/> <col/></colgroup> <tbody> <tr class="first odd"> <th class="label">pH Range</th> <td class="data last">Photometer: 6.5 to 8.5 pH <br/>pH electrode: -2.00 to 16.00 pH</td> </tr> <tr class="even"> <th class="label">pH Resolution</th> <td class="data last">Photometer: 0.1 pH <br/>pH electrode: 0.1 pH</td> </tr> <tr class="odd"> <th class="label">pH Accuracy</th> <td class="data last">Photometer: ±0.1 pH <br/>pH electrode: ±0.01 pH</td> </tr> <tr class="even"> <th class="label">pH Calibration</th> <td class="data last">Automatic one or two point calibration with one set of standard buffers available (4.01, 6.86, 7.01, 9.18, 10.01)</td> </tr> <tr class="odd"> <th class="label">pH Temperature Compensation</th> <td class="data last">Automatic (-5.0 to 100.0 <span>o</span>C; 23.0 to 212.0 <span>o</span>F); limits reduced based on the pH electrode used</td> </tr> <tr class="even"> <th class="label">pH CAL Check (electrode diagnostics)</th> <td class="data last">clean electrode and check buffer/check probe displayed during calibration</td> </tr> <tr class="odd"> <th class="label">pH Method</th> <td class="data last">Photometer: phenol red</td> </tr> <tr class="even"> <th class="label">pH-mV Range</th> <td class="data last">±1000 mV</td> </tr> <tr class="odd"> <th class="label">pH-mV Resolution</th> <td class="data last">0.1 mV</td> </tr> <tr class="last even"> <th class="label">pH-mV Accuracy</th> <td class="data last">±0.2 mV</td> </tr> </tbody> </table> <h3 class="spec-header">Oxygen, Dissolved Specifications</h3> <table class="data-table" id="product-attribute-specs-table-2"> <colgroup> <col width="25%"/> <col/></colgroup> <tbody> <tr class="first odd"> <th class="label">Oxygen, Dissolved Range</th> <td class="data last">0.0 to 10.0 mg/L (as O<span>2</span>)</td> </tr> <tr class="even"> <th class="label">Oxygen, Dissolved Resolution</th> <td class="data last">0.1 mg/L</td> </tr> <tr class="odd"> <th class="label">Oxygen, Dissolved Accuracy</th> <td class="data last">±0.4 mg/L ±3% of reading</td> </tr> <tr class="last even"> <th class="label">Oxygen, Dissolved Method</th> <td class="data last">Adaptation of the Standard Methods for the Examination of Water and Wastewater, 18th edition, Azide modified Winkler method</td> </tr> </tbody> </table> <h3 class="spec-header">Absorbance Specifications</h3> <table class="data-table" id="product-attribute-specs-table-3"> <colgroup> <col width="25%"/> <col/></colgroup> <tbody> <tr class="first odd"> <th class="label">Absorbance Range</th> <td class="data last">0.000 to 4.000 Abs</td> </tr> <tr class="even"> <th class="label">Absorbance Resolution</th> <td class="data last">0.001 Abs</td> </tr> <tr class="last odd"> <th class="label">Absorbance Accuracy</th> <td class="data last">+/-0.003Abs @ 1.000 Abs</td> </tr> </tbody> </table> <h3 class="spec-header">Alkalinity</h3> <table class="data-table" id="product-attribute-specs-table-4"> <colgroup> <col width="25%"/> <col/></colgroup> <tbody> <tr class="first odd"> <th class="label">Alkalinity Range</th> <td class="data last">Freshwater: 0 to 500 mg/L (as CaCO<span>3</span>) <br/>Seawater: 0 to 500 mg/L (as CaCO<span>3</span>)</td> </tr> <tr class="even"> <th class="label">Alkalinity Resolution</th> <td class="data last">1 mg/L</td> </tr> <tr class="odd"> <th class="label">Alkalinity Accuracy</th> <td class="data last">±5 mg/L ±5% of reading</td> </tr> <tr class="last even"> <th class="label">Alkalinity Method</th> <td class="data last">Colorimetric method</td> </tr> </tbody> </table> <h3 class="spec-header">Aluminum Specifications</h3> <table class="data-table" id="product-attribute-specs-table-5"> <colgroup> <col width="25%"/> <col/></colgroup> <tbody> <tr class="first odd"> <th class="label">Aluminum Range</th> <td class="data last">0.00 to 1.00 mg/L (as Al<span>3+</span>)</td> </tr> <tr class="even"> <th class="label">Aluminum Resolution</th> <td class="data last">0.01 mg/L</td> </tr> <tr class="odd"> <th class="label">Aluminum Accuracy</th> <td class="data last">±0.04 mg/L ±4% of reading</td> </tr> <tr class="last even"> <th class="label">Aluminum Method</th> <td class="data last">Adaptation of the aluminon method</td> </tr> </tbody> </table> <h3 class="spec-header">Ammonia Specifications</h3> <table class="data-table" id="product-attribute-specs-table-6"> <colgroup> <col width="25%"/> <col/></colgroup> <tbody> <tr class="first odd"> <th class="label">Ammonia Range</th> <td class="data last">Low Range: 0.00 to 3.00 mg/L (as NH<span>3</span>-N)<br/>Medium Range: 0.00 to 10.00 mg/L (as NH<span>3</span>-N)<br/>High Range: 0.0 to 100.0 mg/L (as NH<span>3</span>-N)</td> </tr> <tr class="even"> <th class="label">Ammonia Resolution</th> <td class="data last">0.01 mg/L; 0.1 mg/L</td> </tr> <tr class="odd"> <th class="label">Ammonia Accuracy</th> <td class="data last">Low Range: ±0.04 mg/L ±4% of reading <br/>Medium Range: ±0.05 mg/L ±5% of reading <br/>High range: ±0.5 mg/L ±5% of reading at 25 °C</td> </tr> <tr class="last even"> <th class="label">Ammonia Method</th> <td class="data last">Adaptation of the ASTM Manual of Water and Environmental Technology, D1426-92, Nessler method</td> </tr> </tbody> </table> <h3 class="spec-header">Anionic Surfactants Specifications</h3> <table class="data-table" id="product-attribute-specs-table-7"> <colgroup> <col width="25%"/> <col/></colgroup> <tbody> <tr class="first odd"> <th class="label">Anionic Surfactants Range</th> <td class="data last">0.00 to 3.50 mg/L (as SDBS)</td> </tr> <tr class="even"> <th class="label">Anionic Surfactants Resolution</th> <td class="data last">0.01 mg/L</td> </tr> <tr class="odd"> <th class="label">Anionic Surfactants Accuracy</th> <td class="data last">±0.04 mg/L ±3% of reading</td> </tr> <tr class="last even"> <th class="label">Anionic Surfactants Method</th> <td class="data last">Adaptation of the USEPA method 425.1 and Standard Methods for the Examination of Water and Wastewater, 20th edition, 5540C, Anionic Surfactants as MBAS.</td> </tr> </tbody> </table> <h3 class="spec-header">Bromine Specifications</h3> <table class="data-table" id="product-attribute-specs-table-8"> <colgroup> <col width="25%"/> <col/></colgroup> <tbody> <tr class="first odd"> <th class="label">Bromine Range</th> <td class="data last">0.00 to 8.00 mg/L (as Br<span>2</span>)</td> </tr> <tr class="even"> <th class="label">Bromine Resolution</th> <td class="data last">0.01 mg/L</td> </tr> <tr class="odd"> <th class="label">Bromine Accuracy</th> <td class="data last">±0.08 mg/L ±3% of reading</td> </tr> <tr class="last even"> <th class="label">Bromine Method</th> <td class="data last">Adaptation of the Standard Methods for the Examination of Water and Wastewater, 18th edition, DPD method.</td> </tr> </tbody> </table> <h3 class="spec-header">Calcium Specifications</h3> <table class="data-table" id="product-attribute-specs-table-9"> <colgroup> <col width="25%"/> <col/></colgroup> <tbody> <tr class="first odd"> <th class="label">Calcium Range</th> <td class="data last">Freshwater: 0 to 400 mg/L (as Ca<span>2+</span>)<br/>Seawater: 200 to 600 mg/L (as Ca<span>2+</span>)</td> </tr> <tr class="even"> <th class="label">Calcium Resolution</th> <td class="data last">1 mg/L</td> </tr> <tr class="odd"> <th class="label">Calcium Accuracy</th> <td class="data last">Freshwater: ±10 mg/L ±5% of reading<br/>Seawater: ±6% of reading</td> </tr> <tr class="last even"> <th class="label">Calcium Method</th> <td class="data last">Freshwater: Adaptation of the Oxalate method <br/>Seawater: Adaptation of the Zincon method</td> </tr> </tbody> </table> <h3 class="spec-header">Chlorine Dioxide Specifications</h3> <table class="data-table" id="product-attribute-specs-table-10"> <colgroup> <col width="25%"/> <col/></colgroup> <tbody> <tr class="first odd"> <th class="label">Chlorine Dioxide Range</th> <td class="data last">0.00 to 2.00 mg/L (as ClO<span>2</span>)</td> </tr> <tr class="even"> <th class="label">Chlorine Dioxide Resolution</th> <td class="data last">0.01 mg/L</td> </tr> <tr class="odd"> <th class="label">Chlorine Dioxide Accuracy</th> <td class="data last">±0.10 mg/L ±5% of reading</td> </tr> <tr class="last even"> <th class="label">Chlorine Dioxide Method</th> <td class="data last">Adaptation of the Chlorophenol Red method.</td> </tr> </tbody> </table> <h3 class="spec-header">Chlorine Specifications</h3> <table class="data-table" id="product-attribute-specs-table-11"> <colgroup> <col width="25%"/> <col/></colgroup> <tbody> <tr class="first odd"> <th class="label">Total Chlorine Range</th> <td class="data last">0.00 to 5.00 mg/L (as Cl<span>2</span>)<br/>Ultra Low Range: 0.000 to 0.500 mg/L (as Cl<span>2</span>) <br/>Ultra High Range: 0 to 500 mg/L (as Cl<span>2</span>)</td> </tr> <tr class="even"> <th class="label">Total Chlorine Resolution</th> <td class="data last">0.01 mg/L; 0.001 mg/L; 1 mg/L</td> </tr> <tr class="odd"> <th class="label">Total Chlorine Accuracy</th> <td class="data last">±0.03 mg/L ±3% of reading<br/>Ultra Low Range: ±0.020 mg/L ±3% of reading <br/>Ultra High Range: ±3 mg/L ±3% of reading</td> </tr> <tr class="last even"> <th class="label">Chlorine Method</th> <td class="data last">Adaptation of the EPA 330.5 DPD method <br/>Free Chlorine (ULR) &amp; Total Chlorine (UHR): Adaptation of the Standard Methods for Examination of Water and Wastewater, 20th edition, 4500-Cl</td> </tr> </tbody> </table> <h3 class="spec-header">Chromium, Hexavalent Specifications</h3> <table class="data-table" id="product-attribute-specs-table-12"> <colgroup> <col width="25%"/> <col/></colgroup> <tbody> <tr class="first odd"> <th class="label">Chromium, Hexavalent Range</th> <td class="data last">Low Range: 0 to 300 μg/L (as Cr<span>6+</span>) <br/>High Range: 0 to 1000 μg/L (as Cr<span>6+</span>)</td> </tr> <tr class="even"> <th class="label">Chromium, Hexavalent Resolution</th> <td class="data last">1 μg/L</td> </tr> <tr class="odd"> <th class="label">Chromium, Hexavalent Accuracy</th> <td class="data last">Low Range: ±1 μg/L ±4% of reading <br/>High Range: ±5 μg/L ±4% of reading</td> </tr> <tr class="last even"> <th class="label">Chromium, Hexavalent Method</th> <td class="data last">Adaptation of the ASTM Manual of Water and Environmental Technology, D1687-92, Diphenylcarbohydrazide method.</td> </tr> </tbody> </table> <h3 class="spec-header">Color, Water Specifications</h3> <table class="data-table" id="product-attribute-specs-table-13"> <colgroup> <col width="25%"/> <col/></colgroup> <tbody> <tr class="first odd"> <th class="label">Color, Water Range</th> <td class="data last">0 to 500 PCU (Platinum Cobalt Units)</td> </tr> <tr class="even"> <th class="label">Color, Water Resolution</th> <td class="data last">1 PCU</td> </tr> <tr class="odd"> <th class="label">Color, Water Accuracy</th> <td class="data last">±10 PCU ±5% of reading</td> </tr> <tr class="last even"> <th class="label">Color, Water Method</th> <td class="data last">Adaptation of the Standard Methods for the Examination of Water and Wastewater, 18th edition, Colorimetric Platinum Cobalt method.</td> </tr> </tbody> </table> <h3 class="spec-header">Copper Specifications</h3> <table class="data-table" id="product-attribute-specs-table-14"> <colgroup> <col width="25%"/> <col/></colgroup> <tbody> <tr class="first odd"> <th class="label">Copper Range</th> <td class="data last">Low Range: 0.000 to 1.500 mg/L (as Cu<span>2+</span>)<br/>High range: 0.00 to 5.00 mg/L (as Cu<span>2+</span>)</td> </tr> <tr class="even"> <th class="label">Copper Resolution</th> <td class="data last">0.001 mg/L; 0.01 mg/L</td> </tr> <tr class="odd"> <th class="label">Copper Accuracy</th> <td class="data last">Low Range: ±0.01 mg/L ±5% of reading <br/>High Range ±0.02 mg/L ±4% of reading</td> </tr> <tr class="last even"> <th class="label">Copper Method</th> <td class="data last">Adaptation of the EPA bicinchoninate method</td> </tr> </tbody> </table> <h3 class="spec-header">Cyanuric Acid Specifications</h3> <table class="data-table" id="product-attribute-specs-table-15"> <colgroup> <col width="25%"/> <col/></colgroup> <tbody> <tr class="first odd"> <th class="label">Cyanuric Acid Range</th> <td class="data last">0 to 80 mg/L (as CYA)</td> </tr> <tr class="even"> <th class="label">Cyanuric Acid Resolution</th> <td class="data last">1 mg/L</td> </tr> <tr class="odd"> <th class="label">Cyanuric Acid Accuracy</th> <td class="data last">±1 mg/L ±15% of reading</td> </tr> <tr class="last even"> <th class="label">Cyanuric Acid Method</th> <td class="data last">Adaptation of the turbidimetric method</td> </tr> </tbody> </table> <h3 class="spec-header">Fluoride Specifications</h3> <table class="data-table" id="product-attribute-specs-table-16"> <colgroup> <col width="25%"/> <col/></colgroup> <tbody> <tr class="first odd"> <th class="label">Fluoride Range</th> <td class="data last">Low Range: 0.00 to 2.00 mg/L (as F<span>–</span>) <br/>High range: 0.0 to 20.0 mg/L (as F<span>–</span>)</td> </tr> <tr class="even"> <th class="label">Fluoride Resolution</th> <td class="data last">0.01 mg/L; 0.1 mg/L</td> </tr> <tr class="odd"> <th class="label">Fluoride Accuracy</th> <td class="data last">Low Range: ±0.03 mg/L ±3% of reading <br/>High Range: ±0.5 mg/L ±3% of reading</td> </tr> <tr class="last even"> <th class="label">Fluoride Method</th> <td class="data last">Adaptation of the Standard Methods for the Examination of Water and Wastewater, 18th edition, SPADNS method</td> </tr> </tbody> </table> <h3 class="spec-header">Hardness, Total Specifications</h3> <table class="data-table" id="product-attribute-specs-table-17"> <colgroup> <col width="25%"/> <col/></colgroup> <tbody> <tr class="first odd"> <th class="label">Hardness, Total Range</th> <td class="data last">Low Range: 0 to 250 mg/L (as CaCO<span>3</span>)<br/>Medium Range: 200 to 500 mg/L (as CaCO<span>3</span>)<br/>High Range: 400 to 750 mg/L (as CaCO<span>3</span>)</td> </tr> <tr class="even"> <th class="label">Hardness, Total Resolution</th> <td class="data last">1 mg/L</td> </tr> <tr class="odd"> <th class="label">Hardness, Total Accuracy</th> <td class="data last">Low Range: ±5 mg/L ±4% of reading <br/>Medium Range: ±7 mg/L ±3% of reading <br/>High Range: ±10 mg/L ±2% of reading</td> </tr> <tr class="last even"> <th class="label">Hardness, Total Method</th> <td class="data last">Adaptation of the EPA recommended method 130.1</td> </tr> </tbody> </table> <h3 class="spec-header">Hardness, Calcium Specifications</h3> <table class="data-table" id="product-attribute-specs-table-18"> <colgroup> <col width="25%"/> <col/></colgroup> <tbody> <tr class="first odd"> <th class="label">Hardness, Calcium Range</th> <td class="data last">0.00 to 2.70 mg/L (as CaCO<span>3</span>)</td> </tr> <tr class="even"> <th class="label">Hardness, Calcium Resolution</th> <td class="data last">0.01 mg/L</td> </tr> <tr class="odd"> <th class="label">Hardness, Calcium Accuracy</th> <td class="data last">±0.11 mg/L ±5% of reading</td> </tr> <tr class="last even"> <th class="label">Hardness, Calcium Method</th> <td class="data last">Adaptation of the Standard Methods for the Examination of Water and Wastewater, 18th edition, Calmagite method</td> </tr> </tbody> </table> <h3 class="spec-header">Hardness, Magnesium Specifications</h3> <table class="data-table" id="product-attribute-specs-table-19"> <colgroup> <col width="25%"/> <col/></colgroup> <tbody> <tr class="first odd"> <th class="label">Hardness, Magnesium Range</th> <td class="data last">0.00 to 2.00 mg/L (as CaCO<span>3</span>)</td> </tr> <tr class="even"> <th class="label">Hardness, Magnesium Resolution</th> <td class="data last">0.01 mg/L</td> </tr> <tr class="odd"> <th class="label">Hardness, Magnesium Accuracy</th> <td class="data last">±0.11 mg/L ±5% of reading</td> </tr> <tr class="last even"> <th class="label">Hardness, Magnesium Method</th> <td class="data last">Adaptation of the Standard Methods for the Examination of Water and Wastewater, 18th edition, EDTA Colorimetric method</td> </tr> </tbody> </table> <h3 class="spec-header">Hydrazine Specifications</h3> <table class="data-table" id="product-attribute-specs-table-20"> <colgroup> <col width="25%"/> <col/></colgroup> <tbody> <tr class="first odd"> <th class="label">Hydrazine Range</th> <td class="data last">0 to 400 μg/L (as N<span>2</span>H<span>4</span>)</td> </tr> <tr class="even"> <th class="label">Hydrazine Resolution</th> <td class="data last">1 μg/L</td> </tr> <tr class="odd"> <th class="label">Hydrazine Accuracy</th> <td class="data last">±4% of full scale reading</td> </tr> <tr class="last even"> <th class="label">Hydrazine Method</th> <td class="data last">Adaptation of the ASTM Manual of Water and Environmental Technology, method D1385-88, p-Dimethylaminobenzaldehyde method</td> </tr> </tbody> </table> <h3 class="spec-header">Iodine Specifications</h3> <table class="data-table" id="product-attribute-specs-table-21"> <colgroup> <col width="25%"/> <col/></colgroup> <tbody> <tr class="first odd"> <th class="label">Iodine Range</th> <td class="data last">0.0 to 12.5 mg/L (as I<span>2</span>)</td> </tr> <tr class="even"> <th class="label">Iodine Resolution</th> <td class="data last">0.1 mg/L</td> </tr> <tr class="odd"> <th class="label">Iodine Accuracy</th> <td class="data last">±0.1 mg/L ±5% of reading</td> </tr> <tr class="last even"> <th class="label">Iodine Method</th> <td class="data last">Adaptation of the Standard Methods for the Examination of Water and Wastewater, 18th edition, DPD method</td> </tr> </tbody> </table> <h3 class="spec-header">Iron Specifications</h3> <table class="data-table" id="product-attribute-specs-table-22"> <colgroup> <col width="25%"/> <col/></colgroup> <tbody> <tr class="first odd"> <th class="label">Iron Range</th> <td class="data last">Low Range: 0.000 to 1.600 mg/L (as Fe)<br/>High Range: 0.00 to 5.00 mg/L (as Fe)</td> </tr> <tr class="even"> <th class="label">Iron Resolution</th> <td class="data last">0.001 mg/L; 0.01 mg/L</td> </tr> <tr class="odd"> <th class="label">Iron Accuracy</th> <td class="data last">Low Range: ±0.01 mg/L ±8% of reading <br/>High Range: ±0.04 mg/L ±2% of reading</td> </tr> <tr class="last even"> <th class="label">Iron Method</th> <td class="data last">Low Range: Adaptation of the TPTZ Method <br/>High Range: Adaptation of the EPA Phenanthroline method 315B, for natural and treated waters</td> </tr> </tbody> </table> <h3 class="spec-header">Magnesium Specifications</h3> <table class="data-table" id="product-attribute-specs-table-23"> <colgroup> <col width="25%"/> <col/></colgroup> <tbody> <tr class="first odd"> <th class="label">Magnesium Range</th> <td class="data last">0 to 150 mg/L (as Mg<span>2+</span>)</td> </tr> <tr class="even"> <th class="label">Magnesium Resolution</th> <td class="data last">1 mg/L</td> </tr> <tr class="odd"> <th class="label">Magnesium Accuracy</th> <td class="data last">±5 mg/L ±3% of reading</td> </tr> <tr class="last even"> <th class="label">Magnesium Method</th> <td class="data last">Adaptation of the Calmagite method</td> </tr> </tbody> </table> <h3 class="spec-header">Manganese Specifications</h3> <table class="data-table" id="product-attribute-specs-table-24"> <colgroup> <col width="25%"/> <col/></colgroup> <tbody> <tr class="first odd"> <th class="label">Manganese Range</th> <td class="data last">Low Range: 0 to 300 μg/L (as Mn)<br/>High Range: 0.0 to 20.0 (as Mn)</td> </tr> <tr class="even"> <th class="label">Manganese Resolution</th> <td class="data last">1 μg/L; 0.1 mg/L</td> </tr> <tr class="odd"> <th class="label">Manganese Accuracy</th> <td class="data last">Low Range: ±10 μg/L ±3% of reading <br/>High Range: ±0.2 mg/L ±3% of reading</td> </tr> <tr class="last even"> <th class="label">Manganese Method</th> <td class="data last">Low Range: Adaptation of the PAN Method<br/>High Range: Adaptation of the Standard Methods for the Examination of Water and Wastewater, 18th edition, Periodate method</td> </tr> </tbody> </table> <h3 class="spec-header">Molybdenum Specifications</h3> <table class="data-table" id="product-attribute-specs-table-25"> <colgroup> <col width="25%"/> <col/></colgroup> <tbody> <tr class="first odd"> <th class="label">Molybdenum Range</th> <td class="data last">0.0 to 40.0 mg/L (as Mo<span>6+</span>)</td> </tr> <tr class="even"> <th class="label">Molybdenum Resolution</th> <td class="data last">0.1 mg/L</td> </tr> <tr class="odd"> <th class="label">Molybdenum Accuracy</th> <td class="data last">±0.3 mg/L ±5% of reading</td> </tr> <tr class="last even"> <th class="label">Molybdenum Method</th> <td class="data last">Adaptation of the mercaptoacetic acid method</td> </tr> </tbody> </table> <h3 class="spec-header">Nickel Specifications</h3> <table class="data-table" id="product-attribute-specs-table-26"> <colgroup> <col width="25%"/> <col/></colgroup> <tbody> <tr class="first odd"> <th class="label">Nickel Range</th> <td class="data last">Low Range: 0.000 to 1.000 mg/L (as Ni) <br/>High Range: 0.00 to 7.00 g/L (as Ni)</td> </tr> <tr class="even"> <th class="label">Nickel Resolution</th> <td class="data last">0.001 mg/L; 0.01 g/L</td> </tr> <tr class="odd"> <th class="label">Nickel Accuracy</th> <td class="data last">Low range: ±0.010 mg/L ±7% of reading&amp;n </td></tr></tbody></table></div> <div aria-labelledby="tab-title-additional_information" class="woocommerce-Tabs-panel woocommerce-Tabs-panel--additional_information panel entry-content" id="tab-additional_information" role="tabpanel"> </div> </div> </div> | ไม่มี | ไม่มี | https://www.hannathailand.com/wp-content/uploads/2021/12/hi83300full57e0ba3e8af0d.jpg | CalCheck ™ Magnesium Hardness Calibration Set , HI96715-11 CalCheck ™ Ammonia Calibration-Set , HI96712-11 CalCheck ™ Aluminium Calibration-Set , HI96726-11 CalCheck ™ Nickel HR Calibration-Set , Turbidity (EPA method) and Chlorine Portable Meter – HI93414 , HI96729-11 CalCheck ™ Fluoride LR Calibration-Set , HI96728-11 CalCheck ™ Nitrate LR Calibration-Set , HI96713-11 CalCheck ™ Phosphate LR Calibration-Set | <a class="woocommerce-LoopProduct-link woocommerce-loop-product__link" href="https://www.hannathailand.com/?post_type=product&amp;p=4128">CalCheck ™ Magnesium Hardness Calibration Set</a> , <a class="woocommerce-LoopProduct-link woocommerce-loop-product__link" href="https://www.hannathailand.com/?post_type=product&amp;p=4120">HI96715-11 CalCheck ™ Ammonia Calibration-Set</a> , <a class="woocommerce-LoopProduct-link woocommerce-loop-product__link" href="https://www.hannathailand.com/?post_type=product&amp;p=4114">HI96712-11 CalCheck ™ Aluminium Calibration-Set</a> , <a class="woocommerce-LoopProduct-link woocommerce-loop-product__link" href="https://www.hannathailand.com/?post_type=product&amp;p=4130">HI96726-11 CalCheck ™ Nickel HR Calibration-Set</a> , <a class="woocommerce-LoopProduct-link woocommerce-loop-product__link" href="https://www.hannathailand.com/product/hi93414-turbidity-meter-chlorine-us-epa-with-pc-interface/">Turbidity (EPA method) and Chlorine Portable Meter – HI93414</a> , <a class="woocommerce-LoopProduct-link woocommerce-loop-product__link" href="https://www.hannathailand.com/?post_type=product&amp;p=4146">HI96729-11 CalCheck ™ Fluoride LR Calibration-Set</a> , <a class="woocommerce-LoopProduct-link woocommerce-loop-product__link" href="https://www.hannathailand.com/?post_type=product&amp;p=4144">HI96728-11 CalCheck ™ Nitrate LR Calibration-Set</a> , <a class="woocommerce-LoopProduct-link woocommerce-loop-product__link" href="https://www.hannathailand.com/?post_type=product&amp;p=4116">HI96713-11 CalCheck ™ Phosphate LR Calibration-Set</a> | https://www.hannathailand.com/wp-content/uploads/2021/12/hi83300full57e0ba3e8af0d-500x500.jpg , https://www.hannathailand.com/wp-content/uploads/2021/12/hi83300upperanglecoverclosed_2100x2100_300_rgb-500x500.jpg , https://www.hannathailand.com/wp-content/uploads/2021/12/hi83300lowangle_720x720_72_rgb-500x500.jpg , https://www.hannathailand.com/wp-content/uploads/2021/12/hi83300screenbacklitlcd_720x720_72_rgb-500x500.jpg , https://www.hannathailand.com/wp-content/uploads/2021/12/hi83300upperangle_720x720_72_rgb-500x500.jpg , https://www.hannathailand.com/wp-content/uploads/2021/12/31gluhj8kul__sl500_aa300_51e403f60e298-500x500.jpg , https://www.hannathailand.com/wp-content/uploads/2021/12/31gluhj8kul__sl500_aa300_51e403f60e298-500x500.jpg , https://www.hannathailand.com/wp-content/uploads/2021/12/31gluhj8kul__sl500_aa300_51e403f60e298-500x500.jpg , https://www.hannathailand.com/wp-content/uploads/2021/12/31gluhj8kul__sl500_aa300_51e403f60e298-500x500.jpg , https://www.hannathailand.com/wp-content/uploads/2021/12/handmessgeratfurtrubungundchlorusepa1101_11-500x500.jpg , https://www.hannathailand.com/wp-content/uploads/2021/12/31gluhj8kul__sl500_aa300_51e403f60e298-500x500.jpg , https://www.hannathailand.com/wp-content/uploads/2021/12/31gluhj8kul__sl500_aa300_51e403f60e298-500x500.jpg , https://www.hannathailand.com/wp-content/uploads/2021/12/31gluhj8kul__sl500_aa300_51e403f60e298-500x500.jpg
32 | เครื่องวัดคุณภาพน้ำ แบบหลายพารามิเตอร์ รุ่น HI2020 edge™ | สินค้าทั้งหมด , เครื่องวัดการนำไฟฟ้า/ของแข็งละลายในน้ำ , เครื่องวัดความเป็นกรด-ด่าง/โออาร์พี , เครื่องวัดคุณภาพน้ำแบบหลายพารามิเตอร์ , เครื่องวัดออกซิเจนในน้ำ , แบบตั้งโต๊ะ , แบบตั้งโต๊ะ , แบบตั้งโต๊ะ , แบบตั้งโต๊ะ | https://www.hannathailand.com/product-category/dissolved-oxygen-meter/oxygen-benchtop/ | https://www.hannathailand.com/product/hi2020-edge-ph-meter/ | HI2020-02 | 27,285.00 |  | <div aria-labelledby="tab-title-additional_information" class="woocommerce-Tabs-panel woocommerce-Tabs-panel--additional_information panel entry-content" id="tab-additional_information" role="tabpanel"> </div> | Hanna Instruments มีความภูมิใจที่จะนำเสนอเครื่องวัด pH, EC และ DO… edge™ ที่ล้ำสมัยที่สุดในโลก Edge บางและน้ำหนักเบา วัดความหนาเพียง 1⁄2” และหนักน้อยกว่า 9 ออนซ์ Edge มีมุมมองที่กว้างอย่างไม่น่าเชื่อ, LCD ขนาด 5.5 นิ้ว และแผงปุ่มกดสัมผัสแบบ capacitive ที่ละเอียดอ่อน edge วัดค่า pH การนำไฟฟ้า และออกซิเจนละลายน้ำผ่านอิเล็กโทรดดิจิทัลที่เป็นเอกลักษณ์ อิเล็กโทรดดิจิทัลเหล่านี้ได้รับการจดจำโดยอัตโนมัติ ให้ประเภทเซ็นเซอร์ ข้อมูลการสอบเทียบ และหมายเลขซีเรียลเมื่อเชื่อมต่อกับ Edge ด้วยขั้วต่อขนาด 3.5 มม. ที่เสียบปลั๊กได้ง่าย การออกแบบอเนกประสงค์ของ edge ใช้งานได้ทั้งที่บ้านในมือของคุณ บนม้านั่งในห้องปฏิบัติการ หรือติดตั้งบนผนัง ช่วยให้การวัด การกำหนดค่า การสอบเทียบ การวินิจฉัย การบันทึก และการถ่ายโอนข้อมูลไปยังคอมพิวเตอร์หรือไดรฟ์ USB ง่ายขึ้น edge มี CAL-CHECK® เอกสิทธิ์เฉพาะของ Hanna เพื่อเตือนคุณว่าอิเล็กโทรด pH ที่คุณใช้ไม่สะอาด หรือบัฟเฟอร์ของคุณมีการปนเปื้อนระหว่างการสอบเทียบหรือไม่ นอกจากนี้ ตัวบ่งชี้ยังแสดงเวลาตอบสนองและสภาพของโพรบที่อิงตามออฟเซ็ตและความชันของอิเล็กโทรดอีกด้วย นอกจากนี้เรายังได้เพิ่มเซ็นเซอร์-ตรวจสอบสำหรับเซ็นเซอร์ที่มีพินที่ตรงกันด้วย: ตอนนี้จะเตือนคุณว่าหลอด pH แตกหรือหากหัวต่อของอิเล็กโทรดอุดตัน edge คือจุดสุดยอดของวิสัยทัศน์ ความสามารถในการออกแบบ สิ่งอำนวยความสะดวกการผลิตแบบครบวงจร และทีมงาน R&D ระดับโลก ด้วยความได้เปรียบ ฮันนาได้สร้างมาตรฐานใหม่ การออกแบบที่บางและน้ำหนักเบา มัลติพารามิเตอร์ (ความสามารถในการวัด pH, EC หรือ DO) เทคโนโลยีการตรวจสอบอิเล็กโทรด pH (การตรวจสอบเซ็นเซอร์และการตรวจสอบแคล) จุดสอบเทียบหลายจุด เซนเซอร์วัดอุณหภูมิในตัวบนขั้วไฟฟ้าทั้งหมด เข้าสู่ระบบตามความต้องการ จอแอลซีดีขนาดใหญ่อ่านง่าย สัมผัสแบบคาปาซิทีฟ พอร์ต USB คู่ คุณสมบัติ GLP แบตเตอรี่แบบชาร์จไฟได้​​​​ Hanna Instruments is proud to introduce the world’s most innovative pH, EC, and DO meter… edge™. edge is thin and lightweight, measuring just 1⁄2” thick and weighing less than 9 ounces. edge has an incredibly wide viewing angle, 5.5” LCD and a sensitive capacitive touch keypad. edge measures pH, conductivity and dissolved oxygen through its unique digital electrodes. These digital electrodes are auto-recognized. Providing sensor type, calibration data and serial number when connected to edge with an easy to plug-in 3.5mm connector. edge’s versatile design is equally at home in your hand, on a lab bench or mounted on a wall. It simplifies measurement, configuration, calibration, diagnostics, logging and transferring data to a computer or a USB drive. edge features Hanna’s exclusive CAL-CHECK® to warn you if the pH electrode you are using is not clean or if your buffers are contaminated during calibration. Indicators are also displayed for response time and probe condition that is based on the offset and slope of the electrode. We have also added to SENSOR-CHECK for sensors with matching pin: now it warns you if the pH bulb is cracked or if the junction of the electrode is clogged. edge is the culmination of Hanna’s vision, design capabilities, integrated production facilities, and world class R&D teams. With edge, Hanna has set the new standard! FEATURES: Thin, Lightweight Design Multiparameter (ability to measure pH, EC or DO) pH Electrode Monitoring Technology (Sensor Check and Cal Check) Multiple Calibration Points Built-in Temperature Sensor on all Electrodes Log on Demand Large, easy to read LCD Capacitive Touch Dual USB ports GLP feature Rechargeable Battery Order Information: edge HI2020-02 (230V) includes benchtop docking station with electrode holder, wall mount cradle, USB cable, HI11310 glass body refillable pH electrode with temperature sensor, 2 each sachets of pH 4, 7, 10, cleaning and storage solution, 5 VDC power adapter, and instruction manual. For instruction manual, please Contact us. Product Manuals Manual: Download Specification : pH Range -2.00 to 16.00 pH (Basic Mode) -2.000 to 16.000 pH (Standard Mode) +/-1000.0 mV for pH pH Resolution 0.01 pH, 0.001 pH 0.1 mV pH Accuracy @ 25°C/77°F ±0.01 pH, ±0.002 pH ±0.2 mV pH Calibration Points 5 – Extended mode 3 – Basic mode pH Temperature Compensation Automatic: -20.0 to 120.0°C; -4.0 to 248.0°F** Electrode Condition YES– Standard mode (pH only) Electrode Response YES– Standard mode (pH only) Out of Calibration Range YES– Standard mode (pH only) pH Buffers 1.68, 4.01 (3.00***), 6.86, 7.01, 9.18, 10.01, 12.45, and two custom buffers – Standard mode 4.01; 6.86; 7.01; 9.18; 10.01 – Basic mode Temperature Range [°C/°F] -20.0 to 120.0°C; -4.0 to 248.0°F Temperature Resolution 0.1°C; 0.1°F Temperature Accuracy @ 25°C/77°F ±0.5°C; ±1.0°F °C/°F YES GLP YES Keyboard 9 Keys (on/off, 8 dedicated) Log Feature Up to 1000 records organized in Manual Log on demand (Max. 200 logs), Manual log on Stability (Max. 200 logs), Interval logging with up to 100 lots (Max. 600 logs/lot) Storage Interface USB PC Interface Micro USB Power Supply 5 VDC Dimensions 202 x 140 x 12.7 mm (8” x 5.5” x .05”) Weight 250 grams (8.82 oz.) * with temperature compensation function disabled ** temperature limits will be reduced to actual probe/sensor limits *** pH 3.00 is only visible when using specific pH electrodes and will replace pH 4.01 buffer | <div aria-labelledby="tab-title-description" class="woocommerce-Tabs-panel woocommerce-Tabs-panel--description panel entry-content active" id="tab-description" role="tabpanel"> <div class="almost_half_cell" id="gt-res-content"> <div dir="ltr"> <div class="almost_half_cell" id="gt-res-content"> <div dir="ltr"> <p style="text-align: justify;">Hanna Instruments มีความภูมิใจที่จะนำเสนอเครื่องวัด pH, EC และ DO… edge™ ที่ล้ำสมัยที่สุดในโลก</p> <p>Edge บางและน้ำหนักเบา วัดความหนาเพียง 1⁄2” และหนักน้อยกว่า 9 ออนซ์ Edge มีมุมมองที่กว้างอย่างไม่น่าเชื่อ, LCD ขนาด 5.5 นิ้ว และแผงปุ่มกดสัมผัสแบบ capacitive ที่ละเอียดอ่อน</p> <p>edge วัดค่า pH การนำไฟฟ้า และออกซิเจนละลายน้ำผ่านอิเล็กโทรดดิจิทัลที่เป็นเอกลักษณ์ อิเล็กโทรดดิจิทัลเหล่านี้ได้รับการจดจำโดยอัตโนมัติ ให้ประเภทเซ็นเซอร์ ข้อมูลการสอบเทียบ และหมายเลขซีเรียลเมื่อเชื่อมต่อกับ Edge ด้วยขั้วต่อขนาด 3.5 มม. ที่เสียบปลั๊กได้ง่าย การออกแบบอเนกประสงค์ของ edge ใช้งานได้ทั้งที่บ้านในมือของคุณ บนม้านั่งในห้องปฏิบัติการ หรือติดตั้งบนผนัง ช่วยให้การวัด การกำหนดค่า การสอบเทียบ การวินิจฉัย การบันทึก และการถ่ายโอนข้อมูลไปยังคอมพิวเตอร์หรือไดรฟ์ USB ง่ายขึ้น</p> <p>edge มี CAL-CHECK® เอกสิทธิ์เฉพาะของ Hanna เพื่อเตือนคุณว่าอิเล็กโทรด pH ที่คุณใช้ไม่สะอาด หรือบัฟเฟอร์ของคุณมีการปนเปื้อนระหว่างการสอบเทียบหรือไม่ นอกจากนี้ ตัวบ่งชี้ยังแสดงเวลาตอบสนองและสภาพของโพรบที่อิงตามออฟเซ็ตและความชันของอิเล็กโทรดอีกด้วย นอกจากนี้เรายังได้เพิ่มเซ็นเซอร์-ตรวจสอบสำหรับเซ็นเซอร์ที่มีพินที่ตรงกันด้วย: ตอนนี้จะเตือนคุณว่าหลอด pH แตกหรือหากหัวต่อของอิเล็กโทรดอุดตัน</p> <p>edge คือจุดสุดยอดของวิสัยทัศน์ ความสามารถในการออกแบบ สิ่งอำนวยความสะดวกการผลิตแบบครบวงจร และทีมงาน R&amp;D ระดับโลก ด้วยความได้เปรียบ ฮันนาได้สร้างมาตรฐานใหม่</p> <ul> <li>การออกแบบที่บางและน้ำหนักเบา</li> <li>มัลติพารามิเตอร์ (ความสามารถในการวัด pH, EC หรือ DO)</li> <li>เทคโนโลยีการตรวจสอบอิเล็กโทรด pH (การตรวจสอบเซ็นเซอร์และการตรวจสอบแคล)</li> <li>จุดสอบเทียบหลายจุด</li> <li>เซนเซอร์วัดอุณหภูมิในตัวบนขั้วไฟฟ้าทั้งหมด</li> <li>เข้าสู่ระบบตามความต้องการ</li> <li>จอแอลซีดีขนาดใหญ่อ่านง่าย</li> <li>สัมผัสแบบคาปาซิทีฟ</li> <li>พอร์ต USB คู่</li> <li>คุณสมบัติ GLP</li> <li>แบตเตอรี่แบบชาร์จไฟได้<a href="http://shop.sg.hannainst.biz/contact" rel="noopener" target="_blank" title="Download">​</a><a href="http://shop.sg.hannainst.biz/contact" rel="noopener" target="_blank" title="Download">​</a><a href="http://shop.sg.hannainst.biz/contact">​</a><a>​</a></li> </ul> <p style="text-align: justify;">Hanna Instruments is proud to introduce the world’s most innovative pH, EC, and DO meter… edge™.</p> <p style="text-align: justify;">edge is thin and lightweight, measuring just 1⁄2” thick and weighing less than 9 ounces. edge has an incredibly wide viewing angle, 5.5” LCD and a sensitive capacitive touch keypad.</p> <p style="text-align: justify;">edge measures pH, conductivity and dissolved oxygen through its unique digital electrodes. These digital electrodes are auto-recognized. Providing sensor type, calibration data and serial number when connected to edge with an easy to plug-in 3.5mm connector. edge’s versatile design is equally at home in your hand, on a lab bench or mounted on a wall. It simplifies measurement, configuration, calibration, diagnostics, logging and transferring data to a computer or a USB drive.</p> <p style="text-align: justify;">edge features Hanna’s exclusive CAL-CHECK® to warn you if the pH electrode you are using is not clean or if your buffers are contaminated during calibration. Indicators are also displayed for response time and probe condition that is based on the offset and slope of the electrode. We have also added to SENSOR-CHECK for sensors with matching pin: now it warns you if the pH bulb is cracked or if the junction of the electrode is clogged.</p> <p style="text-align: justify;">edge is the culmination of Hanna’s vision, design capabilities, integrated production facilities, and world class R&amp;D teams. With edge, Hanna has set the new standard!</p> <p style="text-align: justify;">FEATURES:</p> <ul style="text-align: justify;"> <li>Thin, Lightweight Design</li> <li>Multiparameter (ability to measure pH, EC or DO)</li> <li>pH Electrode Monitoring Technology (Sensor Check and Cal Check)</li> <li>Multiple Calibration Points</li> <li>Built-in Temperature Sensor on all Electrodes</li> <li>Log on Demand</li> <li>Large, easy to read LCD</li> <li>Capacitive Touch</li> <li>Dual USB ports</li> <li>GLP feature</li> <li>Rechargeable Battery</li> </ul> <p style="text-align: justify;"> <p style="text-align: justify;"><strong>Order Information:</strong> edge HI2020-02 (230V) includes benchtop docking station with electrode holder, wall mount cradle, USB cable, HI11310 glass body refillable pH electrode with temperature sensor, 2 each sachets of pH 4, 7, 10, cleaning and storage solution, 5 VDC power adapter, and instruction manual.</p> <p style="text-align: justify;">For instruction manual, please Contact us.</p> <div><strong>Product Manuals</strong></div> <p style="text-align: justify;"><img align="absmiddle" alt="" border="0" decoding="async" height="22" loading="lazy" src="http://www.hannainst.com/usa/images/icon-pdf.gif" width="20"/> Manual: <a href="http://www.hannathai.com/manuals/en/edge_05_15.pdf" rel="noopener" target="_blank" title="Download Product Manual">Download</a></p> <p style="text-align: justify;"> </p></p></div> </div> </div> <div dir="ltr"><strong>Specification :</strong></div> <div dir="ltr"> <table class="spec_table"> <tbody> <tr> <td>pH Range</td> <td></td> <td>-2.00 to 16.00 pH (Basic Mode) -2.000 to 16.000 pH (Standard Mode) +/-1000.0 mV for pH</td> </tr> <tr> <td>pH Resolution</td> <td></td> <td>0.01 pH, 0.001 pH 0.1 mV</td> </tr> <tr> <td>pH Accuracy @ 25°C/77°F</td> <td></td> <td>±0.01 pH, ±0.002 pH ±0.2 mV</td> </tr> <tr> <td>pH Calibration Points</td> <td></td> <td>5 – Extended mode 3 – Basic mode</td> </tr> <tr> <td>pH Temperature Compensation</td> <td></td> <td>Automatic: -20.0 to 120.0°C; -4.0 to 248.0°F**</td> </tr> <tr> <td>Electrode Condition</td> <td></td> <td>YES– Standard mode (pH only)</td> </tr> <tr> <td>Electrode Response</td> <td></td> <td>YES– Standard mode (pH only)</td> </tr> <tr> <td>Out of Calibration Range</td> <td></td> <td>YES– Standard mode (pH only)</td> </tr> <tr> <td>pH Buffers</td> <td></td> <td>1.68, 4.01 (3.00***), 6.86, 7.01, 9.18, 10.01, 12.45, and two custom buffers – Standard mode 4.01; 6.86; 7.01; 9.18; 10.01 – Basic mode</td> </tr> <tr> <td>Temperature Range [°C/°F]</td> <td></td> <td>-20.0 to 120.0°C; -4.0 to 248.0°F</td> </tr> <tr> <td>Temperature Resolution</td> <td></td> <td>0.1°C; 0.1°F</td> </tr> <tr> <td>Temperature Accuracy @ 25°C/77°F</td> <td></td> <td>±0.5°C; ±1.0°F</td> </tr> <tr> <td>°C/°F</td> <td></td> <td>YES</td> </tr> <tr> <td>GLP</td> <td></td> <td>YES</td> </tr> <tr> <td>Keyboard</td> <td></td> <td>9 Keys (on/off, 8 dedicated)</td> </tr> <tr> <td>Log Feature</td> <td></td> <td>Up to 1000 records organized in Manual Log on demand (Max. 200 logs), Manual log on Stability (Max. 200 logs), Interval logging with up to 100 lots (Max. 600 logs/lot)</td> </tr> <tr> <td>Storage Interface</td> <td></td> <td>USB</td> </tr> <tr> <td>PC Interface</td> <td></td> <td>Micro USB</td> </tr> <tr> <td>Power Supply</td> <td></td> <td>5 VDC</td> </tr> <tr> <td>Dimensions</td> <td></td> <td>202 x 140 x 12.7 mm (8” x 5.5” x .05”)</td> </tr> <tr> <td>Weight</td> <td></td> <td>250 grams (8.82 oz.)</td> </tr> <tr> <td>*</td> <td></td> <td>with temperature compensation function disabled</td> </tr> <tr> <td>**</td> <td></td> <td>temperature limits will be reduced to actual probe/sensor limits</td> </tr> <tr> <td>***</td> <td></td> <td>pH 3.00 is only visible when using specific pH electrodes and will replace pH 4.01 buffer</td> </tr> </tbody> </table> </div> </div> </div> | Hanna Instruments is proud to introduce the world’s most innovative pH, EC, and DO meter… edge™. | <div class="product-short-description"> <p>Hanna Instruments is proud to introduce the world’s most innovative pH, EC, and DO meter… edge™.</p> </div> | https://www.hannathailand.com/wp-content/uploads/2022/06/edgewithscreenvertical01.jpg | เครื่องวัดคลอรีน , เครื่องวัดปริมาณซิลิกา ช่วงต่ำ ในตัวอย่างน้ำ รุ่น HI705 , เครื่องวัดปริมาณฟอสฟอรัส ช่วงต่ำมาก รุ่น HI736 , เครื่องวัดปริมาณแอมโมเนีย ช่วงต่ำ รุ่น HI700 , เครื่องวัดปริมาณแอมโมเนีย ในน้ำ รุ่น HI715 , ซัลไฟด์สารต้านอนุมูลอิสระบัฟเฟอร์ , เครื่องวัดปริมาณโครเมี่ยม ช่วงสูง รุ่น HI723 , น้ำยามาตรฐานสำหรับค่าโซเดียม | <a class="woocommerce-LoopProduct-link woocommerce-loop-product__link" href="https://www.hannathailand.com/product/free-chlorine/">เครื่องวัดคลอรีน</a> , <a class="woocommerce-LoopProduct-link woocommerce-loop-product__link" href="https://www.hannathailand.com/product/hi705-checker-hc-silica-lr/">เครื่องวัดปริมาณซิลิกา ช่วงต่ำ ในตัวอย่างน้ำ รุ่น HI705</a> , <a class="woocommerce-LoopProduct-link woocommerce-loop-product__link" href="https://www.hannathailand.com/product/phosphorous-marine/">เครื่องวัดปริมาณฟอสฟอรัส ช่วงต่ำมาก รุ่น HI736</a> , <a class="woocommerce-LoopProduct-link woocommerce-loop-product__link" href="https://www.hannathailand.com/product/hi700-checker-hc-ammonia-lr/">เครื่องวัดปริมาณแอมโมเนีย ช่วงต่ำ รุ่น HI700</a> , <a class="woocommerce-LoopProduct-link woocommerce-loop-product__link" href="https://www.hannathailand.com/product/hi715-checker-hc-ammonia-mr/">เครื่องวัดปริมาณแอมโมเนีย ในน้ำ รุ่น HI715</a> , <a class="woocommerce-LoopProduct-link woocommerce-loop-product__link" href="https://www.hannathailand.com/product/hi4015-00/">ซัลไฟด์สารต้านอนุมูลอิสระบัฟเฟอร์</a> , <a class="woocommerce-LoopProduct-link woocommerce-loop-product__link" href="https://www.hannathailand.com/product/hi723-checker-hc-chromium-vi-hr/">เครื่องวัดปริมาณโครเมี่ยม ช่วงสูง รุ่น HI723</a> , <a class="woocommerce-LoopProduct-link woocommerce-loop-product__link" href="https://www.hannathailand.com/product/hi7090l/">น้ำยามาตรฐานสำหรับค่าโซเดียม</a> | https://www.hannathailand.com/wp-content/uploads/2022/06/edgewithscreenvertical01-600x600.jpg , https://www.hannathailand.com/wp-content/uploads/2022/06/edgeelectrodebeakerincradle01-600x600.jpg , https://www.hannathailand.com/wp-content/uploads/2022/06/edgeusbports01-600x600.jpg , https://www.hannathailand.com/wp-content/uploads/2021/12/edgeset-500x500.jpg , https://www.hannathailand.com/wp-content/uploads/2021/12/phedge-500x328.jpg , https://www.hannathailand.com/wp-content/uploads/2021/07/1-500x500.jpg , https://www.hannathailand.com/wp-content/uploads/2022/06/hi705400-600x600.jpg , https://www.hannathailand.com/wp-content/uploads/2021/12/HI736-600x600.jpg , https://www.hannathailand.com/wp-content/uploads/2022/06/hi700_400pxl-600x600.jpg , https://www.hannathailand.com/wp-content/uploads/2022/06/miniphotometerfurammoniakmittel2416_11-600x600.jpg , https://www.hannathailand.com/wp-content/uploads/2021/07/7-500x500.jpg , https://www.hannathailand.com/wp-content/uploads/2022/06/miniphotometerfurchromvihoch839_11-600x600.jpg , https://www.hannathailand.com/wp-content/uploads/2021/07/12-500x500.jpg
33 | เครื่องวัดคุณภาพน้ำด้านสิ่งแวดล้อม แบบหลายพารามิเตอร์ รวมถึงค่า pH รุ่น HI83306-02 | สินค้าทั้งหมด , อุตสาหกรรมทั่วไป , เครื่องวัดคุณภาพน้ำแบบหลายพารามิเตอร์ , แบบตั้งโต๊ะ , เครื่องโฟโตมิเตอร์ , แบบตั้งโต๊ะ | https://www.hannathailand.com/product-category/spectrophotometer/photometer-benchtop/ | https://www.hannathailand.com/product/%e0%b8%84%e0%b8%b8%e0%b8%93%e0%b8%a0%e0%b8%b2%e0%b8%9e%e0%b8%99%e0%b9%89%e0%b8%b3%e0%b8%94%e0%b9%89%e0%b8%b2%e0%b8%99%e0%b8%aa%e0%b8%b4%e0%b9%88%e0%b8%87%e0%b9%81%e0%b8%a7%e0%b8%94%e0%b8%a5%e0%b9%89/ | HI83306-02 | 35,845.00 | น้ำหนัก 1 กก. ขนาด 20.6 × 17.7 × 9.7 เซนติเมตร | <div aria-labelledby="tab-title-additional_information" class="woocommerce-Tabs-panel woocommerce-Tabs-panel--additional_information panel entry-content" id="tab-additional_information" role="tabpanel"> <table class="woocommerce-product-attributes shop_attributes"> <tr class="woocommerce-product-attributes-item woocommerce-product-attributes-item--weight"> <th class="woocommerce-product-attributes-item__label">น้ำหนัก</th> <td class="woocommerce-product-attributes-item__value">1 กก.</td> </tr> <tr class="woocommerce-product-attributes-item woocommerce-product-attributes-item--dimensions"> <th class="woocommerce-product-attributes-item__label">ขนาด</th> <td class="woocommerce-product-attributes-item__value">20.6 × 17.7 × 9.7 เซนติเมตร</td> </tr> </table> </div> | เครื่องวัดคุณภาพน้ำด้านสิ่งแวดล้อม แบบหลายพารามิเตอร์ รวมถึงค่า pH รุ่น HI83306-02 HI83306 เป็นโฟโตมิเตอร์หลายพารามิเตอร์ขนาดกะทัดรัดสำหรับใช้ในห้องปฏิบัติการด้านสิ่งแวดล้อมหรือภาคสนาม มิเตอร์นี้เป็นหนึ่งในโฟโตมิเตอร์ที่ทันสมัยที่สุดที่มาพร้อมกับการออกแบบเชิงแสงที่เป็นนวัตกรรมใหม่ ซึ่งใช้ตัวตรวจจับอ้างอิงและเลนส์โฟกัสเพื่อกำจัดข้อผิดพลาดจากการเปลี่ยนแปลงของแหล่งกำเนิดแสงและจากความไม่สมบูรณ์ในคิวเวทท์แก้ว มิเตอร์นี้มีวิธีการตั้งโปรแกรมไว้ 23 วิธีในการวัดพารามิเตอร์คุณภาพน้ำหลัก 16 รายการ และยังมีโหมดการวัดการดูดกลืนแสงสำหรับการตรวจสอบประสิทธิภาพ และสำหรับผู้ใช้ที่ต้องการพัฒนากราฟความเข้มข้นของตนเองเทียบกับกราฟการดูดกลืนแสง พารามิเตอร์เฉพาะด้านสิ่งแวดล้อม ได้แก่ ไนเตรต ฟอสฟอรัส และออกซิเจนที่ละลายในน้ำ เพื่อประหยัดพื้นที่อันมีค่าบนโต๊ะทำงานในห้องปฏิบัติการ HI83306 จึงทำหน้าที่เป็นเครื่องวัดค่า pH ระดับมืออาชีพด้วยอินพุตอิเล็กโทรด pH/อุณหภูมิแบบดิจิทัล ตอนนี้หนึ่งเมตรสามารถใช้ได้ทั้งการวัดโฟโตเมตริกและการวัดค่า pH HI83306 is a compact, multiparameter photometer for use in the environmental lab or in the field. The meter is one of the most advanced photometers available with a innovative optical design that utilizes a reference detector and focusing lens to eliminate errors from changes in the light source and from imperfections in the glass cuvette. This meter has 23 different programmed methods measuring 16 key water quality parameters and also offers an absorbance measurement mode for performance verification and for users that would like to develop their own concentration versus absorbance curves. Environmental-specific parameters include nitrate, phosphorous and dissolved oxygen. To save valuable laboratory benchtop space, the HI83306 doubles as a professional pH meter with its digital pH/temperature electrode input. Now one meter can be used for both photometric and pH measurements. Advanced optical system Unparalleled performance from a benchtop photometer Digital pH electrode input Save valuable bench space with one meter that works both as a photometer and as a laboratory pH meter Absorbance measuring mode Details The HI83306 benchtop photometer measures 16 different key water quality parameters using 23 different methods. This photometer features an innovative optical system that uses LEDs, narrow band interference filters, focusing lens and both a silicon photodetector for absorbance measurement and a reference detector to maintain a consistent light source ensures accurate and repeatable photometric readings every time. The HI83306 was developed to measure the most common parameters in environmental water quality monitoring. Nutrients such as nitrates and phosphates are key indicators of nutrient pollution from agricultural sources and are considered dangerous to environmental waters.Too few nutrients and waters will be unable to sustain healthy ecosystems; too many nutrients and algal blooms can form, which can be detrimental to water quality and aquatic health. Dissolved oxygen is an essential to performing biological processes for many forms of aquatic life, such as fish, plants and microorganisms. A digital pH electrode input allows the user to measure pH by a traditional glass electrode. The digital pH electrode has a built in microchip within the probe that stores all of the calibration information. Having the calibration information stored in the probe allows for hot swapping of pH electrodes without having to recalibrate. All pH measurements are automatically compensated for temperature variations with a built in thermistor located in the tip of the sensing bulb for fast and accurate temperature measurement. The HI83306 offers an absorbance measuring mode that allows for CAL Check standards to be used to validate the performance of the system. The absorbance mode allows the user to select one of the four wavelengths of light (420 nm, 525 nm, 575 nm, and 610 nm) to measure and plot their own concentration versus absorbance mode. This is useful for users with their own chemical method and for educators to teach the concept of absorbance by using the Beer-Lambert Law. Two USB ports are provided for transferring data to a flash drive or computer and to use as a power source for the meter. For added convenience and portability the meter can also operate on an internal 3.7 VDC Lithium-polymer rechargeable battery. Features/Benefits: Backlit 128 x 64 Pixel Graphic LCD Display Backlit graphic display allows for easy viewing in low light conditions The 128 x 64 Pixel LCD allows for a simplified user interface with virtual keys and on-screen help to guide the user through use of the meter Built-in Reaction Timer for Photometric Measurements The measurement is taken after the countdown timer expires. Countdown timer ensures that all readings are taken at the appropriate reaction intervals regardless of user for better consistency in measurements Absorbance mode Hanna’s exclusive CAL Check cuvettes for validation of light source and detector Allows for the user to plot concentration versus absorbance for a specific wavelength for use with user supplied chemistry or for teaching principles of photometry Units of Measure Appropriate unit of measure along with chemical form is displayed along with reading Result Conversion Automatically convert readings to other chemical forms with the touch of a button Cuvette Cover Aids in preventing stray light from affecting measurements Digital pH Electrode Input Measure pH and temperature with a single probe Good Laboratory Practice (GLP) to track calibration information including date, time, buffers used, offset and slope for traceability pH CAL Check alerts user to potential problems during the calibration process Space saving having a pH meter and photometer built into one meter Data Logging Up to 1000 photometric and pH readings can be stored by simply pressing the dedicated LOG button. Logged readings are just as easily recalled by pressing the RCL button Sample ID and User ID information can be added to a logged reading using alphanumeric keypad Connectivity Logged readings can be quickly and easily transferred to a flash drive using the USB-A host port or to a computer using the micro USB-B port Data is exported as a .CSV file for use with common spreadsheet programs Battery Status Indicator Indicates the amount of battery life left Error Messages Photometric error messages include no cap, high zero, and standard too low pH calibration messages include clean electrode, check buffer and check probe On-screen Features Method Selection Users can easily select any one of the 23 measurement methods via the dedicated METHOD button. Data Logging Up to 1000 measurement readings can be logged with user and sample ID and recalled for future use. pH Measurement Mode Selecting the pH measurement mode allows for the photometer to be used as a professional pH meter with many features including temperature compensated measurements, automatic two point calibration, and GLP. Advanced Optical System: HI83306 is designed with an innovative optical system that incorporates a beam splitter so that light can be used for absorbance readings and for a reference detector. The reference detector monitors the intensity of light and modulates when there is drift due to power fluctuation or the heating of the optical components. Each part has an important role in providing unparalleled performance from a photometer. High Efficiency LED Light Source An LED light source offers superior performance as compared to a tungsten lamp. LEDs have a much higher luminous efficiency, providing more light while using less power. They also produce very little heat, which could otherwise affect the optical components an electronic stability. LEDs are available in a wide array of wavelengths, whereas tungsten lamps are supposed to be white light (all wavelengths of visible light) but actually have a poor blue/violet light output. High Quality Narrow Band Interference Filters The narrow band interference filter not only ensure greater wavelength accuracy (+/- 1 nm) but are extremely efficient. The filters used allow up to 95% of the light from the LED to be transmitted as compared to other filters that are only 75% efficient. The higher efficiency allows for a brighter, stronger light source. The end result is higher measurement stability and less wavelength error. Reference Detector for a Stable Light Source A beam splitter is used as part of the internal reference system of the HI83300 photometer. The reference detector compensates for any drift due to power fluctuations or ambient temperature changes. Now you can rely on a stable source of light between your blank (zero) measurement and sample measurement. Large Cuvette Size The sample cell of the HI83300 fits a round, glass cuvette with a 25 mm path length. Along with the advanced optical components, the larger size of the cuvette greatly reduces errors in rotation from the indexing mark of the cuvettes. The relatively long path length of the sample cuvette allows the light to pass through more of the sample solution, ensuring accurate measurements even in low absorbance samples. Focusing Lens for Greater Light Yield Adding a focusing lens to the optical path allows for the collection of all of the light that exits the cuvette and focusing the light on the silicon photo detector. This novel approach to photometric measurements cancels the errors from imperfections and scratches present in the glass cuvette eliminating the need to index the cuvette. Manual : Download Specifications SKU HI83306-02 Product Name Environmental Analysis Photometer – HI83306 Quote Required Yes pH Range Photometer pH Resolution Photometer pH Accuracy Photometer pH Calibration Automatic one or two point calibration with one set of standard buffers available (4.01, 6.86, 7.01, 9.18, 10.01) pH Temperature Compensation Automatic (-5.0 to 100.0 oC; 23.0 to 212.0 oF); limits reduced based on the pH electrode used pH CAL Check (electrode diagnostics) clean electrode and check buffer/check probe displayed during calibration pH Method Photometer pH-mV Range ±1000 mV pH-mV Resolution 0.1 mV pH-mV Accuracy ±0.2 mV Dissolved Oxygen Range 0.0 to 10.0 mg/L (as O2) Dissolved Oxygen Resolution 0.1 mg/L Dissolved Oxygen Accuracy ±0.4 mg/L ±3% of reading Dissolved Oxygen Measurement Method Adaptation of the Standard Methods for the Examination of Water and Wastewater, 18th edition, Azide modified Winkler method Absorbance Range 0.000 to 4.000 Abs Absorbance Resolution 0.001 Abs Absorbance Accuracy +/-0.003Abs @ 1.000 Abs Ammonia Range Low Range Ammonia Resolution Low and Medium Range Ammonia Accuracy Low Range Ammonia Method Adaptation of the ASTM Manual of Water and Environmental Technology, D1426-92, Nessler method Free Chlorine Range 0.00 to 5.00 mg/L (as Cl2) Free Chlorine Resolution 0.01 mg/L Free Chlorine Accuracy ±0.03 mg/L ±3% of reading Total Chlorine Range 0.00 to 5.00 mg/L (as Cl2) Total Chlorine Resolution 0.01 mg/L Total Chlorine Accuracy ±0.03 mg/L ±3% of reading Chlorine Method Adaptation of the EPA 330.5 DPD method Chromium, Hexavalent Range Low Range Chromium, Hexavalent Resolution 1 μg/L Chromium, Hexavalent Accuracy Low Range Chromium, Hexavalent Method Adaptation of the ASTM Manual of Water and Environmental Technology, D1687-92, Diphenylcarbohydrazide method. Color, Water Range 0 to 500 PCU (Platinum Cobalt Units) Color, Water Resolution 1 PCU Color, Water Accuracy ±10 PCU ±5% of reading Color, Water Method Adaptation of the Standard Methods for the Examination of Water and Wastewater, 18th edition, Colorimetric Platinum Cobalt method. Copper Range Low Range Copper Resolution 0.001 mg/L; 0.01 mg/L Copper Accuracy Low Range Copper Method Adaptation of the EPA bicinchoninate method Cyanuric Acid Range 0 to 80 mg/L (as CYA) Cyanuric Acid Resolution 1 mg/L Cyanuric Acid Accuracy ±1 mg/L ±15% of reading Cyanuric Acid Method Adaptation of the turbidimetric method Molybdenum Range 0.0 to 40.0 mg/L (as Mo6+) Molybdenum Resolution 0.1 mg/L Molybdenum Accuracy ±0.3 mg/L ±5% of reading Molybdenum Method Adaptation of the mercaptoacetic acid method Nickel Range Low Range Nickel Resolution 0.001 mg/L; 0.01 g/L Nickel Accuracy Low range Nickel Method Low Range Nitrate Range 0.0 to 30.0 mg/L (as NO3–– N) Nitrate Resolution 0.1 mg/L Nitrate Accuracy ±0.5 mg/L ±10% of reading Nitrate Method Adaptation of the cadmium reduction method Nitrite Range 0 to 150 mg/L (as NO2–) Nitrite Resolution 1 mg/L Nitrite Accuracy ±4 mg/L ±4% of reading Nitrite Method Adaptation of the Ferrous Sulfate method Phosphate Range Freshwater Low Range Phosphate Resolution 0.01 mg/L; 0.1 mg/L Phosphate Accuracy Low Range Phosphate Method Low Range Silica Range 0.00 to 2.00 mg/L (as SiO2) Silica Resolution 0.01 mg/L Silica Accuracy ±0.03 mg/L ±3% of reading Silica Method Adaptation of the ASTM Manual of Water and Environmental Technology, D859, Heteropoly Molybdenum Blue method Silver Range 0.000 to 1.000 mg/L (as Ag) Silver Resolution 0.001 mg/L Silver Accuracy ±0.020 mg/L ±5% of reading Silver Method Adaptation of the PAN method Zinc Range 0.00 to 3.00 mg/L (as Zn) Zinc Resolution 0.01 mg/L Zinc Accuracy ±0.03 mg/L ±3% of reading Zinc Method Adaptation of the Standard Methods for the Examination of Water and Wastewater, 18th edition, Zincon method Input Channels 1 pH electrode input and 4 photometer wavelengths pH Electrode digital pH electrode (not included) Photometer/Colorimeter Light Source 4 LEDs with 420 nm, 525 nm, 575 nm, and 610 nm narrow band interference filters Photometer/Colorimeter Light Detector silicon photodetector Bandpass Filter Bandwidth 8 nm Bandpass Filter Wavelength Accuracy ±1 nm Cuvette Type round, 24.6 mm Number of Methods 128 max. GLP calibration data for connected pH electrode Display 128 x 64 pixel LCD with backlight Logging Type log on demand with user name and sample ID optional input Logging Memory 1000 readings Connectivity USB-A host for flash drive; micro-USB-B for power and computer connectivity Power Supply 5 VDC USB 2.0 power adapter with USB-A to micro-USB-B cable (included) Battery Type/Life 3.7 VDC Li-polymer rechargeable battery / >500 photometric measurements or 50 hours of continuous pH measurement Environment 0 to 50.0 oC (32 to 122.0 oF); 0 to 95% RH, non-condensing Weight 1.0 kg (2.2 lbs.) Dimensions 206 x 177 x 97 mm (8.1 x 7.0 x 3.8″) Ordering Information HI83306 is supplied with sample cuvettes and caps (4 ea.), cloth for wiping cuvettes, USB to micro USB cable connector, power adapter and instruction manual. | <div aria-labelledby="tab-title-description" class="woocommerce-Tabs-panel woocommerce-Tabs-panel--description panel entry-content active" id="tab-description" role="tabpanel"> <p><span style="font-size: 140%;"><strong>เครื่องวัดคุณภาพน้ำด้านสิ่งแวดล้อม แบบหลายพารามิเตอร์ รวมถึงค่า pH รุ่น HI83306-02</strong></span></p> <p>HI83306 เป็นโฟโตมิเตอร์หลายพารามิเตอร์ขนาดกะทัดรัดสำหรับใช้ในห้องปฏิบัติการด้านสิ่งแวดล้อมหรือภาคสนาม มิเตอร์นี้เป็นหนึ่งในโฟโตมิเตอร์ที่ทันสมัยที่สุดที่มาพร้อมกับการออกแบบเชิงแสงที่เป็นนวัตกรรมใหม่ ซึ่งใช้ตัวตรวจจับอ้างอิงและเลนส์โฟกัสเพื่อกำจัดข้อผิดพลาดจากการเปลี่ยนแปลงของแหล่งกำเนิดแสงและจากความไม่สมบูรณ์ในคิวเวทท์แก้ว มิเตอร์นี้มีวิธีการตั้งโปรแกรมไว้ 23 วิธีในการวัดพารามิเตอร์คุณภาพน้ำหลัก 16 รายการ และยังมีโหมดการวัดการดูดกลืนแสงสำหรับการตรวจสอบประสิทธิภาพ และสำหรับผู้ใช้ที่ต้องการพัฒนากราฟความเข้มข้นของตนเองเทียบกับกราฟการดูดกลืนแสง พารามิเตอร์เฉพาะด้านสิ่งแวดล้อม ได้แก่ ไนเตรต ฟอสฟอรัส และออกซิเจนที่ละลายในน้ำ</p> <p>เพื่อประหยัดพื้นที่อันมีค่าบนโต๊ะทำงานในห้องปฏิบัติการ HI83306 จึงทำหน้าที่เป็นเครื่องวัดค่า pH ระดับมืออาชีพด้วยอินพุตอิเล็กโทรด pH/อุณหภูมิแบบดิจิทัล ตอนนี้หนึ่งเมตรสามารถใช้ได้ทั้งการวัดโฟโตเมตริกและการวัดค่า pH</p> <p>HI83306 is a compact, multiparameter photometer for use in the environmental lab or in the field. The meter is one of the most advanced photometers available with a innovative optical design that utilizes a reference detector and focusing lens to eliminate errors from changes in the light source and from imperfections in the glass cuvette. This meter has 23 different programmed methods measuring 16 key water quality parameters and also offers an absorbance measurement mode for performance verification and for users that would like to develop their own concentration versus absorbance curves. Environmental-specific parameters include nitrate, phosphorous and dissolved oxygen.</p> <p>To save valuable laboratory benchtop space, the HI83306 doubles as a professional pH meter with its digital pH/temperature electrode input. Now one meter can be used for both photometric and pH measurements.</p> <h3>Advanced optical system</h3> <p>Unparalleled performance from a benchtop photometer</p> <h3>Digital pH electrode input</h3> <p>Save valuable bench space with one meter that works both as a photometer and as a laboratory pH meter</p> <h3>Absorbance measuring mode</h3> <p><span style="font-size: 25.92px; color: #333333;">Details</span></p> <div class="tab-content"> <div class="std"> <p>The HI83306 benchtop photometer measures 16 different key water quality parameters using 23 different methods. This photometer features an innovative optical system that uses LEDs, narrow band interference filters, focusing lens and both a silicon photodetector for absorbance measurement and a reference detector to maintain a consistent light source ensures accurate and repeatable photometric readings every time.</p> <p>The HI83306 was developed to measure the most common parameters in environmental water quality monitoring. Nutrients such as nitrates and phosphates are key indicators of nutrient pollution from agricultural sources and are considered dangerous to environmental waters.Too few nutrients and waters will be unable to sustain healthy ecosystems; too many nutrients and algal blooms can form, which can be detrimental to water quality and aquatic health. Dissolved oxygen is an essential to performing biological processes for many forms of aquatic life, such as fish, plants and microorganisms.</p> <p>A digital pH electrode input allows the user to measure pH by a traditional glass electrode. The digital pH electrode has a built in microchip within the probe that stores all of the calibration information. Having the calibration information stored in the probe allows for hot swapping of pH electrodes without having to recalibrate. All pH measurements are automatically compensated for temperature variations with a built in thermistor located in the tip of the sensing bulb for fast and accurate temperature measurement.</p> <p>The HI83306 offers an absorbance measuring mode that allows for CAL Check standards to be used to validate the performance of the system. The absorbance mode allows the user to select one of the four wavelengths of light (420 nm, 525 nm, 575 nm, and 610 nm) to measure and plot their own concentration versus absorbance mode. This is useful for users with their own chemical method and for educators to teach the concept of absorbance by using the Beer-Lambert Law.</p> <p>Two USB ports are provided for transferring data to a flash drive or computer and to use as a power source for the meter. For added convenience and portability the meter can also operate on an internal 3.7 VDC Lithium-polymer rechargeable battery.</p> <div class="prod-view-details-container"> <h3>Features/Benefits:</h3> <div class="prod-view-details-left"> <div class="prod-view-details-left"> <div class="prod-view-details-left"> <div class="prod-view-details-left"> <div class="prod-view-details-left"> <p><strong>Backlit 128 x 64 Pixel Graphic LCD Display</strong></p> <ul> <li>Backlit graphic display allows for easy viewing in low light conditions</li> <li>The 128 x 64 Pixel LCD allows for a simplified user interface with virtual keys and on-screen help to guide the user through use of the meter</li> </ul> <p><strong>Built-in Reaction Timer for Photometric Measurements</strong></p> <ul> <li>The measurement is taken after the countdown timer expires.</li> <li>Countdown timer ensures that all readings are taken at the appropriate reaction intervals regardless of user for better consistency in measurements</li> </ul> <p><strong>Absorbance mode</strong></p> <ul> <li>Hanna’s exclusive CAL Check cuvettes for validation of light source and detector</li> <li>Allows for the user to plot concentration versus absorbance for a specific wavelength for use with user supplied chemistry or for teaching principles of photometry</li> </ul> <p><strong>Units of Measure</strong></p> <ul> <li>Appropriate unit of measure along with chemical form is displayed along with reading</li> </ul> <p><strong>Result Conversion</strong></p> <ul> <li>Automatically convert readings to other chemical forms with the touch of a button</li> </ul> <p><strong>Cuvette Cover</strong></p> <ul> <li>Aids in preventing stray light from affecting measurements</li> </ul> </div> <div class="prod-view-details-right"> <p><strong>Digital pH Electrode Input</strong></p> <ul> <li>Measure pH and temperature with a single probe</li> <li>Good Laboratory Practice (GLP) to track calibration information including date, time, buffers used, offset and slope for traceability</li> <li>pH CAL Check alerts user to potential problems during the calibration process</li> <li>Space saving having a pH meter and photometer built into one meter</li> </ul> <p><strong>Data Logging</strong></p> <ul> <li>Up to 1000 photometric and pH readings can be stored by simply pressing the dedicated LOG button. Logged readings are just as easily recalled by pressing the RCL button</li> <li>Sample ID and User ID information can be added to a logged reading using alphanumeric keypad</li> </ul> <p><strong>Connectivity</strong></p> <ul> <li>Logged readings can be quickly and easily transferred to a flash drive using the USB-A host port or to a computer using the micro USB-B port</li> <li>Data is exported as a .CSV file for use with common spreadsheet programs</li> </ul> <p><strong>Battery Status Indicator</strong></p> <ul> <li>Indicates the amount of battery life left</li> </ul> <p><strong>Error Messages</strong></p> <ul> <li>Photometric error messages include no cap, high zero, and standard too low</li> <li>pH calibration messages include clean electrode, check buffer and check probe</li> </ul> </div> </div> </div> </div> </div> </div> <div class="prod-view-details-container"> <h3><strong>On-screen Features</strong></h3> <div id="screen-left"> <div id="screen-left"> <div id="screen-left"> <div id="screen-left"> <div id="screen-left"><img alt="method selection" class="aligncenter" decoding="async" src="https://hanna-worldwide.com/media/wysiwyg/products/benchtops/Photometers/83300/method-selection.png" title="method selection"/><strong>Method Selection</strong><br/> Users can easily select any one of the 23 measurement methods via the dedicated METHOD button.</div> <div id="screen-center"><img alt="data logging" class="aligncenter" decoding="async" src="https://hanna-worldwide.com/media/wysiwyg/products/benchtops/Photometers/83300/data-logging.png" title="data logging"/><strong>Data Logging</strong><br/> Up to 1000 measurement readings can be logged with user and sample ID and recalled for future use.</div> <div id="screen-right"><img alt="ph measurement mode" class="aligncenter" decoding="async" src="https://hanna-worldwide.com/media/wysiwyg/products/benchtops/Photometers/83300/ph-measurement-mode.png" title="ph measurement mode"/><strong>pH Measurement Mode</strong><br/> Selecting the pH measurement mode allows for the photometer to be used as a professional pH meter with many features including temperature compensated measurements, automatic two point calibration, and GLP.</div> </div> </div> </div> </div> </div> <div class="prod-view-details-container"> <div id="screen-right"> <h3><strong>Advanced Optical System:</strong></h3> <p>HI83306 is designed with an innovative optical system that incorporates a beam splitter so that light can be used for absorbance readings and for a reference detector. The reference detector monitors the intensity of light and modulates when there is drift due to power fluctuation or the heating of the optical components. Each part has an important role in providing unparalleled performance from a photometer.</p> <p> </p> <div><img alt="photometer multiparameter optical" class="aligncenter" decoding="async" src="https://hanna-worldwide.com/media/wysiwyg/products/benchtops/Photometers/83300/OpticalSystem.jpg" title="photometer multiparameter optical"/></div> <div></div> <div></div> <h3><strong>High Efficiency LED Light Source</strong></h3> <p>An LED light source offers superior performance as compared to a tungsten lamp. LEDs have a much higher luminous efficiency, providing more light while using less power. They also produce very little heat, which could otherwise affect the optical components an electronic stability. LEDs are available in a wide array of wavelengths, whereas tungsten lamps are supposed to be white light (all wavelengths of visible light) but actually have a poor blue/violet light output.</p> <h3><strong>High Quality Narrow Band Interference Filters</strong></h3> <p>The narrow band interference filter not only ensure greater wavelength accuracy (+/- 1 nm) but are extremely efficient. The filters used allow up to 95% of the light from the LED to be transmitted as compared to other filters that are only 75% efficient. The higher efficiency allows for a brighter, stronger light source. The end result is higher measurement stability and less wavelength error.</p> <h3><strong>Reference Detector for a Stable Light Source</strong></h3> <p>A beam splitter is used as part of the internal reference system of the HI83300 photometer. The reference detector compensates for any drift due to power fluctuations or ambient temperature changes. Now you can rely on a stable source of light between your blank (zero) measurement and sample measurement.</p> <h3><strong>Large Cuvette Size</strong></h3> <p>The sample cell of the HI83300 fits a round, glass cuvette with a 25 mm path length. Along with the advanced optical components, the larger size of the cuvette greatly reduces errors in rotation from the indexing mark of the cuvettes. The relatively long path length of the sample cuvette allows the light to pass through more of the sample solution, ensuring accurate measurements even in low absorbance samples.</p> <h3><strong>Focusing Lens for Greater Light Yield</strong></h3> <p>Adding a focusing lens to the optical path allows for the collection of all of the light that exits the cuvette and focusing the light on the silicon photo detector. This novel approach to photometric measurements cancels the errors from imperfections and scratches present in the glass cuvette eliminating the need to index the cuvette.</p> <div> <p><strong><span style="color: #333333; font-size: 22.68px;">Manual : <span style="font-size: 85%;"><a href="https://hanna-worldwide.com/mwdownloads/download/link/id/1203">Download</a></span></span></strong></p> <p><strong><span style="color: #333333; font-size: 22.68px;">Specifications</span></strong></p> <table> <tbody> <tr> <td width="163">SKU</td> <td width="438">HI83306-02</td> </tr> <tr> <td width="163">Product Name</td> <td width="438">Environmental Analysis Photometer – HI83306</td> </tr> <tr> <td width="163">Quote Required</td> <td width="438">Yes</td> </tr> <tr> <td width="163">pH Range</td> <td width="438">Photometer</td> </tr> <tr> <td width="163">pH Resolution</td> <td width="438">Photometer</td> </tr> <tr> <td width="163">pH Accuracy</td> <td width="438">Photometer</td> </tr> <tr> <td width="163">pH Calibration</td> <td width="438">Automatic one or two point calibration with one set of standard buffers available (4.01, 6.86, 7.01, 9.18, 10.01)</td> </tr> <tr> <td width="163">pH Temperature Compensation</td> <td width="438">Automatic (-5.0 to 100.0 <sup>o</sup>C; 23.0 to 212.0 <sup>o</sup>F); limits reduced based on the pH electrode used</td> </tr> <tr> <td width="163">pH CAL Check (electrode diagnostics)</td> <td width="438">clean electrode and check buffer/check probe displayed during calibration</td> </tr> <tr> <td width="163">pH Method</td> <td width="438">Photometer</td> </tr> <tr> <td width="163">pH-mV Range</td> <td width="438">±1000 mV</td> </tr> <tr> <td width="163">pH-mV Resolution</td> <td width="438">0.1 mV</td> </tr> <tr> <td width="163">pH-mV Accuracy</td> <td width="438">±0.2 mV</td> </tr> <tr> <td width="163">Dissolved Oxygen Range</td> <td width="438">0.0 to 10.0 mg/L (as O<sub>2</sub>)</td> </tr> <tr> <td width="163">Dissolved Oxygen Resolution</td> <td width="438">0.1 mg/L</td> </tr> <tr> <td width="163">Dissolved Oxygen Accuracy</td> <td width="438">±0.4 mg/L ±3% of reading</td> </tr> <tr> <td width="163">Dissolved Oxygen Measurement Method</td> <td width="438">Adaptation of the Standard Methods for the Examination of Water and Wastewater, 18th edition, Azide modified Winkler method</td> </tr> <tr> <td width="163">Absorbance Range</td> <td width="438">0.000 to 4.000 Abs</td> </tr> <tr> <td width="163">Absorbance Resolution</td> <td width="438">0.001 Abs</td> </tr> <tr> <td width="163">Absorbance Accuracy</td> <td width="438">+/-0.003Abs @ 1.000 Abs</td> </tr> <tr> <td width="163">Ammonia Range</td> <td width="438">Low Range</td> </tr> <tr> <td width="163">Ammonia Resolution</td> <td width="438">Low and Medium Range</td> </tr> <tr> <td width="163">Ammonia Accuracy</td> <td width="438">Low Range</td> </tr> <tr> <td width="163">Ammonia Method</td> <td width="438">Adaptation of the ASTM Manual of Water and Environmental Technology, D1426-92, Nessler method</td> </tr> <tr> <td width="163">Free Chlorine Range</td> <td width="438">0.00 to 5.00 mg/L (as Cl<sub>2</sub>)</td> </tr> <tr> <td width="163">Free Chlorine Resolution</td> <td width="438">0.01 mg/L</td> </tr> <tr> <td width="163">Free Chlorine Accuracy</td> <td width="438">±0.03 mg/L ±3% of reading</td> </tr> <tr> <td width="163">Total Chlorine Range</td> <td width="438">0.00 to 5.00 mg/L (as Cl<sub>2</sub>)</td> </tr> <tr> <td width="163">Total Chlorine Resolution</td> <td width="438">0.01 mg/L</td> </tr> <tr> <td width="163">Total Chlorine Accuracy</td> <td width="438">±0.03 mg/L ±3% of reading</td> </tr> <tr> <td width="163">Chlorine Method</td> <td width="438">Adaptation of the EPA 330.5 DPD method</td> </tr> <tr> <td width="163">Chromium, Hexavalent Range</td> <td width="438">Low Range</td> </tr> <tr> <td width="163">Chromium, Hexavalent Resolution</td> <td width="438">1 μg/L</td> </tr> <tr> <td width="163">Chromium, Hexavalent Accuracy</td> <td width="438">Low Range</td> </tr> <tr> <td width="163">Chromium, Hexavalent Method</td> <td width="438">Adaptation of the ASTM Manual of Water and Environmental Technology, D1687-92, Diphenylcarbohydrazide method.</td> </tr> <tr> <td width="163">Color, Water Range</td> <td width="438">0 to 500 PCU (Platinum Cobalt Units)</td> </tr> <tr> <td width="163">Color, Water Resolution</td> <td width="438">1 PCU</td> </tr> <tr> <td width="163">Color, Water Accuracy</td> <td width="438">±10 PCU ±5% of reading</td> </tr> <tr> <td width="163">Color, Water Method</td> <td width="438">Adaptation of the Standard Methods for the Examination of Water and Wastewater, 18th edition, Colorimetric Platinum Cobalt method.</td> </tr> <tr> <td width="163">Copper Range</td> <td width="438">Low Range</td> </tr> <tr> <td width="163">Copper Resolution</td> <td width="438">0.001 mg/L; 0.01 mg/L</td> </tr> <tr> <td width="163">Copper Accuracy</td> <td width="438">Low Range</td> </tr> <tr> <td width="163">Copper Method</td> <td width="438">Adaptation of the EPA bicinchoninate method</td> </tr> <tr> <td width="163">Cyanuric Acid Range</td> <td width="438">0 to 80 mg/L (as CYA)</td> </tr> <tr> <td width="163">Cyanuric Acid Resolution</td> <td width="438">1 mg/L</td> </tr> <tr> <td width="163">Cyanuric Acid Accuracy</td> <td width="438">±1 mg/L ±15% of reading</td> </tr> <tr> <td width="163">Cyanuric Acid Method</td> <td width="438">Adaptation of the turbidimetric method</td> </tr> <tr> <td width="163">Molybdenum Range</td> <td width="438">0.0 to 40.0 mg/L (as Mo<sup>6+</sup>)</td> </tr> <tr> <td width="163">Molybdenum Resolution</td> <td width="438">0.1 mg/L</td> </tr> <tr> <td width="163">Molybdenum Accuracy</td> <td width="438">±0.3 mg/L ±5% of reading</td> </tr> <tr> <td width="163">Molybdenum Method</td> <td width="438">Adaptation of the mercaptoacetic acid method</td> </tr> <tr> <td width="163">Nickel Range</td> <td width="438">Low Range</td> </tr> <tr> <td width="163">Nickel Resolution</td> <td width="438">0.001 mg/L; 0.01 g/L</td> </tr> <tr> <td width="163">Nickel Accuracy</td> <td width="438">Low range</td> </tr> <tr> <td width="163">Nickel Method</td> <td width="438">Low Range</td> </tr> <tr> <td width="163">Nitrate Range</td> <td width="438">0.0 to 30.0 mg/L (as NO<sub>3</sub><sup>–</sup>– N)</td> </tr> <tr> <td width="163">Nitrate Resolution</td> <td width="438">0.1 mg/L</td> </tr> <tr> <td width="163">Nitrate Accuracy</td> <td width="438">±0.5 mg/L ±10% of reading</td> </tr> <tr> <td width="163">Nitrate Method</td> <td width="438">Adaptation of the cadmium reduction method</td> </tr> <tr> <td width="163">Nitrite Range</td> <td width="438">0 to 150 mg/L (as NO<sub>2</sub><sup>–</sup>)</td> </tr> <tr> <td width="163">Nitrite Resolution</td> <td width="438">1 mg/L</td> </tr> <tr> <td width="163">Nitrite Accuracy</td> <td width="438">±4 mg/L ±4% of reading</td> </tr> <tr> <td width="163">Nitrite Method</td> <td width="438">Adaptation of the Ferrous Sulfate method</td> </tr> <tr> <td width="163">Phosphate Range</td> <td width="438">Freshwater<br/> Low Range</td> </tr> <tr> <td width="163">Phosphate Resolution</td> <td width="438">0.01 mg/L; 0.1 mg/L</td> </tr> <tr> <td width="163">Phosphate Accuracy</td> <td width="438">Low Range</td> </tr> <tr> <td width="163">Phosphate Method</td> <td width="438">Low Range</td> </tr> <tr> <td width="163">Silica Range</td> <td width="438">0.00 to 2.00 mg/L (as SiO<sub>2</sub>)</td> </tr> <tr> <td width="163">Silica Resolution</td> <td width="438">0.01 mg/L</td> </tr> <tr> <td width="163">Silica Accuracy</td> <td width="438">±0.03 mg/L ±3% of reading</td> </tr> <tr> <td width="163">Silica Method</td> <td width="438">Adaptation of the ASTM Manual of Water and Environmental Technology, D859, Heteropoly Molybdenum Blue method</td> </tr> <tr> <td width="163">Silver Range</td> <td width="438">0.000 to 1.000 mg/L (as Ag)</td> </tr> <tr> <td width="163">Silver Resolution</td> <td width="438">0.001 mg/L</td> </tr> <tr> <td width="163">Silver Accuracy</td> <td width="438">±0.020 mg/L ±5% of reading</td> </tr> <tr> <td width="163">Silver Method</td> <td width="438">Adaptation of the PAN method</td> </tr> <tr> <td width="163">Zinc Range</td> <td width="438">0.00 to 3.00 mg/L (as Zn)</td> </tr> <tr> <td width="163">Zinc Resolution</td> <td width="438">0.01 mg/L</td> </tr> <tr> <td width="163">Zinc Accuracy</td> <td width="438">±0.03 mg/L ±3% of reading</td> </tr> <tr> <td width="163">Zinc Method</td> <td width="438">Adaptation of the Standard Methods for the Examination of Water and Wastewater, 18th edition, Zincon method</td> </tr> <tr> <td width="163">Input Channels</td> <td width="438">1 pH electrode input and 4 photometer wavelengths</td> </tr> <tr> <td width="163">pH Electrode</td> <td width="438">digital pH electrode (not included)</td> </tr> <tr> <td width="163">Photometer/Colorimeter Light Source</td> <td width="438">4 LEDs with 420 nm, 525 nm, 575 nm, and 610 nm narrow band interference filters</td> </tr> <tr> <td width="163">Photometer/Colorimeter Light Detector</td> <td width="438">silicon photodetector</td> </tr> <tr> <td width="163">Bandpass Filter Bandwidth</td> <td width="438">8 nm</td> </tr> <tr> <td width="163">Bandpass Filter Wavelength Accuracy</td> <td width="438">±1 nm</td> </tr> <tr> <td width="163">Cuvette Type</td> <td width="438">round, 24.6 mm</td> </tr> <tr> <td width="163">Number of Methods</td> <td width="438">128 max.</td> </tr> <tr> <td width="163">GLP</td> <td width="438">calibration data for connected pH electrode</td> </tr> <tr> <td width="163">Display</td> <td width="438">128 x 64 pixel LCD with backlight</td> </tr> <tr> <td width="163">Logging Type</td> <td width="438">log on demand with user name and sample ID optional input</td> </tr> <tr> <td width="163">Logging Memory</td> <td width="438">1000 readings</td> </tr> <tr> <td width="163">Connectivity</td> <td width="438">USB-A host for flash drive; micro-USB-B for power and computer connectivity</td> </tr> <tr> <td width="163">Power Supply</td> <td width="438">5 VDC USB 2.0 power adapter with USB-A to micro-USB-B cable (included)</td> </tr> <tr> <td width="163">Battery Type/Life</td> <td width="438">3.7 VDC Li-polymer rechargeable battery / &gt;500 photometric measurements or 50 hours of continuous pH measurement</td> </tr> <tr> <td width="163">Environment</td> <td width="438">0 to 50.0 <sup>o</sup>C (32 to 122.0 <sup>o</sup>F); 0 to 95% RH, non-condensing</td> </tr> <tr> <td width="163">Weight</td> <td width="438">1.0 kg (2.2 lbs.)</td> </tr> <tr> <td width="163">Dimensions</td> <td width="438">206 x 177 x 97 mm (8.1 x 7.0 x 3.8″)</td> </tr> <tr> <td width="163">Ordering Information</td> <td width="438">HI83306 is supplied with sample cuvettes and caps (4 ea.), cloth for wiping cuvettes, USB to micro USB cable connector, power adapter and instruction manual.</td> </tr> </tbody> </table> </div> </div> </div> </div> </div> </div> | ไม่มี | ไม่มี | https://www.hannathailand.com/wp-content/uploads/2022/09/HI83306.jpg | เครื่องวัดคลอรีน , เครื่องวัดปริมาณแอมโมเนีย ในน้ำ รุ่น HI715 , เครื่องวัดปริมาณฟลูออไรด์ ช่วงต่ำ รุ่น HI729 , น้ำยามาตรฐานสำหรับค่าโซเดียม , เครื่องวัดปริมาณโบรมีน ในตัวอย่างน้ำ รุ่น HI716 , เครื่องวัดปริมาณฟอสเฟต ช่วงสูง รุ่น HI717 , เครื่องวัดปริมาณคลอรีนอิสระ รุ่น HI701 , เครื่องวัดปริมาณแอมโมเนีย ช่วงสูง รุ่น HI733 | <a class="woocommerce-LoopProduct-link woocommerce-loop-product__link" href="https://www.hannathailand.com/product/free-chlorine/">เครื่องวัดคลอรีน</a> , <a class="woocommerce-LoopProduct-link woocommerce-loop-product__link" href="https://www.hannathailand.com/product/hi715-checker-hc-ammonia-mr/">เครื่องวัดปริมาณแอมโมเนีย ในน้ำ รุ่น HI715</a> , <a class="woocommerce-LoopProduct-link woocommerce-loop-product__link" href="https://www.hannathailand.com/product/hi729-checker-hc-fluoride-lr/">เครื่องวัดปริมาณฟลูออไรด์ ช่วงต่ำ รุ่น HI729</a> , <a class="woocommerce-LoopProduct-link woocommerce-loop-product__link" href="https://www.hannathailand.com/product/hi7090l/">น้ำยามาตรฐานสำหรับค่าโซเดียม</a> , <a class="woocommerce-LoopProduct-link woocommerce-loop-product__link" href="https://www.hannathailand.com/product/hi716-checker-hc-bromine/">เครื่องวัดปริมาณโบรมีน ในตัวอย่างน้ำ รุ่น HI716</a> , <a class="woocommerce-LoopProduct-link woocommerce-loop-product__link" href="https://www.hannathailand.com/product/hi717-checker-hc-phosphate-hr/">เครื่องวัดปริมาณฟอสเฟต ช่วงสูง รุ่น HI717</a> , <a class="woocommerce-LoopProduct-link woocommerce-loop-product__link" href="https://www.hannathailand.com/product/hi701-checker-hc-free-chlorine/">เครื่องวัดปริมาณคลอรีนอิสระ รุ่น HI701</a> , <a class="woocommerce-LoopProduct-link woocommerce-loop-product__link" href="https://www.hannathailand.com/product/hi733-checker-hc-ammonia-hr/">เครื่องวัดปริมาณแอมโมเนีย ช่วงสูง รุ่น HI733</a> | https://www.hannathailand.com/wp-content/uploads/2022/09/HI83306-600x600.jpg , https://www.hannathailand.com/wp-content/uploads/2022/09/HI83306-1-600x600.jpg , https://www.hannathailand.com/wp-content/uploads/2022/09/HI83306-2-600x600.jpg , https://www.hannathailand.com/wp-content/uploads/2021/07/1-500x500.jpg , https://www.hannathailand.com/wp-content/uploads/2022/06/miniphotometerfurammoniakmittel2416_11-600x600.jpg , https://www.hannathailand.com/wp-content/uploads/2022/06/miniphotometerfurfluoridniedrig844_11-600x600.jpg , https://www.hannathailand.com/wp-content/uploads/2021/07/12-500x500.jpg , https://www.hannathailand.com/wp-content/uploads/2022/06/miniphotometerfurfreiesgesamtchlor704_11-600x600.jpg , https://www.hannathailand.com/wp-content/uploads/2022/06/miniphotometerfurphosphathoch827_11-600x600.jpg , https://www.hannathailand.com/wp-content/uploads/2021/11/hi701-500x500.jpg , https://www.hannathailand.com/wp-content/uploads/2022/06/miniphotometerfurammoniumhoch2418_11-600x600.jpg
34 | เครื่องวัดคุณภาพน้ำดีและน้ำเสีย รวมถึงค่า COD & pH รุ่น HI83399-02 | สินค้าทั้งหมด , สินค้าแนะนำ , เครื่องวัดคุณภาพน้ำแบบหลายพารามิเตอร์ , เครื่องวัดซีโอดี , เครื่องโฟโตมิเตอร์ , เตาย่อยสารเคมี , แบบตั้งโต๊ะ , แบบตั้งโต๊ะ | https://www.hannathailand.com/product-category/spectrophotometer/photometer-benchtop/ | https://www.hannathailand.com/product/water-wastewater-multiparameter-with-cod-photometer-and-ph-meter/ | HI83399-02 | 3,103.00 | น้ำหนัก 1 กก. ขนาด 20.6 × 17.7 × 9.7 เซนติเมตร | <div aria-labelledby="tab-title-additional_information" class="woocommerce-Tabs-panel woocommerce-Tabs-panel--additional_information panel entry-content" id="tab-additional_information" role="tabpanel"> <table class="woocommerce-product-attributes shop_attributes"> <tr class="woocommerce-product-attributes-item woocommerce-product-attributes-item--weight"> <th class="woocommerce-product-attributes-item__label">น้ำหนัก</th> <td class="woocommerce-product-attributes-item__value">1 กก.</td> </tr> <tr class="woocommerce-product-attributes-item woocommerce-product-attributes-item--dimensions"> <th class="woocommerce-product-attributes-item__label">ขนาด</th> <td class="woocommerce-product-attributes-item__value">20.6 × 17.7 × 9.7 เซนติเมตร</td> </tr> </table> </div> | เครื่องวัดคุณภาพน้ำดีและน้ำเสีย รวมถึงค่า COD & pH รุ่น HI83399-02 เครื่องวัดคุณภาพน้ำดีและน้ำเสีย แบบตั้งโต๊ะ รุ่น HI83399 คัดเลือกพารามิเตอร์หลักสำหรับควบคุมคุณภาพน้ำเสียถึง 40 พารามิเตอร์ รวมถึงยังสามารถวัดค่าซีโอดีและ pH ได้ด้วย สำหรับพารามิเตอร์ COD ก็จะถูกจัดว่าเป็นพารามิเตอร์ที่สำคัญในการควบคุมคุณภาพน้ำสำหรับโรงงานอุตสาหกรรมและน้ำที่ใช้งานในชุมชน รวมถึงปริมาณฟอสฟอรัสและไนโตรเจนที่จะเป็นประโยชน์ต่อผู้ใช้งานที่ต้องการบำบัดน้ำเสียชุมชน ตัวเครื่องนี้มีระบบแสงที่เป็นนวัตกรรมใหม่โดยใช้แหล่งแสงเป็นไดโอดเปล่งแสง (LED) ตัวกรองแสงในช่วงความถี่แคบ และตัวตรวจจับแสงซิลิคอน โฟโตเซลล์ สำหรับการวัดค่าการดูดกลืนแสง และตัวตรวจจับอ้างอิงเพื่อรักษาแหล่งกำเนิดแสงที่สม่ำเสมอ ช่วยให้ผู้ใช้งานมั่นใจถึงผลลัพธ์ที่ถูกต้องแม่นยำ ตัวเครื่องมาพร้อมช่องเสียบสำหรับวัดค่า pH แบบดิจิตอล โดยสามารถให้ผู้ใช้งานวัด pH ด้วยหัววัดแก้ว ที่ภายในมีไมโครชิปในตัวช่วยเก็บข้อมูลการสอบเทียบทั้งหมด ทำให้สามารถสลับอิเล็กโทรด pH ได้ทันที โดยไม่ต้องสอบเทียบหัววัดใหม่ สำหรับการวัดค่า pH จะได้รับการชดเชยอุณหภูมิแบบอัตโนมัติ เพื่อทำให้ผู้ใช้งานได้รับผลการอ่านที่ถูกต้องแม่นยำ และมีประสิทธิภาพสูง ช่องเสียบ USB 2 ช่อง สำหรับถ่ายโอนข้อมูลไปยังแฟลชไดรฟ์ หรือคอมพิวเตอร์ และใช้เป็นแหล่งจ่ายไฟให้กับตัวเครื่อง เพื่อความสะดวกในการใช้งาน ตัวเครื่องยังสามารถทำงานโดยใช้แบตเตอรี่ลิเธียมแบบชาร์จได้ โหมดการวัดค่าการดูดกลืนแสง สามารถตรวจสอบประสิทธิภาพของช่วงความยาวคลื่นด้วยสารละลายมาตรฐาน CAL Check เพื่อความแม่นยำในการใช้งาน โดยโหมดการดูดกลืนแสงจะช่วยให้ผู้ใช้งานสามารถเลือกความยาวคลื่นแสงมาตรฐานที่แนะนำ คือ 420, 466, 525, 575 และ 610 นาโนเมตร คุณสมบัติหลัก : หน้าจอแสดงผลชนิด LCD – จอแสดงผลกราฟิกแบบย้อนแสงช่วยให้มองเห็นได้ง่ายในสภาพแสงน้อย – จอ LCD ขนาด 128×64 พิกเซล ช่วยให้อินเทอร์เฟซผู้ใช้ง่ายขึ้นด้วยปุ่มเสมือน และช่วยเหลือบนหน้าจอเพื่อแนะนำผู้ใช้ตลอดการใช้งาน นาฬิกาจับเวลาในการทำปฏิกิริยา – การวัดจะดำเนินการหลังจากนาฬิกาจับเวลานับถอยหลังหมดเวลา – นาฬิกาจับเวลาถอยหลังจะช่วยให้แน่ใจว่าสารเคมีที่ทำปฏิกิริยาทำในเวลาที่เหมาะสม เพื่อความสม่ำเสมอในการวัดทุกครั้ง โหมดการวัดการดูดกลืนแสง สารละลายมาตรฐาน CAL Check ที่เป็นเอกสิทธิ์เฉพาะของ Hanna สำหรับการตรวจสอบความถูกต้องของแหล่งกำเนิดแสงและตัวตรวจจับ ช่วยให้ผู้ใช้สามารถทราบถึงความสัมพันธ์ระหว่างความเข้มข้นเทียบกับการดูดกลืนแสง สำหรับความยาวคลื่นเฉพาะเพื่อใช้กับสารเคมีที่ผู้ใช้งานให้มา หน่วยการวัด – หน่วยวัดที่เหมาะสมพร้อมรูปแบบทางเคมีแสดงพร้อมกับค่าที่อ่านได้ การแปลงผลลัพธ์ทางเคมีในรูปแบบอื่น – แปลงค่าที่อ่านได้เป็นรูปแบบทางเคมีอื่นๆ โดยอัตโนมัติ ด้วยการกดปุ่ม Chem formation ฝาครอบหลอดแก้ว – ช่วยลดแสงรบกวนไม่ให้ส่งผลต่อการวัด หัววัด pH แบบดิจิตอล – วัด pH และอุณหภูมิในหัววัดเดียวกัน – โหมด GLP จะช่วยทำให้ผู้ใช้งานสามารถดูข้อมูลการสอบเทียบล่าสุดได้ เช่น วันและเวลาในการสอบเทียบ สารละลายมาตรฐานที่ใช้งานล่าสุด ค่า %Slope และค่า Offfset เป็นต้น – ระบบ Cal Check จะแจ้งเตือนผู้ใช้งานถึงปัญหาที่เกิดขึ้นในระหว่างกระบวนการสอบเทียบ การบันทึกข้อมูล – สามารถเก็บข้อมูลได้สูงสุด 1,000 ข้อมูล เพียงแค่กดปุ่ม Log และสามารถกดปุ่ม RCL เพื่อดูข้อมูลในการบันทึก – สามารถใส่รายละเอียดข้อมูลผู้ใช้งานและรายละเอียดตัวอย่างได้ การเชื่อมต่อ – ข้อมูลที่บันทึกไว้สามารถถ่ายโอนไปยังแฟลชไดรฟ์อย่างง่ายดาย โดยใช้ช่องเสียบ USB-A หรือไปยังคอมพิวเตอร์ โดยใช้ช่องเสียบ micro USB-B – ข้อมูลจะถูกส่งออกในรูปแบบไฟล์ .CSV สถานะแบตเตอรี่ – แสดงอายุการใช้งานแบตเตอรี่ที่เหลืออยู่ ข้อความผิดพลาด – ข้อความแสดงข้อผิดพลาดประกอบด้วย ไม่มีขีดจำกัด ค่าศูนย์สูง และค่ามาตรฐานต่ำเกินไป – ข้อความการสอบเทียบ pH ได้แก่ ทำความสะอาดอิเล็กโทรด ตรวจสอบการปนเปื้อนของสารละลายมาตรฐาน และตรวจสอบหัววัด คุณสมบัติบนหน้าจอ : การเลือกพารามิเตอร์ ผู้ใช้งานสามารถกดปุ่มเพื่อเลือกพารามิเตอร์ การบันทึกข้อมูล บันทึกข้อมูลสูงสุด 1000 ข้อมูล โหมดการวัดค่า pH กดเลือกโหมดการวัดค่า pH ในโหมดนี้จะต้องใช้หัววัด pH แบบดิจิตอล คุณสมบัติการย่อยสารเคมี อะแดปเตอร์หลอดแก้ว ตัวเครื่องรุ่น HI83314 มาพร้อมกับอะแดปเตอร์ ขนาด 16 มม. ที่รองรับกับการใช้งาน วิธีวิเคราะห์สำหรับการย่อยสารเคมี เข้ากันได้กับ COD (EPA, ISO และวิธีที่ปราศจากสารปรอท) สารเคมีไนโตรเจนและฟอสฟอรัสที่บรรจุในขวดย่อยขนาด 16 มม. โดยสารเคมีจัดจำหน่ายแยก ตัวเครื่องให้ความร้อนสำหรับย่อยสารเคมี ตัวเครื่องให้ความร้อนใช้ในการให้ความร้อนในการย่อยสารเคมี โดยหลอดแก้วสารเคมีจะต้องได้รับความร้อนจนถึงอุณหภูมิที่กำหนดเป็นระยะเวลาหนึ่งตามขั้นตอนในการใช้งาน Manual : Download Specifications : ช่วงการวัด pH โฟโตมิเตอร์ : 6.5 to 8.5 pH หัววัด pH แบบดิจิตอล : -2.00 – 16.00 pH ความละเอียด โฟโตมิเตอร์ : 0.1 pH หัววัด pH แบบดิจิตอล : 0.01 pH ความถูกต้อง โฟโตมิเตอร์ : ±0.1 pH หัววัด pH แบบดิจิตอล : ±0.01 pH การสอบเทียบ pH แบบอัตโนมัติ 1 หรือ 2 จุด จากสารละลายมาตรฐาน (4.01, 6.86, 7.01, 9.18, 10.01) การชดเชยอุณหภูมิ pH แบบอัตโนมัติ ในช่วง -5.0 – 100.0 oC วิธีวิเคราะห์ pH โฟโตมิเตอร์ : phenol red ช่วงการวัด mV (pH) ±1000 mV ความถูกต้อง ±0.2 mV คุณสมบัติทั่วไป ช่องการทำงาน หัววัด pH 1 หัววัด และ 5 ความยาวคลื่น หัววัด pH ชนิดดิจิตอล (อุปกรณ์เพิ่มเติม) ประเภทการบันทึกข้อมูล บันทึกข้อมูลโดยผู้ใช้งาน การบันทึกข้อมูล 1000 ข้อมูล การเชื่อมต่อ USB-A สำหรับแฟลชไดร์ฟ และ micro-USB-B สำหรับชาร์จไฟ ข้อมูล GLP ข้อมูลการสอบเทียบ สำหรับ pH หน้าจอแสดงผล จอ LCD 128 x 64 พิกเซล อายุของแบตเตอรี่ 3.7 VDC ชนิดลิเทียมแบบชาร์จได้ ใช้งานแบบต่อเนื่องมากกว่า 500 การวัด สำหรับโหมดโฟโตมิเตอร์ หรือ 50 ชั่วโมง สำหรับโหมดการวัดค่า pH แหล่งจ่ายไฟ 5 VDC สภาพแวดล้อมที่เหมาะสม 0 – 50.0 oC ความชื้นสัมพัทธ์ 0 – 95% RH ขนาด 206 x 177 x 97 มม. น้ำหนัก 1 กิโลกรัม | <div aria-labelledby="tab-title-description" class="woocommerce-Tabs-panel woocommerce-Tabs-panel--description panel entry-content active" id="tab-description" role="tabpanel"> <p><span style="color: #000000;"><strong><span style="font-size: 110%;">เครื่องวัดคุณภาพน้ำดีและน้ำเสีย รวมถึงค่า COD &amp; pH รุ่น HI83399-02</span></strong></span></p> <p><span style="color: #000000;">เครื่องวัดคุณภาพน้ำดีและน้ำเสีย แบบตั้งโต๊ะ รุ่น HI83399 คัดเลือกพารามิเตอร์หลักสำหรับควบคุมคุณภาพน้ำเสียถึง 40 พารามิเตอร์ รวมถึงยังสามารถวัดค่าซีโอดีและ pH ได้ด้วย สำหรับพารามิเตอร์ COD ก็จะถูกจัดว่าเป็นพารามิเตอร์ที่สำคัญในการควบคุมคุณภาพน้ำสำหรับโรงงานอุตสาหกรรมและน้ำที่ใช้งานในชุมชน รวมถึงปริมาณฟอสฟอรัสและไนโตรเจนที่จะเป็นประโยชน์ต่อผู้ใช้งานที่ต้องการบำบัดน้ำเสียชุมชน ตัวเครื่องนี้มีระบบแสงที่เป็นนวัตกรรมใหม่โดยใช้แหล่งแสงเป็นไดโอดเปล่งแสง (LED) ตัวกรองแสงในช่วงความถี่แคบ และตัวตรวจจับแสงซิลิคอน โฟโตเซลล์ สำหรับการวัดค่าการดูดกลืนแสง และตัวตรวจจับอ้างอิงเพื่อรักษาแหล่งกำเนิดแสงที่สม่ำเสมอ ช่วยให้ผู้ใช้งานมั่นใจถึงผลลัพธ์ที่ถูกต้องแม่นยำ</span></p> <div class="tab-content"><span style="color: #000000;">ตัวเครื่องมาพร้อมช่องเสียบสำหรับวัดค่า pH แบบดิจิตอล โดยสามารถให้ผู้ใช้งานวัด pH ด้วยหัววัดแก้ว ที่ภายในมีไมโครชิปในตัวช่วยเก็บข้อมูลการสอบเทียบทั้งหมด ทำให้สามารถสลับอิเล็กโทรด pH ได้ทันที โดยไม่ต้องสอบเทียบหัววัดใหม่ สำหรับการวัดค่า pH จะได้รับการชดเชยอุณหภูมิแบบอัตโนมัติ เพื่อทำให้ผู้ใช้งานได้รับผลการอ่านที่ถูกต้องแม่นยำ และมีประสิทธิภาพสูง</span></div> <div></div> <div class="tab-content"><span style="color: #000000;">ช่องเสียบ USB 2 ช่อง สำหรับถ่ายโอนข้อมูลไปยังแฟลชไดรฟ์ หรือคอมพิวเตอร์ และใช้เป็นแหล่งจ่ายไฟให้กับตัวเครื่อง เพื่อความสะดวกในการใช้งาน ตัวเครื่องยังสามารถทำงานโดยใช้แบตเตอรี่ลิเธียมแบบชาร์จได้</span></div> <div></div> <div><span style="color: #000000;">โหมดการวัดค่าการดูดกลืนแสง สามารถตรวจสอบประสิทธิภาพของช่วงความยาวคลื่นด้วยสารละลายมาตรฐาน CAL Check เพื่อความแม่นยำในการใช้งาน โดยโหมดการดูดกลืนแสงจะช่วยให้ผู้ใช้งานสามารถเลือกความยาวคลื่นแสงมาตรฐานที่แนะนำ คือ 420, 466, 525, 575 และ 610 นาโนเมตร</span></div> <div></div> <div><span style="color: #000000;"><strong><span style="font-size: 110%;">คุณสมบัติหลัก : </span></strong></span></div> <div> <p><span style="color: #000000;"><span style="font-family: Consolas, Monaco, monospace;"><strong>หน้าจอแสดงผลชนิด LCD</strong><br/> </span><span style="font-family: Consolas, Monaco, monospace;"> – จอแสดงผลกราฟิกแบบย้อนแสงช่วยให้มองเห็นได้ง่ายในสภาพแสงน้อย<br/> </span><span style="font-family: Consolas, Monaco, monospace;"> – จอ LCD ขนาด 128×64 พิกเซล ช่วยให้อินเทอร์เฟซผู้ใช้ง่ายขึ้นด้วยปุ่มเสมือน และช่วยเหลือบนหน้าจอเพื่อแนะนำผู้ใช้ตลอดการใช้งาน</span></span></p> <div class="prod-view-details-container"> <div class="prod-view-details-left"> <div class="prod-view-details-left"><span style="color: #000000;"><strong>นาฬิกาจับเวลาในการทำปฏิกิริยา</strong></span><br/> <span style="color: #000000;"> – การวัดจะดำเนินการหลังจากนาฬิกาจับเวลานับถอยหลังหมดเวลา </span><br/> <span style="color: #000000;"> – นาฬิกาจับเวลาถอยหลังจะช่วยให้แน่ใจว่าสารเคมีที่ทำปฏิกิริยาทำในเวลาที่เหมาะสม เพื่อความสม่ำเสมอในการวัดทุกครั้ง </span></div> <div class="prod-view-details-left"><span style="color: #000000;"><strong><br/> โหมดการวัดการดูดกลืนแสง<br/> </strong><span class="Y2IQFc" lang="th">สารละลายมาตรฐาน CAL Check ที่เป็นเอกสิทธิ์เฉพาะของ Hanna สำหรับการตรวจสอบความถูกต้องของแหล่งกำเนิดแสงและตัวตรวจจับ ช่วยให้ผู้ใช้สามารถทราบถึงความสัมพันธ์ระหว่างความเข้มข้นเทียบกับการดูดกลืนแสง สำหรับความยาวคลื่นเฉพาะเพื่อใช้กับสารเคมีที่ผู้ใช้งานให้มา</span></span></div> </div> </div> </div> <div class="tab-content"> <div class="std"> <div class="prod-view-details-container"> <div class="prod-view-details-left"> <div></div> <div class="prod-view-details-left"><span style="color: #000000;"><strong>หน่วยการวัด<br/> </strong> – หน่วยวัดที่เหมาะสมพร้อมรูปแบบทางเคมีแสดงพร้อมกับค่าที่อ่านได้</span></div> <div></div> <div class="prod-view-details-left"><span style="color: #000000;"><strong>การแปลงผลลัพธ์ทางเคมีในรูปแบบอื่น<br/> </strong> – แปลงค่าที่อ่านได้เป็นรูปแบบทางเคมีอื่นๆ โดยอัตโนมัติ ด้วยการกดปุ่ม Chem formation</span></div> <div></div> <div class="prod-view-details-left"><span style="color: #000000;"><strong>ฝาครอบหลอดแก้ว<br/> </strong> – <span class="Y2IQFc" lang="th">ช่วยลดแสงรบกวนไม่ให้ส่งผลต่อการวัด</span></span></div> <div></div> </div> <div class="prod-view-details-right"> <div class="prod-view-details-right"><span style="color: #000000;"><strong>หัววัด pH แบบดิจิตอล<br/> </strong> – วัด pH และอุณหภูมิในหัววัดเดียวกัน<br/> – โหมด GLP จะช่วยทำให้ผู้ใช้งานสามารถดูข้อมูลการสอบเทียบล่าสุดได้ เช่น วันและเวลาในการสอบเทียบ สารละลายมาตรฐานที่ใช้งานล่าสุด ค่า %Slope และค่า Offfset เป็นต้น<br/> – ระบบ Cal Check จะแจ้งเตือนผู้ใช้งานถึงปัญหาที่เกิดขึ้นในระหว่างกระบวนการสอบเทียบ </span></div> <div></div> <div class="prod-view-details-right"><span style="color: #000000;"><strong>การบันทึกข้อมูล<br/> </strong> – สามารถเก็บข้อมูลได้สูงสุด 1,000 ข้อมูล เพียงแค่กดปุ่ม Log และสามารถกดปุ่ม RCL เพื่อดูข้อมูลในการบันทึก<br/> – สามารถใส่รายละเอียดข้อมูลผู้ใช้งานและรายละเอียดตัวอย่างได้</span></div> <p class="prod-view-details-right"><span style="color: #000000;"><strong>การเชื่อมต่อ<br/> </strong> – ข้อมูลที่บันทึกไว้สามารถถ่ายโอนไปยังแฟลชไดรฟ์อย่างง่ายดาย โดยใช้ช่องเสียบ USB-A หรือไปยังคอมพิวเตอร์ โดยใช้ช่องเสียบ micro USB-B<br/> – <span style="font-family: Consolas, Monaco, monospace;">ข้อมูลจะถูกส่งออกในรูปแบบไฟล์ .CSV</span></span></p> <p><span style="color: #000000;"><strong>สถานะแบตเตอรี่<br/> </strong> – แสดง<span style="font-family: Consolas, Monaco, monospace;">อายุการใช้งานแบตเตอรี่ที่เหลืออยู่</span><strong><br/> </strong><strong><br/> </strong><strong>ข้อความผิดพลาด<br/> </strong> – ข้อความแสดงข้อผิดพลาดประกอบด้วย ไม่มีขีดจำกัด ค่าศูนย์สูง และค่ามาตรฐานต่ำเกินไป</span><br/> <span style="color: #000000;"> – ข้อความการสอบเทียบ pH ได้แก่ ทำความสะอาดอิเล็กโทรด ตรวจสอบการปนเปื้อนของสารละลายมาตรฐาน และตรวจสอบหัววัด</span></p> </div> </div> <div class="prod-view-details-container"> <p><span style="color: #000000; font-size: 110%;"><strong><span class="Y2IQFc" lang="th">คุณสมบัติบนหน้าจอ :</span></strong></span></p> <p> </p> <div id="screen-left"> <div id="screen-left"><span style="color: #000000;"><img alt="method selection" class="aligncenter" decoding="async" height="168" loading="lazy" src="https://hanna-worldwide.com/media/wysiwyg/products/benchtops/Photometers/83300/method-selection.png" title="method selection" width="301"/><br/> <strong>การเลือกพารามิเตอร์</strong><br/> ผู้ใช้งานสามารถกดปุ่มเพื่อเลือกพารามิเตอร์</span></div> <div id="screen-center"><span style="color: #000000;"><img alt="data logging" class="aligncenter" decoding="async" height="168" loading="lazy" src="https://hanna-worldwide.com/media/wysiwyg/products/benchtops/Photometers/83300/data-logging.png" title="data logging" width="301"/><b>การบันทึกข้อมูล</b><br/> บันทึกข้อมูลสูงสุด 1000 ข้อมูล</span></div> <div id="screen-right"><span style="color: #000000;"><img alt="ph measurement mode" class="aligncenter" decoding="async" height="168" loading="lazy" src="https://hanna-worldwide.com/media/wysiwyg/products/benchtops/Photometers/83300/ph-measurement-mode.png" title="ph measurement mode" width="301"/><br/> </span></div> <div> <div class="prod-view-details-container"> <div id="screen-right"> <div id="screen-right"><span style="color: #000000;"><strong>โหมดการวัดค่า pH</strong></span><br/> <span style="color: #000000;"> กดเลือกโหมดการวัดค่า pH ในโหมดนี้จะต้องใช้หัววัด pH แบบดิจิตอล </span></div> <div></div> </div> </div> <div class="prod-view-details-container"> <p><span style="font-size: 110%; color: #000000;"><strong>คุณสมบัติการย่อยสารเคมี</strong></span></p> <p> </p> </div> </div> </div> </div> <div class="prod-view-details-container"> <div id="screen-left"> <div id="screen-left"><span style="color: #000000;"><img alt="HI83399 cuvette adapter" class="aligncenter" decoding="async" height="301" loading="lazy" src="https://hanna-worldwide.com/media/wysiwyg/products/accessories/HI83300-Cuvette-Adapter-Closeup.jpg" title="HI83399 cuvette adapter" width="301"/><strong><br/> </strong><span style="font-size: 100%;"><strong>อะแดปเตอร์หลอดแก้ว</strong></span><br/> ตัวเครื่องรุ่น HI83314 มาพร้อมกับอะแดปเตอร์ ขนาด 16 มม. ที่รองรับกับการใช้งาน</span></div> <div id="screen-center"><span style="color: #000000;"><img alt="COD reagents" class="aligncenter" decoding="async" height="297" loading="lazy" src="https://hanna-worldwide.com/media/wysiwyg/products/accessories/Digestion_vials.png" title="COD reagents" width="301"/><strong>วิธีวิเคราะห์สำหรับการย่อยสารเคมี</strong><br/> เข้ากันได้กับ COD (EPA, ISO และวิธีที่ปราศจากสารปรอท) สารเคมีไนโตรเจนและฟอสฟอรัสที่บรรจุในขวดย่อยขนาด 16 มม. โดยสารเคมีจัดจำหน่ายแยก<br/> </span></div> <div id="screen-right"><span style="color: #000000;"><img alt="HI839800 COD reactor" class="aligncenter" decoding="async" height="348" loading="lazy" src="https://hanna-worldwide.com/media/wysiwyg/products/accessories/HI839800_COD_Reactor.png" title="HI839800 COD reactor" width="407"/><strong>ตัวเครื่องให้ความร้อนสำหรับย่อยสารเคมี</strong><br/> ตัวเครื่องให้ความร้อนใช้ในการให้ความร้อนในการย่อยสารเคมี โดยหลอดแก้วสารเคมีจะต้องได้รับความร้อนจนถึงอุณหภูมิที่กำหนดเป็นระยะเวลาหนึ่งตามขั้นตอนในการใช้งาน</span></div> </div> </div> <div class="prod-view-details-container"> <div><span style="color: #000000;"><strong><span style="font-size: 110%;">Manual : </span><span style="font-size: 120%;"> <a href="https://hanna-worldwide.com/mwdownloads/download/link/id/939" style="color: #000000;">Download</a> </span></strong></span></div> </div> </div> </div> <div class="tab-content"> <div class="box-collateral box-additional" id="spec"> <p class="spec-header"><span style="color: #000000; font-size: 110%;"><strong>Specifications : </strong></span></p> <table style="height: 1503px;" width="847"> <tbody> <tr> <td width="217"><span style="color: #000000;"><strong>ช่วงการวัด </strong><strong>pH</strong></span></td> <td width="384"><span style="color: #000000;">โฟโตมิเตอร์ : 6.5 to 8.5 pH </span><br/> <span style="color: #000000;">หัววัด pH แบบดิจิตอล : -2.00 – 16.00 pH</span></td> </tr> <tr> <td width="217"><span style="color: #000000;"><strong>ความละเอียด</strong></span></td> <td width="384"><span style="color: #000000;">โฟโตมิเตอร์ : 0.1 pH </span><br/> <span style="color: #000000;">หัววัด pH แบบดิจิตอล : 0.01 pH</span></td> </tr> <tr> <td width="217"><span style="color: #000000;"><strong>ความถูกต้อง</strong></span></td> <td width="384"><span style="color: #000000;">โฟโตมิเตอร์ : ±0.1 pH </span><br/> <span style="color: #000000;">หัววัด pH แบบดิจิตอล : ±0.01 pH</span></td> </tr> <tr> <td width="217"><span style="color: #000000;"><strong>การสอบเทียบ </strong><strong>pH</strong></span></td> <td width="384"><span style="color: #000000;">แบบอัตโนมัติ 1 หรือ 2 จุด จากสารละลายมาตรฐาน (4.01, 6.86, 7.01, 9.18, 10.01)</span></td> </tr> <tr> <td width="217"><span style="color: #000000;"><strong>การชดเชยอุณหภูมิ </strong><strong>pH </strong></span></td> <td width="384"><span style="color: #000000;">แบบอัตโนมัติ ในช่วง -5.0 – 100.0 <sup>o</sup>C</span></td> </tr> <tr> <td width="217"><span style="color: #000000;"><strong>วิธีวิเคราะห์ </strong><strong>pH</strong></span></td> <td width="384"><span style="color: #000000;">โฟโตมิเตอร์ : phenol red</span></td> </tr> <tr> <td width="217"><span style="color: #000000;"><strong>ช่วงการวัด </strong><strong>mV (pH)</strong></span></td> <td width="384"><span style="color: #000000;">±1000 mV</span></td> </tr> <tr> <td width="217"><span style="color: #000000;"><strong>ความถูกต้อง</strong></span></td> <td width="384"><span style="color: #000000;">±0.2 mV</span></td> </tr> <tr> <td colspan="2" width="601"><span style="color: #000000;"><strong>คุณสมบัติทั่วไป</strong></span></td> </tr> <tr> <td width="217"><span style="color: #000000;"><strong>ช่องการทำงาน</strong></span></td> <td width="384"><span style="color: #000000;">หัววัด pH 1 หัววัด และ 5 ความยาวคลื่น</span></td> </tr> <tr> <td width="217"><span style="color: #000000;"><strong>หัววัด </strong><strong>pH</strong></span></td> <td width="384"><span style="color: #000000;">ชนิดดิจิตอล (อุปกรณ์เพิ่มเติม)</span></td> </tr> <tr> <td width="217"><span style="color: #000000;"><strong>ประเภทการบันทึกข้อมูล</strong></span></td> <td width="384"><span style="color: #000000;">บันทึกข้อมูลโดยผู้ใช้งาน</span></td> </tr> <tr> <td width="217"><span style="color: #000000;"><strong>การบันทึกข้อมูล</strong></span></td> <td width="384"><span style="color: #000000;">1000 ข้อมูล</span></td> </tr> <tr> <td width="217"><span style="color: #000000;"><strong>การเชื่อมต่อ</strong></span></td> <td width="384"><span style="color: #000000;">USB-A สำหรับแฟลชไดร์ฟ และ micro-USB-B สำหรับชาร์จไฟ</span></td> </tr> <tr> <td width="217"><span style="color: #000000;"><strong>ข้อมูล </strong><strong>GLP</strong></span></td> <td width="384"><span style="color: #000000;">ข้อมูลการสอบเทียบ สำหรับ pH</span></td> </tr> <tr> <td width="217"><span style="color: #000000;"><strong>หน้าจอแสดงผล</strong></span></td> <td width="384"><span style="color: #000000;">จอ LCD 128 x 64 พิกเซล</span></td> </tr> <tr> <td width="217"><span style="color: #000000;"><strong>อายุของแบตเตอรี่</strong></span></td> <td width="384"><span style="color: #000000;">3.7 VDC ชนิดลิเทียมแบบชาร์จได้ ใช้งานแบบต่อเนื่องมากกว่า 500 การวัด สำหรับโหมดโฟโตมิเตอร์ หรือ 50 ชั่วโมง สำหรับโหมดการวัดค่า pH</span></td> </tr> <tr> <td width="217"><span style="color: #000000;"><strong>แหล่งจ่ายไฟ</strong></span></td> <td width="384"><span style="color: #000000;">5 VDC</span></td> </tr> <tr> <td width="217"><span style="color: #000000;"><strong>สภาพแวดล้อมที่เหมาะสม</strong></span></td> <td width="384"><span style="color: #000000;">0 – 50.0 <sup>o</sup>C ความชื้นสัมพัทธ์ 0 – 95% RH</span></td> </tr> <tr> <td width="217"><span style="color: #000000;"><strong>ขนาด</strong></span></td> <td width="384"><span style="color: #000000;">206 x 177 x 97 มม.</span></td> </tr> <tr> <td width="217"><span style="color: #000000;"><strong>น้ำหนัก</strong><strong> </strong></span></td> <td width="384"><span style="color: #000000;">1 กิโลกรัม</span></td> </tr> </tbody> </table> <p> </p> </div> </div> </div> | ไม่มี | ไม่มี | https://www.hannathailand.com/wp-content/uploads/2021/12/HI83399-1.jpg | เครื่องวัดปริมาณคลอรีนรวม รุ่น HI711 , เครื่องวัดปริมาณแอมโมเนีย ช่วงสูง รุ่น HI733 , น้ำยามาตรฐานสอบเทียบ ค่ามาตรฐานความเค็ม , เครื่องวัดปริมาณไอโอดีน รุ่น HI718 , เครื่องวัดค่าเหล็ก รุ่น HI721 , สารละลายมาตรฐานความขุ่น 20 NTU , เครื่องวัดปริมาณโครเมี่ยม ช่วงสูง รุ่น HI723 , เครื่องวัดปริมาณนิกเกิล ช่วงสูง รุ่น HI726 | <a class="woocommerce-LoopProduct-link woocommerce-loop-product__link" href="https://www.hannathailand.com/product/hi711-checker-hc-total-chlorine/">เครื่องวัดปริมาณคลอรีนรวม รุ่น HI711</a> , <a class="woocommerce-LoopProduct-link woocommerce-loop-product__link" href="https://www.hannathailand.com/product/hi733-checker-hc-ammonia-hr/">เครื่องวัดปริมาณแอมโมเนีย ช่วงสูง รุ่น HI733</a> , <a class="woocommerce-LoopProduct-link woocommerce-loop-product__link" href="https://www.hannathailand.com/product/hi7083l/">น้ำยามาตรฐานสอบเทียบ ค่ามาตรฐานความเค็ม</a> , <a class="woocommerce-LoopProduct-link woocommerce-loop-product__link" href="https://www.hannathailand.com/product/hi718-checker-hc-iodine/">เครื่องวัดปริมาณไอโอดีน รุ่น HI718</a> , <a class="woocommerce-LoopProduct-link woocommerce-loop-product__link" href="https://www.hannathailand.com/product/hi721-checker-hc-iron/">เครื่องวัดค่าเหล็ก รุ่น HI721</a> , <a class="woocommerce-LoopProduct-link woocommerce-loop-product__link" href="https://www.hannathailand.com/product/hi93102-20/">สารละลายมาตรฐานความขุ่น 20 NTU</a> , <a class="woocommerce-LoopProduct-link woocommerce-loop-product__link" href="https://www.hannathailand.com/product/hi723-checker-hc-chromium-vi-hr/">เครื่องวัดปริมาณโครเมี่ยม ช่วงสูง รุ่น HI723</a> , <a class="woocommerce-LoopProduct-link woocommerce-loop-product__link" href="https://www.hannathailand.com/product/hi726-checker-hc-nickel-hr/">เครื่องวัดปริมาณนิกเกิล ช่วงสูง รุ่น HI726</a> | https://www.hannathailand.com/wp-content/uploads/2021/12/HI83399-1-600x600.jpg , https://www.hannathailand.com/wp-content/uploads/2021/12/HI83399-1-1-600x600.jpg , https://www.hannathailand.com/wp-content/uploads/2021/12/HI83399-2-600x600.jpg , https://www.hannathailand.com/wp-content/uploads/2021/12/HI83399-3-600x600.jpg , https://www.hannathailand.com/wp-content/uploads/2022/06/hi711_lg-600x600.jpg , https://www.hannathailand.com/wp-content/uploads/2022/06/miniphotometerfurammoniumhoch2418_11-600x600.jpg , https://www.hannathailand.com/wp-content/uploads/2021/07/10-500x500.jpg , https://www.hannathailand.com/wp-content/uploads/2022/06/miniphotometerfuriod829_11-600x600.jpg , https://www.hannathailand.com/wp-content/uploads/2022/06/miniphotometerfureisen832_11-600x600.jpg , https://www.hannathailand.com/wp-content/uploads/2021/07/9-500x500.jpg , https://www.hannathailand.com/wp-content/uploads/2022/06/miniphotometerfurchromvihoch839_11-600x600.jpg , https://www.hannathailand.com/wp-content/uploads/2022/06/miniphotometerfurnickelhoch841_11-600x600.jpg
35 | เครื่องวัดคุณภาพน้ำดีและน้ำเสีย แบบหลายพารามิเตอร์ รวมถึงค่า pH รุ่น HI83300-02 | สินค้าทั้งหมด , สินค้าแนะนำ , อุตสาหกรรมทั่วไป , เครื่องวัดคุณภาพน้ำแบบหลายพารามิเตอร์ , แบบตั้งโต๊ะ , เครื่องโฟโตมิเตอร์ , แบบตั้งโต๊ะ | https://www.hannathailand.com/product-category/spectrophotometer/photometer-benchtop/ | https://www.hannathailand.com/product/%e0%b8%99%e0%b9%89%e0%b8%b3%e0%b8%94%e0%b8%b5%e0%b9%81%e0%b8%a5%e0%b8%b0%e0%b8%99%e0%b9%89%e0%b8%b3%e0%b9%80%e0%b8%aa%e0%b8%b5%e0%b8%a2/ | HI83300-02 | 64,200.00 | น้ำหนัก 1 กก. ขนาด 20.6 × 17.7 × 9.7 เซนติเมตร | <div aria-labelledby="tab-title-additional_information" class="woocommerce-Tabs-panel woocommerce-Tabs-panel--additional_information panel entry-content" id="tab-additional_information" role="tabpanel"> <table class="woocommerce-product-attributes shop_attributes"> <tr class="woocommerce-product-attributes-item woocommerce-product-attributes-item--weight"> <th class="woocommerce-product-attributes-item__label">น้ำหนัก</th> <td class="woocommerce-product-attributes-item__value">1 กก.</td> </tr> <tr class="woocommerce-product-attributes-item woocommerce-product-attributes-item--dimensions"> <th class="woocommerce-product-attributes-item__label">ขนาด</th> <td class="woocommerce-product-attributes-item__value">20.6 × 17.7 × 9.7 เซนติเมตร</td> </tr> </table> </div> | เครื่องวัดคุณภาพน้ำดีและน้ำเสีย แบบหลายพารามิเตอร์ รวมถึงค่า pH รุ่น HI83300-02 HI83300 เป็นโฟโตมิเตอร์แบบหลายพารามิเตอร์ขนาดกะทัดรัดสำหรับใช้ในห้องปฏิบัติการหรือภาคสนาม มิเตอร์นี้เป็นหนึ่งในโฟโตมิเตอร์ที่ทันสมัยที่สุดที่มาพร้อมกับการออกแบบเชิงแสงที่เป็นนวัตกรรมใหม่ ซึ่งใช้ตัวตรวจจับอ้างอิงและเลนส์โฟกัสเพื่อกำจัดข้อผิดพลาดจากการเปลี่ยนแปลงของแหล่งกำเนิดแสงและจากความไม่สมบูรณ์ในคิวเวทท์แก้ว มิเตอร์นี้มีวิธีการตั้งโปรแกรมไว้ 60 วิธีในการวัดพารามิเตอร์คุณภาพน้ำหลัก 37 รายการ และยังเสนอโหมดการวัดการดูดกลืนแสงสำหรับการตรวจสอบยืนยันประสิทธิภาพ และสำหรับผู้ใช้ที่ต้องการพัฒนากราฟความเข้มข้นของตนเองเทียบกับกราฟการดูดกลืนแสงฃ เพื่อประหยัดพื้นที่อันมีค่าบนโต๊ะทำงานในห้องปฏิบัติการ HI83300 จึงทำหน้าที่เป็นเครื่องวัดค่า pH ระดับมืออาชีพด้วยอินพุตอิเล็กโทรด pH/อุณหภูมิแบบดิจิทัล ตอนนี้หนึ่งเมตรสามารถใช้ได้ทั้งการวัดโฟโตเมตริกและการวัดค่า pH HI83300 is a compact, multiparameter photometer for use in the lab or in the field. The meter is one of the most advanced photometers available with a innovative optical design that utilizes a reference detector and focusing lens to eliminate errors from changes in the light source and from imperfections in the glass cuvette. This meter has 60 different programmed methods measuring 37 key water quality parameters and also offers an absorbance measurement mode for performance verification and for users that would like to develop their own concentration versus absorbance curves. To save valuable laboratory benchtop space, the HI83300 doubles as a professional pH meter with its digital pH/temperature electrode input. Now one meter can be used for both photometric and pH measurements. Advanced optical system Unparalleled performance from a benchtop photometer Digital pH electrode input Save valuable bench space with one meter that works both as a photometer and as a laboratory pH meter Absorbance measuring mode Allows performance verification using CAL Check standards Details From aluminum to zinc, the HI83300 benchtop photometer measures 37 different key water quality parameters using 60 different methods. This photometer features an innovative optical system that uses LEDs, narrow band interference filters, focusing lens and both a silicon photodetector for absorbance measurement and a reference detector to maintain a consistent light source ensures accurate and repeatable photometric readings every time. A digital pH electrode input allows the user to measure pH by a traditional glass electrode. The digital pH electrode has a built in microchip within the probe that stores all of the calibration information. Having the calibration information stored in the probe allows for hot swapping of pH electrodes without having to recalibrate. All pH measurements are automatically compensated for temperature variations with a built in thermistor located in the tip of the sensing bulb for fast and accurate temperature measurement. The HI83300 offers an absorbance measuring mode that allows for CAL Check standards to be used to validate the performance of the system. The absorbance mode allows the user to select one of the five wavelengths of light (420 nm, 466 nm, 525 nm, 575 nm, and 610 nm) to measure and plot their own concentration versus absorbance mode. This is useful for users with their own chemical method and for educators to teach the concept of absorbance by using the Beer-Lambert Law. Two USB ports are provided for transferring data to a flash drive or computer and to use as a power source for the meter. For added convenience and portability the meter can also operate on an internal 3.7 VDC Lithium-polymer rechargeable battery. Features/Benefits: Backlit 128 x 64 Pixel Graphic LCD Display Backlit graphic display allows for easy viewing in low light conditions The 128 x 64 Pixel LCD allows for a simplified user interface with virtual keys and on-screen help to guide the user through use of the meter Built-in Reaction Timer for Photometric Measurements The measurement is taken after the countdown timer expires. Countdown timer ensures that all readings are taken at the appropriate reaction intervals regardless of user for better consistency in measurements Absorbance mode Hanna’s exclusive CAL Check cuvettes for validation of light source and detector Allows for the user to plot concentration versus absorbance for a specific wavelength for use with user supplied chemistry or for teaching principles of photometry Units of Measure Appropriate unit of measure along with chemical form is displayed along with reading Result Conversion Automatically convert readings to other chemical forms with the touch of a button Cuvette Cover Aids in preventing stray light from affecting measurements Digital pH Electrode Input Measure pH and temperature with a single probe Good Laboratory Practice (GLP) to track calibration information including date, time, buffers used, offset and slope for traceability pH CAL Check alerts user to potential problems during the calibration process Space saving having a pH meter and photometer built into one meter Data Logging Up to 1000 photometric and pH readings can be stored by simply pressing the dedicated LOG button. Logged readings are just as easily recalled by pressing the RCL button Sample ID and User ID information can be added to a logged reading using alphanumeric keypad Connectivity Logged readings can be quickly and easily transferred to a flash drive using the USB-A host port or to a computer using the micro USB-B port Data is exported as a .CSV file for use with common spreadsheet programs Battery Status Indicator Indicates the amount of battery life left Error Messages Photometric error messages include no cap, high zero, and standard too low pH calibration messages include clean electrode, check buffer and check probe On-screen Features Method Selection Users can easily select any one of the 60 measurement methods via the dedicated METHOD button. Data Logging Up to 1000 measurement readings can be logged with user and sample ID and recalled for future use. pH Measurement Mode Selecting the pH measurement mode allows for the photometer to be used as a professional pH meter with many features including temperature compensated measurements, automatic two point calibration, and GLP. Advanced Optical System: HI83300 is designed with an innovative optical system that incorporates a beam splitter so that light can be used for absorbance readings and for a reference detector. The reference detector monitors the intensity of light and modulates when there is drift due to power fluctuation or the heating of the optical components. Each part has an important role in providing unparalleled performance from a photometer. High Efficiency LED Light Source An LED light source offers superior performance as compared to a tungsten lamp. LEDs have a much higher luminous efficiency, providing more light while using less power. They also produce very little heat, which could otherwise affect the optical components an electronic stability. LEDs are available in a wide array of wavelengths, whereas tungsten lamps are supposed to be white light (all wavelengths of visible light) but actually have a poor blue/violet light output. High Quality Narrow Band Interference Filters The narrow band interference filter not only ensure greater wavelength accuracy (+/- 1 nm) but are extremely efficient. The filters used allow up to 95% of the light from the LED to be transmitted as compared to other filters that are only 75% efficient. The higher efficiency allows for a brighter, stronger light source. The end result is higher measurement stability and less wavelength error. Reference Detector for a Stable Light Source A beam splitter is used as part of the internal reference system of the HI83300 photometer. The reference detector compensates for any drift due to power fluctuations or ambient temperature changes. Now you can rely on a stable source of light between your blank (zero) measurement and sample measurement. Large Cuvette Size The sample cell of the HI83300 fits a round, glass cuvette with a 25 mm path length. Along with the advanced optical components, the larger size of the cuvette greatly reduces errors in rotation from the indexing mark of the cuvettes. The relatively long path length of the sample cuvette allows the light to pass through more of the sample solution, ensuring accurate measurements even in low absorbance samples. Focusing Lens for Greater Light Yield Adding a focusing lens to the optical path allows for the collection of all of the light that exits the cuvette and focusing the light on the silicon photo detector. This novel approach to photometric measurements cancels the errors from imperfections and scratches present in the glass cuvette eliminating the need to index the cuvette. Manual : Download Specifications SKU HI83300-02 Product Name Multiparameter Benchtop Photometer and pH meter – HI83300 Quote Required Yes pH Range Photometer pH Resolution Photometer pH Accuracy Photometer pH Calibration Automatic one or two point calibration with one set of standard buffers available (4.01, 6.86, 7.01, 9.18, 10.01) pH Temperature Compensation Automatic (-5.0 to 100.0 oC; 23.0 to 212.0 oF); limits reduced based on the pH electrode used pH CAL Check (electrode diagnostics) clean electrode and check buffer/check probe displayed during calibration pH Method Photometer pH-mV Range ±1000 mV pH-mV Resolution 0.1 mV pH-mV Accuracy ±0.2 mV Dissolved Oxygen Range 0.0 to 10.0 mg/L (as O2) Dissolved Oxygen Resolution 0.1 mg/L Dissolved Oxygen Accuracy ±0.4 mg/L ±3% of reading Dissolved Oxygen Measurement Method Adaptation of the Standard Methods for the Examination of Water and Wastewater, 18th edition, Azide modified Winkler method Absorbance Range 0.000 to 4.000 Abs Absorbance Resolution 0.001 Abs Absorbance Accuracy +/-0.003Abs @ 1.000 Abs Alkalinity Range Freshwater Alkalinity Resolution 1 mg/L Alkalinity Accuracy ±5 mg/L ±5% of reading Alkalinity Method Colorimetric method Aluminum Range 0.00 to 1.00 mg/L (as Al3+) Aluminum Resolution 0.01 mg/L Aluminum Accuracy ±0.04 mg/L ±4% of reading Aluminum Method Adaptation of the aluminon method Ammonia Range Low Range Ammonia Resolution 0.01 mg/L; 0.1 mg/L Ammonia Accuracy Low Range Ammonia Method Adaptation of the ASTM Manual of Water and Environmental Technology, D1426-92, Nessler method Anionic Surfactants Range 0.00 to 3.50 mg/L (as SDBS) Anionic Surfactants Resolution 0.01 mg/L Anionic Surfactants Accuracy ±0.04 mg/L ±3% of reading Anionic Surfactants Method Adaptation of the USEPA method 425.1 and Standard Methods for the Examination of Water and Wastewater, 20th edition, 5540C, Anionic Surfactants as MBAS. Bromine Range 0.00 to 8.00 mg/L (as Br2) Bromine Resolution 0.01 mg/L Bromine Accuracy ±0.08 mg/L ±3% of reading Bromine Method Adaptation of the Standard Methods for the Examination of Water and Wastewater, 18th edition, DPD method. Calcium Range Freshwater Calcium Resolution 1 mg/L Calcium Accuracy Freshwater Calcium Method Freshwater Chloride Range 0.0 to 20.0 mg/L (as Cl⁻) Chloride Resolution 0.1 mg/L Chloride Accuracy ±0.5 mg/L ±6% of reading at 25 °C Chlorine Dioxide Range 0.00 to 2.00 mg/L (as ClO2) Chlorine Dioxide Resolution 0.01 mg/L Chlorine Dioxide Accuracy ±0.10 mg/L ±5% of reading Chlorine Dioxide Method Adaptation of the Chlorophenol Red method. Free Chlorine Range 0.00 to 5.00 mg/L (as Cl2) Ultra Low Range Free Chlorine Resolution 0.01 mg/L Ultra Low Range Free Chlorine Accuracy ±0.03 mg/L ±3% of reading Ultra Low Range Total Chlorine Range 0.00 to 5.00 mg/L (as Cl2) Ultra Low Range Total Chlorine Resolution 0.01 mg/L Ultra Low Range Total Chlorine Accuracy ±0.03 mg/L ±3% of reading Ultra Low Range Chlorine Method Adaptation of the EPA 330.5 DPD method Free Chlorine (ULR) & Total Chlorine (UHR) Chromium, Hexavalent Range Low Range Chromium, Hexavalent Resolution 1 μg/L Chromium, Hexavalent Accuracy Low Range Chromium, Hexavalent Method Adaptation of the ASTM Manual of Water and Environmental Technology, D1687-92, Diphenylcarbohydrazide method. Color, Water Range 0 to 500 PCU (Platinum Cobalt Units) Color, Water Resolution 1 PCU Color, Water Accuracy ±10 PCU ±5% of reading Color, Water Method Adaptation of the Standard Methods for the Examination of Water and Wastewater, 18th edition, Colorimetric Platinum Cobalt method. Copper Range Low Range Copper Resolution 0.001 mg/L; 0.01 mg/L Copper Accuracy Low Range Copper Method Adaptation of the EPA bicinchoninate method Cyanuric Acid Range 0 to 80 mg/L (as CYA) Cyanuric Acid Resolution 1 mg/L Cyanuric Acid Accuracy ±1 mg/L ±15% of reading Cyanuric Acid Method Adaptation of the turbidimetric method Fluoride Range Low Range Fluoride Resolution 0.01 mg/L; 0.1 mg/L Fluoride Accuracy Low Range Fluoride Method Adaptation of the Standard Methods for the Examination of Water and Wastewater, 18th edition, SPADNS method Hardness, Total Range Low Range Hardness, Total Resolution 1 mg/L Hardness, Total Accuracy Low Range Hardness, Total Method Adaptation of the EPA recommended method 130.1 Hardness, Calcium Range 0.00 to 2.70 mg/L (as CaCO3) Hardness, Calcium Resolution 0.01 mg/L Hardness, Calcium Accuracy ±0.11 mg/L ±5% of reading Hardness, Calcium Method Adaptation of the Standard Methods for the Examination of Water and Wastewater, 18th edition, Calmagite method Hardness, Magnesium Range 0.00 to 2.00 mg/L (as CaCO3) Hardness, Magnesium Resolution 0.01 mg/L Hardness, Magnesium Accuracy ±0.11 mg/L ±5% of reading Hardness, Magnesium Method Adaptation of the Standard Methods for the Examination of Water and Wastewater, 18th edition, EDTA Colorimetric method Hydrazine Range 0 to 400 μg/L (as N2H4) Hydrazine Resolution 1 μg/L Hydrazine Accuracy ±4% of full scale reading Hydrazine Method Adaptation of the ASTM Manual of Water and Environmental Technology, method D1385-88, p-Dimethylaminobenzaldehyde method Iodine Range 0.0 to 12.5 mg/L (as I2) Iodine Resolution 0.1 mg/L Iodine Accuracy ±0.1 mg/L ±5% of reading Iodine Method Adaptation of the Standard Methods for the Examination of Water and Wastewater, 18th edition, DPD method Iron Range Low Range Iron Resolution 0.001 mg/L; 0.01 mg/L Iron Accuracy Low Range Iron Method Low Range Magnesium Range 0 to 150 mg/L (as Mg2+) Magnesium Resolution 1 mg/L Magnesium Accuracy ±5 mg/L ±3% of reading Magnesium Method Adaptation of the Calmagite method Manganese Range Low Range Manganese Resolution 1 μg/L; 0.1 mg/L Manganese Accuracy Low Range Manganese Method Low Range Molybdenum Range 0.0 to 40.0 mg/L (as Mo6+) Molybdenum Resolution 0.1 mg/L Molybdenum Accuracy ±0.3 mg/L ±5% of reading Molybdenum Method Adaptation of the mercaptoacetic acid method Nickel Range Low Range Nickel Resolution 0.001 mg/L; 0.01 g/L Nickel Accuracy Low range Nickel Method Low Range Nitrate Range 0.0 to 30.0 mg/L (as NO3–– N) Nitrate Resolution 0.1 mg/L Nitrate Accuracy ±0.5 mg/L ±10% of reading Nitrate Method Adaptation of the cadmium reduction method Nitrite Range Freshwater Low Range Nitrite Resolution Freshwater Nitrite Accuracy Freshwater Low Range Nitrite Method Adaptation of the EPA Diazotization method 354.1 Oxygen, Scavenger Range 0 to 1000 μg/L (as DEHA) 0.00 to 1.50 mg/L (as Carbohydrazide) 0.00 to 2.50 mg/L (as Hydroquinone) 0.00 to 4.50 mg/L (as ISO-ascorbic acid) Oxygen, Scavenger Resolution 1 μg/L (DEHA); 0.01 mg/L Oxygen, Scavenger Accuracy ±5 μg/L ±5% of reading (DEHA) Oxygen, Scavenger Method Adaptation of the iron reduction method Ozone Range 0.00 to 2.00 mg/L (as O3) Ozone Resolution 0.01 mg/L Ozone Accuracy ±0.02 mg/L ±3% of reading Ozone Method Colorimetric DPD Method Phosphate Range Freshwater Low Range Phosphate Resolution Freshwater Phosphate Accuracy Freshwater Low Range Phosphate Method Freshwater Low Range Potassium Range 0.0 to 20.0 mg/L (as K) Potassium Resolution 0.1 mg/L Potassium Accuracy ±3.0 mg/L ±7% of reading Potassium Method Adaptation of the Turbidimetric Tetraphenylborate method Silica Range Low Range Silica Resolution 0.01 mg/L; 1 mg/L Silica Accuracy Low Range Silica Method Low Range Silver Range 0.000 to 1.000 mg/L (as Ag) Silver Resolution 0.001 mg/L Silver Accuracy ±0.020 mg/L ±5% of reading Silver Method Adaptation of the PAN method Sulfate Range 0 to 150 mg/L (as SO42-) Sulfate Resolution 1 mg/L Sulfate Accuracy ±5 mg/L ±3% of reading Sulfate Method Turbidimetric – Sulfate is precipitated with barium chloride crystals Zinc Range 0.00 to 3.00 mg/L (as Zn) Zinc Resolution 0.01 mg/L Zinc Accuracy ±0.03 mg/L ±3% of reading Zinc Method Adaptation of the Standard Methods for the Examination of Water and Wastewater, 18th edition, Zincon method Input Channels 1 pH electrode input and 5 photometer wavelengths pH Electrode digital pH electrode (not included) Photometer/Colorimeter Light Source 5 LEDs with 420 nm, 466 nm, 525 nm, 575 nm, and 610 nm narrow band interference filters Photometer/Colorimeter Light Detector silicon photodetector Bandpass Filter Bandwidth 8 nm Bandpass Filter Wavelength Accuracy ±1 nm Cuvette Type round, 24.6 mm Number of Methods 128 max. GLP calibration data for connected pH electrode Display 128 x 64 pixel LCD with backlight Logging Type log on demand with user name and sample ID optional input Logging Memory 1000 readings Connectivity USB-A host for flash drive; micro-USB-B for power and computer connectivity Power Supply 5 VDC USB 2.0 power adapter with USB-A to micro-USB-B cable (included) Battery Type/Life 3.7 VDC Li-polymer rechargeable battery / >500 photometric measurements or 50 hours of continuous pH measurement Environment 0 to 50.0 oC (32 to 122.0 oF); 0 to 95% RH, non-condensing Weight 1.0 kg (2.2 lbs.) Dimensions 206 x 177 x 97 mm (8.1 x 7.0 x 3.8″) Ordering Information HI83300 is supplied with sample cuvettes and caps (4 ea.), cloth for wiping cuvettes, USB to micro USB cable connector, power adapter and instruction manual. | <div aria-labelledby="tab-title-description" class="woocommerce-Tabs-panel woocommerce-Tabs-panel--description panel entry-content active" id="tab-description" role="tabpanel"> <p><span style="font-size: 140%;"><strong>เครื่องวัดคุณภาพน้ำดีและน้ำเสีย แบบหลายพารามิเตอร์ รวมถึงค่า pH รุ่น HI83300-02</strong></span></p> <p>HI83300 เป็นโฟโตมิเตอร์แบบหลายพารามิเตอร์ขนาดกะทัดรัดสำหรับใช้ในห้องปฏิบัติการหรือภาคสนาม มิเตอร์นี้เป็นหนึ่งในโฟโตมิเตอร์ที่ทันสมัยที่สุดที่มาพร้อมกับการออกแบบเชิงแสงที่เป็นนวัตกรรมใหม่ ซึ่งใช้ตัวตรวจจับอ้างอิงและเลนส์โฟกัสเพื่อกำจัดข้อผิดพลาดจากการเปลี่ยนแปลงของแหล่งกำเนิดแสงและจากความไม่สมบูรณ์ในคิวเวทท์แก้ว มิเตอร์นี้มีวิธีการตั้งโปรแกรมไว้ 60 วิธีในการวัดพารามิเตอร์คุณภาพน้ำหลัก 37 รายการ และยังเสนอโหมดการวัดการดูดกลืนแสงสำหรับการตรวจสอบยืนยันประสิทธิภาพ และสำหรับผู้ใช้ที่ต้องการพัฒนากราฟความเข้มข้นของตนเองเทียบกับกราฟการดูดกลืนแสงฃ</p> <p>เพื่อประหยัดพื้นที่อันมีค่าบนโต๊ะทำงานในห้องปฏิบัติการ HI83300 จึงทำหน้าที่เป็นเครื่องวัดค่า pH ระดับมืออาชีพด้วยอินพุตอิเล็กโทรด pH/อุณหภูมิแบบดิจิทัล ตอนนี้หนึ่งเมตรสามารถใช้ได้ทั้งการวัดโฟโตเมตริกและการวัดค่า pH</p> <p>HI83300 is a compact, multiparameter photometer for use in the lab or in the field. The meter is one of the most advanced photometers available with a innovative optical design that utilizes a reference detector and focusing lens to eliminate errors from changes in the light source and from imperfections in the glass cuvette. This meter has 60 different programmed methods measuring 37 key water quality parameters and also offers an absorbance measurement mode for performance verification and for users that would like to develop their own concentration versus absorbance curves.</p> <p>To save valuable laboratory benchtop space, the HI83300 doubles as a professional pH meter with its digital pH/temperature electrode input. Now one meter can be used for both photometric and pH measurements.</p> <h3><strong>Advanced optical system</strong></h3> <p>Unparalleled performance from a benchtop photometer</p> <h3><strong>Digital pH electrode input</strong></h3> <p>Save valuable bench space with one meter that works both as a photometer and as a laboratory pH meter</p> <h3><strong>Absorbance measuring mode</strong></h3> <p>Allows performance verification using CAL Check standards</p> <p><strong><span style="font-size: 25.92px; color: #333333;">Details</span></strong></p> <div class="tab-content"> <div class="std"> <p>From aluminum to zinc, the HI83300 benchtop photometer measures 37 different key water quality parameters using 60 different methods. This photometer features an innovative optical system that uses LEDs, narrow band interference filters, focusing lens and both a silicon photodetector for absorbance measurement and a reference detector to maintain a consistent light source ensures accurate and repeatable photometric readings every time.</p> <p>A digital pH electrode input allows the user to measure pH by a traditional glass electrode. The digital pH electrode has a built in microchip within the probe that stores all of the calibration information. Having the calibration information stored in the probe allows for hot swapping of pH electrodes without having to recalibrate. All pH measurements are automatically compensated for temperature variations with a built in thermistor located in the tip of the sensing bulb for fast and accurate temperature measurement.</p> <p>The HI83300 offers an absorbance measuring mode that allows for CAL Check standards to be used to validate the performance of the system. The absorbance mode allows the user to select one of the five wavelengths of light (420 nm, 466 nm, 525 nm, 575 nm, and 610 nm) to measure and plot their own concentration versus absorbance mode. This is useful for users with their own chemical method and for educators to teach the concept of absorbance by using the Beer-Lambert Law.</p> <p>Two USB ports are provided for transferring data to a flash drive or computer and to use as a power source for the meter. For added convenience and portability the meter can also operate on an internal 3.7 VDC Lithium-polymer rechargeable battery.</p> <p> </p> <div class="prod-view-details-container"> <h3><strong>Features/Benefits:</strong></h3> <div class="prod-view-details-left"> <div class="prod-view-details-left"> <h4><strong>Backlit 128 x 64 Pixel Graphic LCD Display</strong></h4> <ul> <li>Backlit graphic display allows for easy viewing in low light conditions</li> <li>The 128 x 64 Pixel LCD allows for a simplified user interface with virtual keys and on-screen help to guide the user through use of the meter</li> </ul> <h4><strong>Built-in Reaction Timer for Photometric Measurements</strong></h4> <ul> <li>The measurement is taken after the countdown timer expires.</li> <li>Countdown timer ensures that all readings are taken at the appropriate reaction intervals regardless of user for better consistency in measurements</li> </ul> <h4><strong>Absorbance mode</strong></h4> <ul> <li>Hanna’s exclusive CAL Check cuvettes for validation of light source and detector</li> <li>Allows for the user to plot concentration versus absorbance for a specific wavelength for use with user supplied chemistry or for teaching principles of photometry</li> </ul> <h4><strong>Units of Measure</strong></h4> <ul> <li>Appropriate unit of measure along with chemical form is displayed along with reading</li> </ul> <h4><strong>Result Conversion</strong></h4> <ul> <li>Automatically convert readings to other chemical forms with the touch of a button</li> </ul> <h4><strong>Cuvette Cover</strong></h4> <ul> <li>Aids in preventing stray light from affecting measurements</li> </ul> </div> <div class="prod-view-details-right"> <h4><strong>Digital pH Electrode Input</strong></h4> <ul> <li>Measure pH and temperature with a single probe</li> <li>Good Laboratory Practice (GLP) to track calibration information including date, time, buffers used, offset and slope for traceability</li> <li>pH CAL Check alerts user to potential problems during the calibration process</li> <li>Space saving having a pH meter and photometer built into one meter</li> </ul> <h4><strong>Data Logging</strong></h4> <ul> <li>Up to 1000 photometric and pH readings can be stored by simply pressing the dedicated LOG button. Logged readings are just as easily recalled by pressing the RCL button</li> <li>Sample ID and User ID information can be added to a logged reading using alphanumeric keypad</li> </ul> <h4><strong>Connectivity</strong></h4> <ul> <li>Logged readings can be quickly and easily transferred to a flash drive using the USB-A host port or to a computer using the micro USB-B port</li> <li>Data is exported as a .CSV file for use with common spreadsheet programs</li> </ul> <h4><strong>Battery Status Indicator</strong></h4> <ul> <li>Indicates the amount of battery life left</li> </ul> <h4><strong>Error Messages</strong></h4> <ul> <li>Photometric error messages include no cap, high zero, and standard too low</li> <li>pH calibration messages include clean electrode, check buffer and check probe</li> </ul> </div> </div> </div> <div class="prod-view-details-container"> <h3><strong>On-screen Features</strong></h3> <div id="screen-left"> <h4 id="screen-left"><img alt="method selection" class="aligncenter" decoding="async" src="https://hanna-worldwide.com/media/wysiwyg/products/benchtops/Photometers/83300/method-selection.png" title="method selection"/><strong>Method Selection</strong><br/> Users can easily select any one of the 60 measurement methods via the dedicated METHOD button.</h4> <div id="screen-center"><img alt="data logging" class="aligncenter" decoding="async" src="https://hanna-worldwide.com/media/wysiwyg/products/benchtops/Photometers/83300/data-logging.png" title="data logging"/><strong>Data Logging</strong><br/> Up to 1000 measurement readings can be logged with user and sample ID and recalled for future use.</div> <div id="screen-right"><img alt="ph measurement mode" class="aligncenter" decoding="async" src="https://hanna-worldwide.com/media/wysiwyg/products/benchtops/Photometers/83300/ph-measurement-mode.png" title="ph measurement mode"/><strong>pH Measurement Mode</strong><br/> Selecting the pH measurement mode allows for the photometer to be used as a professional pH meter with many features including temperature compensated measurements, automatic two point calibration, and GLP.</div> </div> </div> <div class="prod-view-details-container"> <div id="screen-right"> <h3><strong>Advanced Optical System:</strong></h3> <p>HI83300 is designed with an innovative optical system that incorporates a beam splitter so that light can be used for absorbance readings and for a reference detector. The reference detector monitors the intensity of light and modulates when there is drift due to power fluctuation or the heating of the optical components. Each part has an important role in providing unparalleled performance from a photometer.</p> <div><img alt="photometer multiparameter optical" class="aligncenter" decoding="async" height="293" loading="lazy" src="https://hanna-worldwide.com/media/wysiwyg/products/benchtops/Photometers/83300/OpticalSystem.jpg" title="photometer multiparameter optical" width="542"/></div> <h3><strong>High Efficiency LED Light Source</strong></h3> <p>An LED light source offers superior performance as compared to a tungsten lamp. LEDs have a much higher luminous efficiency, providing more light while using less power. They also produce very little heat, which could otherwise affect the optical components an electronic stability. LEDs are available in a wide array of wavelengths, whereas tungsten lamps are supposed to be white light (all wavelengths of visible light) but actually have a poor blue/violet light output.</p> <h3><strong>High Quality Narrow Band Interference Filters</strong></h3> <p>The narrow band interference filter not only ensure greater wavelength accuracy (+/- 1 nm) but are extremely efficient. The filters used allow up to 95% of the light from the LED to be transmitted as compared to other filters that are only 75% efficient. The higher efficiency allows for a brighter, stronger light source. The end result is higher measurement stability and less wavelength error.</p> <h3><strong>Reference Detector for a Stable Light Source</strong></h3> <p>A beam splitter is used as part of the internal reference system of the HI83300 photometer. The reference detector compensates for any drift due to power fluctuations or ambient temperature changes. Now you can rely on a stable source of light between your blank (zero) measurement and sample measurement.</p> <h3><strong>Large Cuvette Size</strong></h3> <p>The sample cell of the HI83300 fits a round, glass cuvette with a 25 mm path length. Along with the advanced optical components, the larger size of the cuvette greatly reduces errors in rotation from the indexing mark of the cuvettes. The relatively long path length of the sample cuvette allows the light to pass through more of the sample solution, ensuring accurate measurements even in low absorbance samples.</p> <h3><strong>Focusing Lens for Greater Light Yield</strong></h3> <p>Adding a focusing lens to the optical path allows for the collection of all of the light that exits the cuvette and focusing the light on the silicon photo detector. This novel approach to photometric measurements cancels the errors from imperfections and scratches present in the glass cuvette eliminating the need to index the cuvette.</p> <div> <h4><strong><span style="color: #333333; font-size: 22.68px;">Manual : <span style="font-size: 85%;"><a href="https://hanna-worldwide.com/mwdownloads/download/link/id/2103">Download</a></span></span></strong></h4> <p><strong><span style="color: #333333; font-size: 22.68px;">Specifications</span></strong></p> <table> <tbody> <tr> <td width="163">SKU</td> <td width="438">HI83300-02</td> </tr> <tr> <td width="163">Product Name</td> <td width="438">Multiparameter Benchtop Photometer and pH meter – HI83300</td> </tr> <tr> <td width="163">Quote Required</td> <td width="438">Yes</td> </tr> <tr> <td width="163">pH Range</td> <td width="438">Photometer</td> </tr> <tr> <td width="163">pH Resolution</td> <td width="438">Photometer</td> </tr> <tr> <td width="163">pH Accuracy</td> <td width="438">Photometer</td> </tr> <tr> <td width="163">pH Calibration</td> <td width="438">Automatic one or two point calibration with one set of standard buffers available (4.01, 6.86, 7.01, 9.18, 10.01)</td> </tr> <tr> <td width="163">pH Temperature Compensation</td> <td width="438">Automatic (-5.0 to 100.0 <sup>o</sup>C; 23.0 to 212.0 <sup>o</sup>F); limits reduced based on the pH electrode used</td> </tr> <tr> <td width="163">pH CAL Check (electrode diagnostics)</td> <td width="438">clean electrode and check buffer/check probe displayed during calibration</td> </tr> <tr> <td width="163">pH Method</td> <td width="438">Photometer</td> </tr> <tr> <td width="163">pH-mV Range</td> <td width="438">±1000 mV</td> </tr> <tr> <td width="163">pH-mV Resolution</td> <td width="438">0.1 mV</td> </tr> <tr> <td width="163">pH-mV Accuracy</td> <td width="438">±0.2 mV</td> </tr> <tr> <td width="163">Dissolved Oxygen Range</td> <td width="438">0.0 to 10.0 mg/L (as O<sub>2</sub>)</td> </tr> <tr> <td width="163">Dissolved Oxygen Resolution</td> <td width="438">0.1 mg/L</td> </tr> <tr> <td width="163">Dissolved Oxygen Accuracy</td> <td width="438">±0.4 mg/L ±3% of reading</td> </tr> <tr> <td width="163">Dissolved Oxygen Measurement Method</td> <td width="438">Adaptation of the Standard Methods for the Examination of Water and Wastewater, 18th edition, Azide modified Winkler method</td> </tr> <tr> <td width="163">Absorbance Range</td> <td width="438">0.000 to 4.000 Abs</td> </tr> <tr> <td width="163">Absorbance Resolution</td> <td width="438">0.001 Abs</td> </tr> <tr> <td width="163">Absorbance Accuracy</td> <td width="438">+/-0.003Abs @ 1.000 Abs</td> </tr> <tr> <td width="163">Alkalinity Range</td> <td width="438">Freshwater</td> </tr> <tr> <td width="163">Alkalinity Resolution</td> <td width="438">1 mg/L</td> </tr> <tr> <td width="163">Alkalinity Accuracy</td> <td width="438">±5 mg/L ±5% of reading</td> </tr> <tr> <td width="163">Alkalinity Method</td> <td width="438">Colorimetric method</td> </tr> <tr> <td width="163">Aluminum Range</td> <td width="438">0.00 to 1.00 mg/L (as Al<sup>3+</sup>)</td> </tr> <tr> <td width="163">Aluminum Resolution</td> <td width="438">0.01 mg/L</td> </tr> <tr> <td width="163">Aluminum Accuracy</td> <td width="438">±0.04 mg/L ±4% of reading</td> </tr> <tr> <td width="163">Aluminum Method</td> <td width="438">Adaptation of the aluminon method</td> </tr> <tr> <td width="163">Ammonia Range</td> <td width="438">Low Range</td> </tr> <tr> <td width="163">Ammonia Resolution</td> <td width="438">0.01 mg/L; 0.1 mg/L</td> </tr> <tr> <td width="163">Ammonia Accuracy</td> <td width="438">Low Range</td> </tr> <tr> <td width="163">Ammonia Method</td> <td width="438">Adaptation of the ASTM Manual of Water and Environmental Technology, D1426-92, Nessler method</td> </tr> <tr> <td width="163">Anionic Surfactants Range</td> <td width="438">0.00 to 3.50 mg/L (as SDBS)</td> </tr> <tr> <td width="163">Anionic Surfactants Resolution</td> <td width="438">0.01 mg/L</td> </tr> <tr> <td width="163">Anionic Surfactants Accuracy</td> <td width="438">±0.04 mg/L ±3% of reading</td> </tr> <tr> <td width="163">Anionic Surfactants Method</td> <td width="438">Adaptation of the USEPA method 425.1 and Standard Methods for the Examination of Water and Wastewater, 20th edition, 5540C, Anionic Surfactants as MBAS.</td> </tr> <tr> <td width="163">Bromine Range</td> <td width="438">0.00 to 8.00 mg/L (as Br<sub>2</sub>)</td> </tr> <tr> <td width="163">Bromine Resolution</td> <td width="438">0.01 mg/L</td> </tr> <tr> <td width="163">Bromine Accuracy</td> <td width="438">±0.08 mg/L ±3% of reading</td> </tr> <tr> <td width="163">Bromine Method</td> <td width="438">Adaptation of the Standard Methods for the Examination of Water and Wastewater, 18th edition, DPD method.</td> </tr> <tr> <td width="163">Calcium Range</td> <td width="438">Freshwater</td> </tr> <tr> <td width="163">Calcium Resolution</td> <td width="438">1 mg/L</td> </tr> <tr> <td width="163">Calcium Accuracy</td> <td width="438">Freshwater</td> </tr> <tr> <td width="163">Calcium Method</td> <td width="438">Freshwater</td> </tr> <tr> <td width="163">Chloride Range</td> <td width="438">0.0 to 20.0 mg/L (as Cl⁻)</td> </tr> <tr> <td width="163">Chloride Resolution</td> <td width="438">0.1 mg/L</td> </tr> <tr> <td width="163">Chloride Accuracy</td> <td width="438">±0.5 mg/L ±6% of reading at 25 °C</td> </tr> <tr> <td width="163">Chlorine Dioxide Range</td> <td width="438">0.00 to 2.00 mg/L (as ClO<sub>2</sub>)</td> </tr> <tr> <td width="163">Chlorine Dioxide Resolution</td> <td width="438">0.01 mg/L</td> </tr> <tr> <td width="163">Chlorine Dioxide Accuracy</td> <td width="438">±0.10 mg/L ±5% of reading</td> </tr> <tr> <td width="163">Chlorine Dioxide Method</td> <td width="438">Adaptation of the Chlorophenol Red method.</td> </tr> <tr> <td width="163">Free Chlorine Range</td> <td width="438">0.00 to 5.00 mg/L (as Cl<sub>2</sub>)<br/> Ultra Low Range</td> </tr> <tr> <td width="163">Free Chlorine Resolution</td> <td width="438">0.01 mg/L<br/> Ultra Low Range</td> </tr> <tr> <td width="163">Free Chlorine Accuracy</td> <td width="438">±0.03 mg/L ±3% of reading<br/> Ultra Low Range</td> </tr> <tr> <td width="163">Total Chlorine Range</td> <td width="438">0.00 to 5.00 mg/L (as Cl<sub>2</sub>)<br/> Ultra Low Range</td> </tr> <tr> <td width="163">Total Chlorine Resolution</td> <td width="438">0.01 mg/L<br/> Ultra Low Range</td> </tr> <tr> <td width="163">Total Chlorine Accuracy</td> <td width="438">±0.03 mg/L ±3% of reading<br/> Ultra Low Range</td> </tr> <tr> <td width="163">Chlorine Method</td> <td width="438">Adaptation of the EPA 330.5 DPD method<br/> Free Chlorine (ULR) &amp; Total Chlorine (UHR)</td> </tr> <tr> <td width="163">Chromium, Hexavalent Range</td> <td width="438">Low Range</td> </tr> <tr> <td width="163">Chromium, Hexavalent Resolution</td> <td width="438">1 μg/L</td> </tr> <tr> <td width="163">Chromium, Hexavalent Accuracy</td> <td width="438">Low Range</td> </tr> <tr> <td width="163">Chromium, Hexavalent Method</td> <td width="438">Adaptation of the ASTM Manual of Water and Environmental Technology, D1687-92, Diphenylcarbohydrazide method.</td> </tr> <tr> <td width="163">Color, Water Range</td> <td width="438">0 to 500 PCU (Platinum Cobalt Units)</td> </tr> <tr> <td width="163">Color, Water Resolution</td> <td width="438">1 PCU</td> </tr> <tr> <td width="163">Color, Water Accuracy</td> <td width="438">±10 PCU ±5% of reading</td> </tr> <tr> <td width="163">Color, Water Method</td> <td width="438">Adaptation of the Standard Methods for the Examination of Water and Wastewater, 18th edition, Colorimetric Platinum Cobalt method.</td> </tr> <tr> <td width="163">Copper Range</td> <td width="438">Low Range</td> </tr> <tr> <td width="163">Copper Resolution</td> <td width="438">0.001 mg/L; 0.01 mg/L</td> </tr> <tr> <td width="163">Copper Accuracy</td> <td width="438">Low Range</td> </tr> <tr> <td width="163">Copper Method</td> <td width="438">Adaptation of the EPA bicinchoninate method</td> </tr> <tr> <td width="163">Cyanuric Acid Range</td> <td width="438">0 to 80 mg/L (as CYA)</td> </tr> <tr> <td width="163">Cyanuric Acid Resolution</td> <td width="438">1 mg/L</td> </tr> <tr> <td width="163">Cyanuric Acid Accuracy</td> <td width="438">±1 mg/L ±15% of reading</td> </tr> <tr> <td width="163">Cyanuric Acid Method</td> <td width="438">Adaptation of the turbidimetric method</td> </tr> <tr> <td width="163">Fluoride Range</td> <td width="438">Low Range</td> </tr> <tr> <td width="163">Fluoride Resolution</td> <td width="438">0.01 mg/L; 0.1 mg/L</td> </tr> <tr> <td width="163">Fluoride Accuracy</td> <td width="438">Low Range</td> </tr> <tr> <td width="163">Fluoride Method</td> <td width="438">Adaptation of the Standard Methods for the Examination of Water and Wastewater, 18th edition, SPADNS method</td> </tr> <tr> <td width="163">Hardness, Total Range</td> <td width="438">Low Range</td> </tr> <tr> <td width="163">Hardness, Total Resolution</td> <td width="438">1 mg/L</td> </tr> <tr> <td width="163">Hardness, Total Accuracy</td> <td width="438">Low Range</td> </tr> <tr> <td width="163">Hardness, Total Method</td> <td width="438">Adaptation of the EPA recommended method 130.1</td> </tr> <tr> <td width="163">Hardness, Calcium Range</td> <td width="438">0.00 to 2.70 mg/L (as CaCO<sub>3</sub>)</td> </tr> <tr> <td width="163">Hardness, Calcium Resolution</td> <td width="438">0.01 mg/L</td> </tr> <tr> <td width="163">Hardness, Calcium Accuracy</td> <td width="438">±0.11 mg/L ±5% of reading</td> </tr> <tr> <td width="163">Hardness, Calcium Method</td> <td width="438">Adaptation of the Standard Methods for the Examination of Water and Wastewater, 18th edition, Calmagite method</td> </tr> <tr> <td width="163">Hardness, Magnesium Range</td> <td width="438">0.00 to 2.00 mg/L (as CaCO<sub>3</sub>)</td> </tr> <tr> <td width="163">Hardness, Magnesium Resolution</td> <td width="438">0.01 mg/L</td> </tr> <tr> <td width="163">Hardness, Magnesium Accuracy</td> <td width="438">±0.11 mg/L ±5% of reading</td> </tr> <tr> <td width="163">Hardness, Magnesium Method</td> <td width="438">Adaptation of the Standard Methods for the Examination of Water and Wastewater, 18th edition, EDTA Colorimetric method</td> </tr> <tr> <td width="163">Hydrazine Range</td> <td width="438">0 to 400 μg/L (as N<sub>2</sub>H<sub>4</sub>)</td> </tr> <tr> <td width="163">Hydrazine Resolution</td> <td width="438">1 μg/L</td> </tr> <tr> <td width="163">Hydrazine Accuracy</td> <td width="438">±4% of full scale reading</td> </tr> <tr> <td width="163">Hydrazine Method</td> <td width="438">Adaptation of the ASTM Manual of Water and Environmental Technology, method D1385-88, p-Dimethylaminobenzaldehyde method</td> </tr> <tr> <td width="163">Iodine Range</td> <td width="438">0.0 to 12.5 mg/L (as I<sub>2</sub>)</td> </tr> <tr> <td width="163">Iodine Resolution</td> <td width="438">0.1 mg/L</td> </tr> <tr> <td width="163">Iodine Accuracy</td> <td width="438">±0.1 mg/L ±5% of reading</td> </tr> <tr> <td width="163">Iodine Method</td> <td width="438">Adaptation of the Standard Methods for the Examination of Water and Wastewater, 18th edition, DPD method</td> </tr> <tr> <td width="163">Iron Range</td> <td width="438">Low Range</td> </tr> <tr> <td width="163">Iron Resolution</td> <td width="438">0.001 mg/L; 0.01 mg/L</td> </tr> <tr> <td width="163">Iron Accuracy</td> <td width="438">Low Range</td> </tr> <tr> <td width="163">Iron Method</td> <td width="438">Low Range</td> </tr> <tr> <td width="163">Magnesium Range</td> <td width="438">0 to 150 mg/L (as Mg<sup>2+</sup>)</td> </tr> <tr> <td width="163">Magnesium Resolution</td> <td width="438">1 mg/L</td> </tr> <tr> <td width="163">Magnesium Accuracy</td> <td width="438">±5 mg/L ±3% of reading</td> </tr> <tr> <td width="163">Magnesium Method</td> <td width="438">Adaptation of the Calmagite method</td> </tr> <tr> <td width="163">Manganese Range</td> <td width="438">Low Range</td> </tr> <tr> <td width="163">Manganese Resolution</td> <td width="438">1 μg/L; 0.1 mg/L</td> </tr> <tr> <td width="163">Manganese Accuracy</td> <td width="438">Low Range</td> </tr> <tr> <td width="163">Manganese Method</td> <td width="438">Low Range</td> </tr> <tr> <td width="163">Molybdenum Range</td> <td width="438">0.0 to 40.0 mg/L (as Mo<sup>6+</sup>)</td> </tr> <tr> <td width="163">Molybdenum Resolution</td> <td width="438">0.1 mg/L</td> </tr> <tr> <td width="163">Molybdenum Accuracy</td> <td width="438">±0.3 mg/L ±5% of reading</td> </tr> <tr> <td width="163">Molybdenum Method</td> <td width="438">Adaptation of the mercaptoacetic acid method</td> </tr> <tr> <td width="163">Nickel Range</td> <td width="438">Low Range</td> </tr> <tr> <td width="163">Nickel Resolution</td> <td width="438">0.001 mg/L; 0.01 g/L</td> </tr> <tr> <td width="163">Nickel Accuracy</td> <td width="438">Low range</td> </tr> <tr> <td width="163">Nickel Method</td> <td width="438">Low Range</td> </tr> <tr> <td width="163">Nitrate Range</td> <td width="438">0.0 to 30.0 mg/L (as NO<sub>3</sub><sup>–</sup>– N)</td> </tr> <tr> <td width="163">Nitrate Resolution</td> <td width="438">0.1 mg/L</td> </tr> <tr> <td width="163">Nitrate Accuracy</td> <td width="438">±0.5 mg/L ±10% of reading</td> </tr> <tr> <td width="163">Nitrate Method</td> <td width="438">Adaptation of the cadmium reduction method</td> </tr> <tr> <td width="163">Nitrite Range</td> <td width="438">Freshwater<br/> Low Range</td> </tr> <tr> <td width="163">Nitrite Resolution</td> <td width="438">Freshwater</td> </tr> <tr> <td width="163">Nitrite Accuracy</td> <td width="438">Freshwater<br/> Low Range</td> </tr> <tr> <td width="163">Nitrite Method</td> <td width="438">Adaptation of the EPA Diazotization method 354.1</td> </tr> <tr> <td width="163">Oxygen, Scavenger Range</td> <td width="438">0 to 1000 μg/L (as DEHA)<br/> 0.00 to 1.50 mg/L (as Carbohydrazide)<br/> 0.00 to 2.50 mg/L (as Hydroquinone)<br/> 0.00 to 4.50 mg/L (as ISO-ascorbic acid)</td> </tr> <tr> <td width="163">Oxygen, Scavenger Resolution</td> <td width="438">1 μg/L (DEHA); 0.01 mg/L</td> </tr> <tr> <td width="163">Oxygen, Scavenger Accuracy</td> <td width="438">±5 μg/L ±5% of reading (DEHA)</td> </tr> <tr> <td width="163">Oxygen, Scavenger Method</td> <td width="438">Adaptation of the iron reduction method</td> </tr> <tr> <td width="163">Ozone Range</td> <td width="438">0.00 to 2.00 mg/L (as O<sub>3</sub>)</td> </tr> <tr> <td width="163">Ozone Resolution</td> <td width="438">0.01 mg/L</td> </tr> <tr> <td width="163">Ozone Accuracy</td> <td width="438">±0.02 mg/L ±3% of reading</td> </tr> <tr> <td width="163">Ozone Method</td> <td width="438">Colorimetric DPD Method</td> </tr> <tr> <td width="163">Phosphate Range</td> <td width="438">Freshwater<br/> Low Range</td> </tr> <tr> <td width="163">Phosphate Resolution</td> <td width="438">Freshwater</td> </tr> <tr> <td width="163">Phosphate Accuracy</td> <td width="438">Freshwater<br/> Low Range</td> </tr> <tr> <td width="163">Phosphate Method</td> <td width="438">Freshwater Low Range</td> </tr> <tr> <td width="163">Potassium Range</td> <td width="438">0.0 to 20.0 mg/L (as K)</td> </tr> <tr> <td width="163">Potassium Resolution</td> <td width="438">0.1 mg/L</td> </tr> <tr> <td width="163">Potassium Accuracy</td> <td width="438">±3.0 mg/L ±7% of reading</td> </tr> <tr> <td width="163">Potassium Method</td> <td width="438">Adaptation of the Turbidimetric Tetraphenylborate method</td> </tr> <tr> <td width="163">Silica Range</td> <td width="438">Low Range</td> </tr> <tr> <td width="163">Silica Resolution</td> <td width="438">0.01 mg/L; 1 mg/L</td> </tr> <tr> <td width="163">Silica Accuracy</td> <td width="438">Low Range</td> </tr> <tr> <td width="163">Silica Method</td> <td width="438">Low Range</td> </tr> <tr> <td width="163">Silver Range</td> <td width="438">0.000 to 1.000 mg/L (as Ag)</td> </tr> <tr> <td width="163">Silver Resolution</td> <td width="438">0.001 mg/L</td> </tr> <tr> <td width="163">Silver Accuracy</td> <td width="438">±0.020 mg/L ±5% of reading</td> </tr> <tr> <td width="163">Silver Method</td> <td width="438">Adaptation of the PAN method</td> </tr> <tr> <td width="163">Sulfate Range</td> <td width="438">0 to 150 mg/L (as SO<sub>4</sub><sup>2-</sup>)</td> </tr> <tr> <td width="163">Sulfate Resolution</td> <td width="438">1 mg/L</td> </tr> <tr> <td width="163">Sulfate Accuracy</td> <td width="438">±5 mg/L ±3% of reading</td> </tr> <tr> <td width="163">Sulfate Method</td> <td width="438">Turbidimetric – Sulfate is precipitated with barium chloride crystals</td> </tr> <tr> <td width="163">Zinc Range</td> <td width="438">0.00 to 3.00 mg/L (as Zn)</td> </tr> <tr> <td width="163">Zinc Resolution</td> <td width="438">0.01 mg/L</td> </tr> <tr> <td width="163">Zinc Accuracy</td> <td width="438">±0.03 mg/L ±3% of reading</td> </tr> <tr> <td width="163">Zinc Method</td> <td width="438">Adaptation of the Standard Methods for the Examination of Water and Wastewater, 18th edition, Zincon method</td> </tr> <tr> <td width="163">Input Channels</td> <td width="438">1 pH electrode input and 5 photometer wavelengths</td> </tr> <tr> <td width="163">pH Electrode</td> <td width="438">digital pH electrode (not included)</td> </tr> <tr> <td width="163">Photometer/Colorimeter Light Source</td> <td width="438">5 LEDs with 420 nm, 466 nm, 525 nm, 575 nm, and 610 nm narrow band interference filters</td> </tr> <tr> <td width="163">Photometer/Colorimeter Light Detector</td> <td width="438">silicon photodetector</td> </tr> <tr> <td width="163">Bandpass Filter Bandwidth</td> <td width="438">8 nm</td> </tr> <tr> <td width="163">Bandpass Filter Wavelength Accuracy</td> <td width="438">±1 nm</td> </tr> <tr> <td width="163">Cuvette Type</td> <td width="438">round, 24.6 mm</td> </tr> <tr> <td width="163">Number of Methods</td> <td width="438">128 max.</td> </tr> <tr> <td width="163">GLP</td> <td width="438">calibration data for connected pH electrode</td> </tr> <tr> <td width="163">Display</td> <td width="438">128 x 64 pixel LCD with backlight</td> </tr> <tr> <td width="163">Logging Type</td> <td width="438">log on demand with user name and sample ID optional input</td> </tr> <tr> <td width="163">Logging Memory</td> <td width="438">1000 readings</td> </tr> <tr> <td width="163">Connectivity</td> <td width="438">USB-A host for flash drive; micro-USB-B for power and computer connectivity</td> </tr> <tr> <td width="163">Power Supply</td> <td width="438">5 VDC USB 2.0 power adapter with USB-A to micro-USB-B cable (included)</td> </tr> <tr> <td width="163">Battery Type/Life</td> <td width="438">3.7 VDC Li-polymer rechargeable battery / &gt;500 photometric measurements or 50 hours of continuous pH measurement</td> </tr> <tr> <td width="163">Environment</td> <td width="438">0 to 50.0 <sup>o</sup>C (32 to 122.0 <sup>o</sup>F); 0 to 95% RH, non-condensing</td> </tr> <tr> <td width="163">Weight</td> <td width="438">1.0 kg (2.2 lbs.)</td> </tr> <tr> <td width="163">Dimensions</td> <td width="438">206 x 177 x 97 mm (8.1 x 7.0 x 3.8″)</td> </tr> <tr> <td width="163">Ordering Information</td> <td width="438">HI83300 is supplied with sample cuvettes and caps (4 ea.), cloth for wiping cuvettes, USB to micro USB cable connector, power adapter and instruction manual.</td> </tr> </tbody> </table> </div> </div> </div> </div> </div> </div> | ไม่มี | ไม่มี | https://www.hannathailand.com/wp-content/uploads/2022/09/HI83300.jpg | เครื่องวัดปริมาณโบรมีน ในตัวอย่างน้ำ รุ่น HI716 , เครื่องวัดปริมาณไนไตรท์ ช่วงสูง ในตัวอย่างน้ำ รุ่น HI708 , เครื่องวัดปริมาณฟลูออไรด์ ช่วงต่ำ รุ่น HI729 , ซัลไฟด์สารต้านอนุมูลอิสระบัฟเฟอร์ , เครื่องควบคุมค่าความนำไฟฟ้า , เครื่องวัดปริมาณแอมโมเนีย ช่วงสูง รุ่น HI733 , น้ำยามาตรฐานสำหรับค่าโซเดียม , เครื่องวัดปริมาณแอมโมเนีย ในน้ำ รุ่น HI715 | <a class="woocommerce-LoopProduct-link woocommerce-loop-product__link" href="https://www.hannathailand.com/product/hi716-checker-hc-bromine/">เครื่องวัดปริมาณโบรมีน ในตัวอย่างน้ำ รุ่น HI716</a> , <a class="woocommerce-LoopProduct-link woocommerce-loop-product__link" href="https://www.hannathailand.com/product/hi708-checker-hc-nitrite-hr/">เครื่องวัดปริมาณไนไตรท์ ช่วงสูง ในตัวอย่างน้ำ รุ่น HI708</a> , <a class="woocommerce-LoopProduct-link woocommerce-loop-product__link" href="https://www.hannathailand.com/product/hi729-checker-hc-fluoride-lr/">เครื่องวัดปริมาณฟลูออไรด์ ช่วงต่ำ รุ่น HI729</a> , <a class="woocommerce-LoopProduct-link woocommerce-loop-product__link" href="https://www.hannathailand.com/product/hi4015-00/">ซัลไฟด์สารต้านอนุมูลอิสระบัฟเฟอร์</a> , <a class="woocommerce-LoopProduct-link woocommerce-loop-product__link" href="https://www.hannathailand.com/product/hi8931cn/">เครื่องควบคุมค่าความนำไฟฟ้า</a> , <a class="woocommerce-LoopProduct-link woocommerce-loop-product__link" href="https://www.hannathailand.com/product/hi733-checker-hc-ammonia-hr/">เครื่องวัดปริมาณแอมโมเนีย ช่วงสูง รุ่น HI733</a> , <a class="woocommerce-LoopProduct-link woocommerce-loop-product__link" href="https://www.hannathailand.com/product/hi7090l/">น้ำยามาตรฐานสำหรับค่าโซเดียม</a> , <a class="woocommerce-LoopProduct-link woocommerce-loop-product__link" href="https://www.hannathailand.com/product/hi715-checker-hc-ammonia-mr/">เครื่องวัดปริมาณแอมโมเนีย ในน้ำ รุ่น HI715</a> | https://www.hannathailand.com/wp-content/uploads/2022/09/HI83300-600x600.jpg , https://www.hannathailand.com/wp-content/uploads/2022/09/HI83300-1-600x600.jpg , https://www.hannathailand.com/wp-content/uploads/2022/09/HI83300-2-600x600.jpg , https://www.hannathailand.com/wp-content/uploads/2022/06/miniphotometerfurfreiesgesamtchlor704_11-600x600.jpg , https://www.hannathailand.com/wp-content/uploads/2022/06/miniphotometerfurnitrithoch2420_11-600x600.jpg , https://www.hannathailand.com/wp-content/uploads/2022/06/miniphotometerfurfluoridniedrig844_11-600x600.jpg , https://www.hannathailand.com/wp-content/uploads/2021/07/7-500x500.jpg , https://www.hannathailand.com/wp-content/uploads/2021/07/2-500x500.jpg , https://www.hannathailand.com/wp-content/uploads/2022/06/miniphotometerfurammoniumhoch2418_11-600x600.jpg , https://www.hannathailand.com/wp-content/uploads/2021/07/12-500x500.jpg , https://www.hannathailand.com/wp-content/uploads/2022/06/miniphotometerfurammoniakmittel2416_11-600x600.jpg
36 | เครื่องวัดคุณภาพน้ำบอยเลอร์และคูลลิ่ง แบบหลายพารามิเตอร์ รวมถึงค่า pH รุ่น HI83305-02 | สินค้าทั้งหมด , อุตสาหกรรมทั่วไป , เครื่องวัดคุณภาพน้ำแบบหลายพารามิเตอร์ , แบบตั้งโต๊ะ , เครื่องโฟโตมิเตอร์ , แบบตั้งโต๊ะ | https://www.hannathailand.com/product-category/spectrophotometer/photometer-benchtop/ | https://www.hannathailand.com/product/%e0%b8%9a%e0%b8%ad%e0%b8%a2%e0%b9%80%e0%b8%a5%e0%b8%ad%e0%b8%a3%e0%b9%8c%e0%b9%81%e0%b8%a5%e0%b8%b0%e0%b8%84%e0%b8%b9%e0%b8%a5%e0%b8%a5%e0%b8%b4%e0%b9%88%e0%b8%87/ | HI83305-02 | 35,845.00 | น้ำหนัก 1 กก. ขนาด 20.6 × 17.7 × 9.7 เซนติเมตร | <div aria-labelledby="tab-title-additional_information" class="woocommerce-Tabs-panel woocommerce-Tabs-panel--additional_information panel entry-content" id="tab-additional_information" role="tabpanel"> <table class="woocommerce-product-attributes shop_attributes"> <tr class="woocommerce-product-attributes-item woocommerce-product-attributes-item--weight"> <th class="woocommerce-product-attributes-item__label">น้ำหนัก</th> <td class="woocommerce-product-attributes-item__value">1 กก.</td> </tr> <tr class="woocommerce-product-attributes-item woocommerce-product-attributes-item--dimensions"> <th class="woocommerce-product-attributes-item__label">ขนาด</th> <td class="woocommerce-product-attributes-item__value">20.6 × 17.7 × 9.7 เซนติเมตร</td> </tr> </table> </div> | เครื่องวัดคุณภาพน้ำบอยเลอร์และคูลลิ่ง แบบหลายพารามิเตอร์ รวมถึงค่า pH รุ่น HI83305-02 HI83305 เป็นโฟโตมิเตอร์หลายพารามิเตอร์ขนาดกะทัดรัดที่ออกแบบมาสำหรับการใช้งานในหอต้มและหอหล่อเย็นเพื่อใช้ในห้องปฏิบัติการหรือภาคสนาม มิเตอร์นี้เป็นหนึ่งในโฟโตมิเตอร์ที่ทันสมัยที่สุดที่มาพร้อมกับการออกแบบเชิงแสงที่เป็นนวัตกรรมใหม่ ซึ่งใช้ตัวตรวจจับอ้างอิงและเลนส์โฟกัสเพื่อกำจัดข้อผิดพลาดจากการเปลี่ยนแปลงของแหล่งกำเนิดแสงและจากความไม่สมบูรณ์ในคิวเวทท์แก้ว มิเตอร์นี้มีวิธีการตั้งโปรแกรมไว้ 30 วิธีในการวัดพารามิเตอร์คุณภาพน้ำหลัก 18 รายการ และยังมีโหมดการวัดการดูดกลืนแสงสำหรับการตรวจสอบยืนยันประสิทธิภาพ และสำหรับผู้ใช้ที่ต้องการพัฒนากราฟความเข้มข้นของตนเองเทียบกับกราฟการดูดกลืนแสง พารามิเตอร์เฉพาะสำหรับหอเดือดและหอหล่อเย็น ได้แก่ ตัวกำจัดออกซิเจนและซิลิกา ซึ่งมีความสำคัญต่อการบำรุงรักษาอุปกรณ์ เพื่อประหยัดพื้นที่อันมีค่าบนโต๊ะในห้องปฏิบัติการ HI83305 จึงทำหน้าที่เป็นเครื่องวัดค่า pH ระดับมืออาชีพด้วยอินพุตอิเล็กโทรด pH/อุณหภูมิแบบดิจิทัล ตอนนี้หนึ่งเมตรสามารถใช้ได้ทั้งการวัดโฟโตเมตริกและการวัดค่า pH HI83305 is a compact, multiparameter photometer intended for boiling and cooling tower applications for use in the lab or in the field. The meter is one of the most advanced photometers available with an innovative optical design that utilizes a reference detector and focusing lens to eliminate errors from changes in the light source and from imperfections in the glass cuvette. This meter has 30 different programmed methods measuring 18 key water quality parameters and also offers an absorbance measurement mode for performance verification and for users that would like to develop their own concentration versus absorbance curves. Parameters specific to boiling and cooling towers include oxygen scavengers and silica which are important for maintaining equipment. To save valuable laboratory benchtop space, the HI83305 doubles as a professional pH meter with its digital pH/temperature electrode input. Now one meter can be used for both photometric and pH measurements. Advanced optical system Unparalleled performance from a benchtop photometer Digital pH electrode input Save valuable bench space with one meter that works both as a photometer and as a laboratory pH meter Absorbance measuring mode Details The HI83305 benchtop photometer measures 18 different key water quality parameters using 30 different methods. This photometer features an innovative optical system that uses LEDs, narrow band interference filters, focusing lens and both a silicon photodetector for absorbance measurement and a reference detector to maintain a consistent light source ensures accurate and repeatable photometric readings every time. Specially designed for use with boilers and cooling towers, the HI83305 is a comprehensive way to maintain precise water conditions in systems. Problems such as corrosion, deposition, and microbial growth can occur if these key parameters, such as oxygen scavengers and silica, aren’t maintained. Oxygen scavengers are added to remove residual dissolved oxygen in boiler feed water that can cause corrosion in a steam generating plant. It is important that levels of oxygen scavengers be routinely checked to prevent against corrosion and ensure that equipment is working efficiently. Boiler water maintenance is necessary to prevent or control deposit formation as seen with silica. Silica contamination can reduce system efficiency and increase maintenance of equipment due to scaling. A digital pH electrode input allows the user to measure pH by a traditional glass electrode. The digital pH electrode has a built-in microchip within the probe that stores all of the calibration information. Having the calibration information stored in the probe allows for hot swapping of pH electrodes without having to recalibrate. All pH measurements are automatically compensated for temperature variations with a built-in thermistor located in the tip of the sensing bulb for fast and accurate temperature measurement. The HI83305 offers an absorbance measuring mode that allows for CAL Check standards to be used to validate the performance of the system. The absorbance mode allows the user to select one of the five wavelengths of light (420 nm, 466 nm, 525 nm, 575 nm, and 610 nm) to measure and plot their own concentration versus absorbance mode. This is useful for users with their own chemical method and for educators to teach the concept of absorbance by using the Beer-Lambert Law. Two USB ports are provided for transferring data to a flash drive or computer and to use as a power source for the meter. For added convenience and portability the meter can also operate on an internal 3.7 VDC Lithium-polymer rechargeable battery. Features/Benefits: Backlit 128 x 64 Pixel Graphic LCD Display Backlit graphic display allows for easy viewing in low light conditions The 128 x 64 Pixel LCD allows for a simplified user interface with virtual keys and on-screen help to guide the user through use of the meter Built-in Reaction Timer for Photometric Measurements The measurement is taken after the countdown timer expires. Countdown timer ensures that all readings are taken at the appropriate reaction intervals regardless of user for better consistency in measurements Absorbance mode Hanna’s exclusive CAL Check cuvettes for validation of light source and detector Allows for the user to plot concentration versus absorbance for a specific wavelength for use with user-supplied chemistry or for teaching principles of photometry Units of Measure Appropriate unit of measure along with chemical form is displayed along with reading Result Conversion Automatically convert readings to other chemical forms with the touch of a button Cuvette Cover Aids in preventing stray light from affecting measurements Digital pH Electrode Input Measure pH and temperature with a single probe Good Laboratory Practice (GLP) to track calibration information including date, time, buffers used, offset and slope for traceability pH CAL Check alerts user to potential problems during the calibration process Space saving having a pH meter and photometer built into one meter Data Logging Up to 1000 photometric and pH readings can be stored by simply pressing the dedicated LOG button. Logged readings are just as easily recalled by pressing the RCL button Sample ID and User ID information can be added to a logged reading using alphanumeric keypad Connectivity Logged readings can be quickly and easily transferred to a flash drive using the USB-A host port or to a computer using the micro USB-B port Data is exported as a .CSV file for use with common spreadsheet programs Battery Status Indicator Indicates the amount of battery life left Error Messages Photometric error messages include no cap, high zero, and standard too low pH calibration messages include clean electrode, check buffer and check probe On-screen Features Method Selection Users can easily select any one of the 30 measurement methods via the dedicated METHOD button. Data Logging Up to 1000 measurement readings can be logged with user and sample ID and recalled for future use. pH Measurement Mode Selecting the pH measurement mode allows for the photometer to be used as a professional pH meter with many features including temperature compensated measurements, automatic two point calibration, and GLP. Advanced Optical System: HI83305 is designed with an innovative optical system that incorporates a beam splitter so that light can be used for absorbance readings and for a reference detector. The reference detector monitors the intensity of light and modulates when there is drift due to power fluctuation or the heating of the optical components. Each part has an important role in providing unparalleled performance from a photometer. High Efficiency LED Light Source An LED light source offers superior performance as compared to a tungsten lamp. LEDs have a much higher luminous efficiency, providing more light while using less power. They also produce very little heat, which could otherwise affect the optical components an electronic stability. LEDs are available in a wide array of wavelengths, whereas tungsten lamps are supposed to be white light (all wavelengths of visible light) but actually have a poor blue/violet light output. High Quality Narrow Band Interference Filters The narrow band interference filter not only ensure greater wavelength accuracy (+/- 1 nm) but are extremely efficient. The filters used allow up to 95% of the light from the LED to be transmitted as compared to other filters that are only 75% efficient. The higher efficiency allows for a brighter, stronger light source. The end result is higher measurement stability and less wavelength error. Reference Detector for a Stable Light Source A beam splitter is used as part of the internal reference system of the HI83300 photometer. The reference detector compensates for any drift due to power fluctuations or ambient temperature changes. Now you can rely on a stable source of light between your blank (zero) measurement and sample measurement. Large Cuvette Size The sample cell of the HI83300 fits a round, glass cuvette with a 25 mm path length. Along with the advanced optical components, the larger size of the cuvette greatly reduces errors in rotation from the indexing mark of the cuvettes. The relatively long path length of the sample cuvette allows the light to pass through more of the sample solution, ensuring accurate measurements even in low absorbance samples. Focusing Lens for Greater Light Yield Adding a focusing lens to the optical path allows for the collection of all of the light that exits the cuvette and focusing the light on the silicon photo detector. This novel approach to photometric measurements cancels the errors from imperfections and scratches present in the glass cuvette eliminating the need to index the cuvette. Manual : Download Specifications SKU HI83305-02 Product Name Boiler and Cooling Tower Photometer – HI83305 Quote Required Yes pH Range Photometer pH Resolution Photometer pH Accuracy Photometer pH Calibration Automatic one or two point calibration with one set of standard buffers available (4.01, 6.86, 7.01, 9.18, 10.01) pH Temperature Compensation Automatic (-5.0 to 100.0 oC; 23.0 to 212.0 oF); limits reduced based on the pH electrode used pH CAL Check (electrode diagnostics) clean electrode and check buffer/check probe displayed during calibration pH Method Photometer pH-mV Range ±1000 mV pH-mV Resolution 0.1 mV pH-mV Accuracy ±0.2 mV Dissolved Oxygen Range 0.0 to 10.0 mg/L (as O2) Dissolved Oxygen Resolution 0.1 mg/L Dissolved Oxygen Accuracy ±0.4 mg/L ±3% of reading Dissolved Oxygen Measurement Method Adaptation of the Standard Methods for the Examination of Water and Wastewater, 18th edition, Azide modified Winkler method Absorbance Range 0.000 to 4.000 Abs Absorbance Resolution 0.001 Abs Absorbance Accuracy +/-0.003Abs @ 1.000 Abs Aluminum Range 0.00 to 1.00 mg/L (as Al3+) Aluminum Resolution 0.01 mg/L Aluminum Accuracy ±0.04 mg/L ±4% of reading Aluminum Method Adaptation of the aluminon method Ammonia Range Low Range Ammonia Resolution 0.01 mg/L; 0.1 mg/L Ammonia Accuracy Low Range Ammonia Method Adaptation of the ASTM Manual of Water and Environmental Technology, D1426-92, Nessler method Bromine Range 0.00 to 8.00 mg/L (as Br2) Bromine Resolution 0.01 mg/L Bromine Accuracy ±0.08 mg/L ±3% of reading Bromine Method Adaptation of the Standard Methods for the Examination of Water and Wastewater, 18th edition, DPD method. Chlorine Dioxide Range 0.00 to 2.00 mg/L (as ClO2) Chlorine Dioxide Resolution 0.01 mg/L Chlorine Dioxide Accuracy ±0.10 mg/L ±5% of reading Chlorine Dioxide Method Adaptation of the Chlorophenol Red method. Free Chlorine Range 0.00 to 5.00 mg/L (as Cl2) Free Chlorine Resolution 0.01 mg/L Free Chlorine Accuracy ±0.03 mg/L ±3% of reading Total Chlorine Range 0.00 to 5.00 mg/L (as Cl2) Total Chlorine Resolution 0.01 mg/L Total Chlorine Accuracy ±0.03 mg/L ±3% of reading Chlorine Method Adaptation of the EPA 330.5 DPD method Chromium, Hexavalent Range Low Range Chromium, Hexavalent Resolution 1 μg/L Chromium, Hexavalent Accuracy Low Range Chromium, Hexavalent Method Adaptation of the ASTM Manual of Water and Environmental Technology, D1687-92, Diphenylcarbohydrazide method. Copper Range Low Range Copper Resolution 0.001 mg/L; 0.01 mg/L Copper Accuracy Low Range Copper Method Adaptation of the EPA bicinchoninate method Hydrazine Range 0 to 400 μg/L (as N2H4) Hydrazine Resolution 1 μg/L Hydrazine Accuracy ±4% of full scale reading Hydrazine Method Adaptation of the ASTM Manual of Water and Environmental Technology, method D1385-88, p-Dimethylaminobenzaldehyde method Iron Range Low Range Iron Resolution 0.001 mg/L; 0.01 mg/L Iron Accuracy Low Range Iron Method Low Range Molybdenum Range 0.0 to 40.0 mg/L (as Mo6+) Molybdenum Resolution 0.1 mg/L Molybdenum Accuracy ±0.3 mg/L ±5% of reading Molybdenum Method Adaptation of the mercaptoacetic acid method Nitrate Range 0.0 to 30.0 mg/L (as NO3–– N) Nitrate Resolution 0.1 mg/L Nitrate Accuracy ±0.5 mg/L ±10% of reading Nitrate Method Adaptation of the cadmium reduction method Nitrite Range Freshwater Low Range Nitrite Resolution Freshwater Nitrite Accuracy Freshwater Low Range Nitrite Method Low Range Oxygen, Scavenger Range 0 to 1000 μg/L (as DEHA) 0.00 to 1.50 mg/L (as Carbohydrazide) 0.00 to 2.50 mg/L (as Hydroquinone) 0.00 to 4.50 mg/L (as ISO-ascorbic acid) Oxygen, Scavenger Resolution 1 μg/L (DEHA); 0.01 mg/L Oxygen, Scavenger Accuracy ±5 μg/L ±5% of reading Oxygen, Scavenger Method Adaptation of the iron reduction method Phosphate Range Freshwater Low Range Phosphate Resolution Freshwater Phosphate Accuracy Freshwater Low Range Phosphate Method Freshwater Low Range Silica Range Low Range Silica Resolution 0.01 mg/L; 1 mg/L Silica Accuracy Low Range Silica Method Low Range Zinc Range 0.00 to 3.00 mg/L (as Zn) Zinc Resolution 0.01 mg/L Zinc Accuracy ±0.03 mg/L ±3% of reading Zinc Method Adaptation of the Standard Methods for the Examination of Water and Wastewater, 18th edition, Zincon method Input Channels 1 pH electrode input and 5 photometer wavelengths pH Electrode digital pH electrode (not included) Photometer/Colorimeter Light Source 5 LEDs with 420 nm, 466 nm, 525 nm, 575 nm, and 610 nm narrow band interference filters Photometer/Colorimeter Light Detector silicon photodetector Bandpass Filter Bandwidth 8 nm Bandpass Filter Wavelength Accuracy ±1 nm Cuvette Type round, 24.6 mm Number of Methods 128 max. GLP calibration data for connected pH electrode Display 128 x 64 pixel LCD with backlight Logging Type log on demand with user name and sample ID optional input Logging Memory 1000 readings Connectivity USB-A host for flash drive; micro-USB-B for power and computer connectivity Power Supply 5 VDC USB 2.0 power adapter with USB-A to micro-USB-B cable (included) Battery Type/Life 3.7 VDC Li-polymer rechargeable battery / >500 photometric measurements or 50 hours of continuous pH measurement Environment 0 to 50.0 oC (32 to 122.0 oF); 0 to 95% RH, non-condensing Weight 1.0 kg (2.2 lbs.) Dimensions 206 x 177 x 97 mm (8.1 x 7.0 x 3.8″) Ordering Information HI83305 is supplied with sample cuvettes and caps (4 ea.), cloth for wiping cuvettes, USB to micro USB cable connector, power adapter and instruction manual. | <div aria-labelledby="tab-title-description" class="woocommerce-Tabs-panel woocommerce-Tabs-panel--description panel entry-content active" id="tab-description" role="tabpanel"> <p><span style="font-size: 140%;"><strong>เครื่องวัดคุณภาพน้ำบอยเลอร์และคูลลิ่ง แบบหลายพารามิเตอร์ รวมถึงค่า pH รุ่น HI83305-02</strong></span></p> <p>HI83305 เป็นโฟโตมิเตอร์หลายพารามิเตอร์ขนาดกะทัดรัดที่ออกแบบมาสำหรับการใช้งานในหอต้มและหอหล่อเย็นเพื่อใช้ในห้องปฏิบัติการหรือภาคสนาม มิเตอร์นี้เป็นหนึ่งในโฟโตมิเตอร์ที่ทันสมัยที่สุดที่มาพร้อมกับการออกแบบเชิงแสงที่เป็นนวัตกรรมใหม่ ซึ่งใช้ตัวตรวจจับอ้างอิงและเลนส์โฟกัสเพื่อกำจัดข้อผิดพลาดจากการเปลี่ยนแปลงของแหล่งกำเนิดแสงและจากความไม่สมบูรณ์ในคิวเวทท์แก้ว มิเตอร์นี้มีวิธีการตั้งโปรแกรมไว้ 30 วิธีในการวัดพารามิเตอร์คุณภาพน้ำหลัก 18 รายการ และยังมีโหมดการวัดการดูดกลืนแสงสำหรับการตรวจสอบยืนยันประสิทธิภาพ และสำหรับผู้ใช้ที่ต้องการพัฒนากราฟความเข้มข้นของตนเองเทียบกับกราฟการดูดกลืนแสง พารามิเตอร์เฉพาะสำหรับหอเดือดและหอหล่อเย็น ได้แก่ ตัวกำจัดออกซิเจนและซิลิกา ซึ่งมีความสำคัญต่อการบำรุงรักษาอุปกรณ์</p> <p>เพื่อประหยัดพื้นที่อันมีค่าบนโต๊ะในห้องปฏิบัติการ HI83305 จึงทำหน้าที่เป็นเครื่องวัดค่า pH ระดับมืออาชีพด้วยอินพุตอิเล็กโทรด pH/อุณหภูมิแบบดิจิทัล ตอนนี้หนึ่งเมตรสามารถใช้ได้ทั้งการวัดโฟโตเมตริกและการวัดค่า pH</p> <p style="font-weight: 400;">HI83305 is a compact, multiparameter photometer intended for boiling and cooling tower applications for use in the lab or in the field. The meter is one of the most advanced photometers available with an innovative optical design that utilizes a reference detector and focusing lens to eliminate errors from changes in the light source and from imperfections in the glass cuvette. This meter has 30 different programmed methods measuring 18 key water quality parameters and also offers an absorbance measurement mode for performance verification and for users that would like to develop their own concentration versus absorbance curves. Parameters specific to boiling and cooling towers include oxygen scavengers and silica which are important for maintaining equipment.</p> <p style="font-weight: 400;">To save valuable laboratory benchtop space, the HI83305 doubles as a professional pH meter with its digital pH/temperature electrode input. Now one meter can be used for both photometric and pH measurements.</p> <h3>Advanced optical system</h3> <p>Unparalleled performance from a benchtop photometer</p> <h3>Digital pH electrode input</h3> <p>Save valuable bench space with one meter that works both as a photometer and as a laboratory pH meter</p> <h3>Absorbance measuring mode</h3> <p><span style="font-size: 25.92px; color: #333333;">Details</span></p> <div class="tab-content"> <div class="std"> <p style="font-weight: 400;">The HI83305 benchtop photometer measures 18 different key water quality parameters using 30 different methods. This photometer features an innovative optical system that uses LEDs, narrow band interference filters, focusing lens and both a silicon photodetector for absorbance measurement and a reference detector to maintain a consistent light source ensures accurate and repeatable photometric readings every time.</p> <p style="font-weight: 400;">Specially designed for use with boilers and cooling towers, the HI83305 is a comprehensive way to maintain precise water conditions in systems. Problems such as corrosion, deposition, and microbial growth can occur if these key parameters, such as oxygen scavengers and silica, aren’t maintained. Oxygen scavengers are added to remove residual dissolved oxygen in boiler feed water that can cause corrosion in a steam generating plant. It is important that levels of oxygen scavengers be routinely checked to prevent against corrosion and ensure that equipment is working efficiently. Boiler water maintenance is necessary to prevent or control deposit formation as seen with silica. Silica contamination can reduce system efficiency and increase maintenance of equipment due to scaling.</p> <p style="font-weight: 400;">A digital pH electrode input allows the user to measure pH by a traditional glass electrode. The digital pH electrode has a built-in microchip within the probe that stores all of the calibration information. Having the calibration information stored in the probe allows for hot swapping of pH electrodes without having to recalibrate. All pH measurements are automatically compensated for temperature variations with a built-in thermistor located in the tip of the sensing bulb for fast and accurate temperature measurement.</p> <p style="font-weight: 400;">The HI83305 offers an absorbance measuring mode that allows for CAL Check standards to be used to validate the performance of the system. The absorbance mode allows the user to select one of the five wavelengths of light (420 nm, 466 nm, 525 nm, 575 nm, and 610 nm) to measure and plot their own concentration versus absorbance mode. This is useful for users with their own chemical method and for educators to teach the concept of absorbance by using the Beer-Lambert Law.</p> <p style="font-weight: 400;">Two USB ports are provided for transferring data to a flash drive or computer and to use as a power source for the meter. For added convenience and portability the meter can also operate on an internal 3.7 VDC Lithium-polymer rechargeable battery.</p> <div class="prod-view-details-container"> <h3>Features/Benefits:</h3> <div class="prod-view-details-left"> <div class="prod-view-details-left"> <div class="prod-view-details-left"> <div class="prod-view-details-left"> <p><strong>Backlit 128 x 64 Pixel Graphic LCD Display</strong></p> <ul> <li>Backlit graphic display allows for easy viewing in low light conditions</li> <li>The 128 x 64 Pixel LCD allows for a simplified user interface with virtual keys and on-screen help to guide the user through use of the meter</li> </ul> <p><strong>Built-in Reaction Timer for Photometric Measurements</strong></p> <ul> <li>The measurement is taken after the countdown timer expires.</li> <li>Countdown timer ensures that all readings are taken at the appropriate reaction intervals regardless of user for better consistency in measurements</li> </ul> <p><strong>Absorbance mode</strong></p> <ul> <li>Hanna’s exclusive CAL Check cuvettes for validation of light source and detector</li> <li>Allows for the user to plot concentration versus absorbance for a specific wavelength for use with user-supplied chemistry or for teaching principles of photometry</li> </ul> <p><strong>Units of Measure</strong></p> <ul> <li>Appropriate unit of measure along with chemical form is displayed along with reading</li> </ul> <p><strong>Result Conversion</strong></p> <ul> <li>Automatically convert readings to other chemical forms with the touch of a button</li> </ul> <p><strong>Cuvette Cover</strong></p> <ul> <li>Aids in preventing stray light from affecting measurements</li> </ul> </div> <div class="prod-view-details-right"> <p><strong>Digital pH Electrode Input</strong></p> <ul> <li>Measure pH and temperature with a single probe</li> <li>Good Laboratory Practice (GLP) to track calibration information including date, time, buffers used, offset and slope for traceability</li> <li>pH CAL Check alerts user to potential problems during the calibration process</li> <li>Space saving having a pH meter and photometer built into one meter</li> </ul> <p><strong>Data Logging</strong></p> <ul> <li>Up to 1000 photometric and pH readings can be stored by simply pressing the dedicated LOG button. Logged readings are just as easily recalled by pressing the RCL button</li> <li>Sample ID and User ID information can be added to a logged reading using alphanumeric keypad</li> </ul> <p><strong>Connectivity</strong></p> <ul> <li>Logged readings can be quickly and easily transferred to a flash drive using the USB-A host port or to a computer using the micro USB-B port</li> <li>Data is exported as a .CSV file for use with common spreadsheet programs</li> </ul> <p><strong>Battery Status Indicator</strong></p> <ul> <li>Indicates the amount of battery life left</li> </ul> <p><strong>Error Messages</strong></p> <ul> <li>Photometric error messages include no cap, high zero, and standard too low</li> <li>pH calibration messages include clean electrode, check buffer and check probe</li> </ul> </div> </div> </div> </div> </div> <div class="prod-view-details-container"> <h3><strong>On-screen Features</strong></h3> <div id="screen-left"> <div id="screen-left"> <div id="screen-left"> <div id="screen-left"><img alt="method selection" class="aligncenter" decoding="async" src="https://hanna-worldwide.com/media/wysiwyg/products/benchtops/Photometers/83300/method-selection.png" title="method selection"/><strong>Method Selection</strong><br/> Users can easily select any one of the 30 measurement methods via the dedicated METHOD button.</div> <div id="screen-center"><img alt="data logging" class="aligncenter" decoding="async" src="https://hanna-worldwide.com/media/wysiwyg/products/benchtops/Photometers/83300/data-logging.png" title="data logging"/><strong>Data Logging</strong><br/> Up to 1000 measurement readings can be logged with user and sample ID and recalled for future use.</div> <div id="screen-right"><img alt="ph measurement mode" class="aligncenter" decoding="async" src="https://hanna-worldwide.com/media/wysiwyg/products/benchtops/Photometers/83300/ph-measurement-mode.png" title="ph measurement mode"/><strong>pH Measurement Mode</strong><br/> Selecting the pH measurement mode allows for the photometer to be used as a professional pH meter with many features including temperature compensated measurements, automatic two point calibration, and GLP.</div> </div> </div> </div> </div> <div class="prod-view-details-container"> <div id="screen-right"> <h3><strong>Advanced Optical System:</strong></h3> <p>HI83305 is designed with an innovative optical system that incorporates a beam splitter so that light can be used for absorbance readings and for a reference detector. The reference detector monitors the intensity of light and modulates when there is drift due to power fluctuation or the heating of the optical components. Each part has an important role in providing unparalleled performance from a photometer.</p> <div><img alt="photometer multiparameter optical" class="aligncenter" decoding="async" height="317" loading="lazy" src="https://hanna-worldwide.com/media/wysiwyg/products/benchtops/Photometers/83300/OpticalSystem.jpg" title="photometer multiparameter optical" width="587"/></div> <h3><strong>High Efficiency LED Light Source</strong></h3> <p>An LED light source offers superior performance as compared to a tungsten lamp. LEDs have a much higher luminous efficiency, providing more light while using less power. They also produce very little heat, which could otherwise affect the optical components an electronic stability. LEDs are available in a wide array of wavelengths, whereas tungsten lamps are supposed to be white light (all wavelengths of visible light) but actually have a poor blue/violet light output.</p> <h3><strong>High Quality Narrow Band Interference Filters</strong></h3> <p>The narrow band interference filter not only ensure greater wavelength accuracy (+/- 1 nm) but are extremely efficient. The filters used allow up to 95% of the light from the LED to be transmitted as compared to other filters that are only 75% efficient. The higher efficiency allows for a brighter, stronger light source. The end result is higher measurement stability and less wavelength error.</p> <h3><strong>Reference Detector for a Stable Light Source</strong></h3> <p>A beam splitter is used as part of the internal reference system of the HI83300 photometer. The reference detector compensates for any drift due to power fluctuations or ambient temperature changes. Now you can rely on a stable source of light between your blank (zero) measurement and sample measurement.</p> <h3><strong>Large Cuvette Size</strong></h3> <p>The sample cell of the HI83300 fits a round, glass cuvette with a 25 mm path length. Along with the advanced optical components, the larger size of the cuvette greatly reduces errors in rotation from the indexing mark of the cuvettes. The relatively long path length of the sample cuvette allows the light to pass through more of the sample solution, ensuring accurate measurements even in low absorbance samples.</p> <h3><strong>Focusing Lens for Greater Light Yield</strong></h3> <p>Adding a focusing lens to the optical path allows for the collection of all of the light that exits the cuvette and focusing the light on the silicon photo detector. This novel approach to photometric measurements cancels the errors from imperfections and scratches present in the glass cuvette eliminating the need to index the cuvette.</p> <div> <p><strong><span style="color: #333333; font-size: 22.68px;">Manual :<span style="font-size: 85%;"> <a href="https://hanna-worldwide.com/mwdownloads/download/link/id/2106">Download</a></span></span></strong></p> <p><strong><span style="color: #333333; font-size: 22.68px;">Specifications</span></strong></p> <table> <tbody> <tr> <td width="151">SKU</td> <td width="450">HI83305-02</td> </tr> <tr> <td width="151">Product Name</td> <td width="450">Boiler and Cooling Tower Photometer – HI83305</td> </tr> <tr> <td width="151">Quote Required</td> <td width="450">Yes</td> </tr> <tr> <td width="151">pH Range</td> <td width="450">Photometer</td> </tr> <tr> <td width="151">pH Resolution</td> <td width="450">Photometer</td> </tr> <tr> <td width="151">pH Accuracy</td> <td width="450">Photometer</td> </tr> <tr> <td width="151">pH Calibration</td> <td width="450">Automatic one or two point calibration with one set of standard buffers available (4.01, 6.86, 7.01, 9.18, 10.01)</td> </tr> <tr> <td width="151">pH Temperature Compensation</td> <td width="450">Automatic (-5.0 to 100.0 <sup>o</sup>C; 23.0 to 212.0 <sup>o</sup>F); limits reduced based on the pH electrode used</td> </tr> <tr> <td width="151">pH CAL Check (electrode diagnostics)</td> <td width="450">clean electrode and check buffer/check probe displayed during calibration</td> </tr> <tr> <td width="151">pH Method</td> <td width="450">Photometer</td> </tr> <tr> <td width="151">pH-mV Range</td> <td width="450">±1000 mV</td> </tr> <tr> <td width="151">pH-mV Resolution</td> <td width="450">0.1 mV</td> </tr> <tr> <td width="151">pH-mV Accuracy</td> <td width="450">±0.2 mV</td> </tr> <tr> <td width="151">Dissolved Oxygen Range</td> <td width="450">0.0 to 10.0 mg/L (as O<sub>2</sub>)</td> </tr> <tr> <td width="151">Dissolved Oxygen Resolution</td> <td width="450">0.1 mg/L</td> </tr> <tr> <td width="151">Dissolved Oxygen Accuracy</td> <td width="450">±0.4 mg/L ±3% of reading</td> </tr> <tr> <td width="151">Dissolved Oxygen Measurement Method</td> <td width="450">Adaptation of the Standard Methods for the Examination of Water and Wastewater, 18th edition, Azide modified Winkler method</td> </tr> <tr> <td width="151">Absorbance Range</td> <td width="450">0.000 to 4.000 Abs</td> </tr> <tr> <td width="151">Absorbance Resolution</td> <td width="450">0.001 Abs</td> </tr> <tr> <td width="151">Absorbance Accuracy</td> <td width="450">+/-0.003Abs @ 1.000 Abs</td> </tr> <tr> <td width="151">Aluminum Range</td> <td width="450">0.00 to 1.00 mg/L (as Al<sup>3+</sup>)</td> </tr> <tr> <td width="151">Aluminum Resolution</td> <td width="450">0.01 mg/L</td> </tr> <tr> <td width="151">Aluminum Accuracy</td> <td width="450">±0.04 mg/L ±4% of reading</td> </tr> <tr> <td width="151">Aluminum Method</td> <td width="450">Adaptation of the aluminon method</td> </tr> <tr> <td width="151">Ammonia Range</td> <td width="450">Low Range</td> </tr> <tr> <td width="151">Ammonia Resolution</td> <td width="450">0.01 mg/L; 0.1 mg/L</td> </tr> <tr> <td width="151">Ammonia Accuracy</td> <td width="450">Low Range</td> </tr> <tr> <td width="151">Ammonia Method</td> <td width="450">Adaptation of the ASTM Manual of Water and Environmental Technology, D1426-92, Nessler method</td> </tr> <tr> <td width="151">Bromine Range</td> <td width="450">0.00 to 8.00 mg/L (as Br<sub>2</sub>)</td> </tr> <tr> <td width="151">Bromine Resolution</td> <td width="450">0.01 mg/L</td> </tr> <tr> <td width="151">Bromine Accuracy</td> <td width="450">±0.08 mg/L ±3% of reading</td> </tr> <tr> <td width="151">Bromine Method</td> <td width="450">Adaptation of the Standard Methods for the Examination of Water and Wastewater, 18th edition, DPD method.</td> </tr> <tr> <td width="151">Chlorine Dioxide Range</td> <td width="450">0.00 to 2.00 mg/L (as ClO<sub>2</sub>)</td> </tr> <tr> <td width="151">Chlorine Dioxide Resolution</td> <td width="450">0.01 mg/L</td> </tr> <tr> <td width="151">Chlorine Dioxide Accuracy</td> <td width="450">±0.10 mg/L ±5% of reading</td> </tr> <tr> <td width="151">Chlorine Dioxide Method</td> <td width="450">Adaptation of the Chlorophenol Red method.</td> </tr> <tr> <td width="151">Free Chlorine Range</td> <td width="450">0.00 to 5.00 mg/L (as Cl<sub>2</sub>)</td> </tr> <tr> <td width="151">Free Chlorine Resolution</td> <td width="450">0.01 mg/L</td> </tr> <tr> <td width="151">Free Chlorine Accuracy</td> <td width="450">±0.03 mg/L ±3% of reading</td> </tr> <tr> <td width="151">Total Chlorine Range</td> <td width="450">0.00 to 5.00 mg/L (as Cl<sub>2</sub>)</td> </tr> <tr> <td width="151">Total Chlorine Resolution</td> <td width="450">0.01 mg/L</td> </tr> <tr> <td width="151">Total Chlorine Accuracy</td> <td width="450">±0.03 mg/L ±3% of reading</td> </tr> <tr> <td width="151">Chlorine Method</td> <td width="450">Adaptation of the EPA 330.5 DPD method</td> </tr> <tr> <td width="151">Chromium, Hexavalent Range</td> <td width="450">Low Range</td> </tr> <tr> <td width="151">Chromium, Hexavalent Resolution</td> <td width="450">1 μg/L</td> </tr> <tr> <td width="151">Chromium, Hexavalent Accuracy</td> <td width="450">Low Range</td> </tr> <tr> <td width="151">Chromium, Hexavalent Method</td> <td width="450">Adaptation of the ASTM Manual of Water and Environmental Technology, D1687-92, Diphenylcarbohydrazide method.</td> </tr> <tr> <td width="151">Copper Range</td> <td width="450">Low Range</td> </tr> <tr> <td width="151">Copper Resolution</td> <td width="450">0.001 mg/L; 0.01 mg/L</td> </tr> <tr> <td width="151">Copper Accuracy</td> <td width="450">Low Range</td> </tr> <tr> <td width="151">Copper Method</td> <td width="450">Adaptation of the EPA bicinchoninate method</td> </tr> <tr> <td width="151">Hydrazine Range</td> <td width="450">0 to 400 μg/L (as N<sub>2</sub>H<sub>4</sub>)</td> </tr> <tr> <td width="151">Hydrazine Resolution</td> <td width="450">1 μg/L</td> </tr> <tr> <td width="151">Hydrazine Accuracy</td> <td width="450">±4% of full scale reading</td> </tr> <tr> <td width="151">Hydrazine Method</td> <td width="450">Adaptation of the ASTM Manual of Water and Environmental Technology, method D1385-88, p-Dimethylaminobenzaldehyde method</td> </tr> <tr> <td width="151">Iron Range</td> <td width="450">Low Range</td> </tr> <tr> <td width="151">Iron Resolution</td> <td width="450">0.001 mg/L; 0.01 mg/L</td> </tr> <tr> <td width="151">Iron Accuracy</td> <td width="450">Low Range</td> </tr> <tr> <td width="151">Iron Method</td> <td width="450">Low Range</td> </tr> <tr> <td width="151">Molybdenum Range</td> <td width="450">0.0 to 40.0 mg/L (as Mo<sup>6+</sup>)</td> </tr> <tr> <td width="151">Molybdenum Resolution</td> <td width="450">0.1 mg/L</td> </tr> <tr> <td width="151">Molybdenum Accuracy</td> <td width="450">±0.3 mg/L ±5% of reading</td> </tr> <tr> <td width="151">Molybdenum Method</td> <td width="450">Adaptation of the mercaptoacetic acid method</td> </tr> <tr> <td width="151">Nitrate Range</td> <td width="450">0.0 to 30.0 mg/L (as NO<sub>3</sub><sup>–</sup>– N)</td> </tr> <tr> <td width="151">Nitrate Resolution</td> <td width="450">0.1 mg/L</td> </tr> <tr> <td width="151">Nitrate Accuracy</td> <td width="450">±0.5 mg/L ±10% of reading</td> </tr> <tr> <td width="151">Nitrate Method</td> <td width="450">Adaptation of the cadmium reduction method</td> </tr> <tr> <td width="151">Nitrite Range</td> <td width="450">Freshwater<br/> Low Range</td> </tr> <tr> <td width="151">Nitrite Resolution</td> <td width="450">Freshwater</td> </tr> <tr> <td width="151">Nitrite Accuracy</td> <td width="450">Freshwater<br/> Low Range</td> </tr> <tr> <td width="151">Nitrite Method</td> <td width="450">Low Range</td> </tr> <tr> <td width="151">Oxygen, Scavenger Range</td> <td width="450">0 to 1000 μg/L (as DEHA)<br/> 0.00 to 1.50 mg/L (as Carbohydrazide)<br/> 0.00 to 2.50 mg/L (as Hydroquinone)<br/> 0.00 to 4.50 mg/L (as ISO-ascorbic acid)</td> </tr> <tr> <td width="151">Oxygen, Scavenger Resolution</td> <td width="450">1 μg/L (DEHA); 0.01 mg/L</td> </tr> <tr> <td width="151">Oxygen, Scavenger Accuracy</td> <td width="450">±5 μg/L ±5% of reading</td> </tr> <tr> <td width="151">Oxygen, Scavenger Method</td> <td width="450">Adaptation of the iron reduction method</td> </tr> <tr> <td width="151">Phosphate Range</td> <td width="450">Freshwater<br/> Low Range</td> </tr> <tr> <td width="151">Phosphate Resolution</td> <td width="450">Freshwater</td> </tr> <tr> <td width="151">Phosphate Accuracy</td> <td width="450">Freshwater<br/> Low Range</td> </tr> <tr> <td width="151">Phosphate Method</td> <td width="450">Freshwater Low Range</td> </tr> <tr> <td width="151">Silica Range</td> <td width="450">Low Range</td> </tr> <tr> <td width="151">Silica Resolution</td> <td width="450">0.01 mg/L; 1 mg/L</td> </tr> <tr> <td width="151">Silica Accuracy</td> <td width="450">Low Range</td> </tr> <tr> <td width="151">Silica Method</td> <td width="450">Low Range</td> </tr> <tr> <td width="151">Zinc Range</td> <td width="450">0.00 to 3.00 mg/L (as Zn)</td> </tr> <tr> <td width="151">Zinc Resolution</td> <td width="450">0.01 mg/L</td> </tr> <tr> <td width="151">Zinc Accuracy</td> <td width="450">±0.03 mg/L ±3% of reading</td> </tr> <tr> <td width="151">Zinc Method</td> <td width="450">Adaptation of the Standard Methods for the Examination of Water and Wastewater, 18th edition, Zincon method</td> </tr> <tr> <td width="151">Input Channels</td> <td width="450">1 pH electrode input and 5 photometer wavelengths</td> </tr> <tr> <td width="151">pH Electrode</td> <td width="450">digital pH electrode (not included)</td> </tr> <tr> <td width="151">Photometer/Colorimeter Light Source</td> <td width="450">5 LEDs with 420 nm, 466 nm, 525 nm, 575 nm, and 610 nm narrow band interference filters</td> </tr> <tr> <td width="151">Photometer/Colorimeter Light Detector</td> <td width="450">silicon photodetector</td> </tr> <tr> <td width="151">Bandpass Filter Bandwidth</td> <td width="450">8 nm</td> </tr> <tr> <td width="151">Bandpass Filter Wavelength Accuracy</td> <td width="450">±1 nm</td> </tr> <tr> <td width="151">Cuvette Type</td> <td width="450">round, 24.6 mm</td> </tr> <tr> <td width="151">Number of Methods</td> <td width="450">128 max.</td> </tr> <tr> <td width="151">GLP</td> <td width="450">calibration data for connected pH electrode</td> </tr> <tr> <td width="151">Display</td> <td width="450">128 x 64 pixel LCD with backlight</td> </tr> <tr> <td width="151">Logging Type</td> <td width="450">log on demand with user name and sample ID optional input</td> </tr> <tr> <td width="151">Logging Memory</td> <td width="450">1000 readings</td> </tr> <tr> <td width="151">Connectivity</td> <td width="450">USB-A host for flash drive; micro-USB-B for power and computer connectivity</td> </tr> <tr> <td width="151">Power Supply</td> <td width="450">5 VDC USB 2.0 power adapter with USB-A to micro-USB-B cable (included)</td> </tr> <tr> <td width="151">Battery Type/Life</td> <td width="450">3.7 VDC Li-polymer rechargeable battery / &gt;500 photometric measurements or 50 hours of continuous pH measurement</td> </tr> <tr> <td width="151">Environment</td> <td width="450">0 to 50.0 <sup>o</sup>C (32 to 122.0 <sup>o</sup>F); 0 to 95% RH, non-condensing</td> </tr> <tr> <td width="151">Weight</td> <td width="450">1.0 kg (2.2 lbs.)</td> </tr> <tr> <td width="151">Dimensions</td> <td width="450">206 x 177 x 97 mm (8.1 x 7.0 x 3.8″)</td> </tr> <tr> <td width="151">Ordering Information</td> <td width="450">HI83305 is supplied with sample cuvettes and caps (4 ea.), cloth for wiping cuvettes, USB to micro USB cable connector, power adapter and instruction manual.</td> </tr> </tbody> </table> </div> </div> </div> </div> </div> </div> | ไม่มี | ไม่มี | https://www.hannathailand.com/wp-content/uploads/2022/09/HI83305.jpg | เครื่องวัดปริมาณโบรมีน ในตัวอย่างน้ำ รุ่น HI716 , เครื่องวัดคลอรีน , น้ำยามาตรฐานสำหรับค่าโซเดียม , เครื่องวัดปริมาณแอมโมเนีย ช่วงสูง รุ่น HI733 , เครื่องวัดปริมาณไนไตรท์ ช่วงสูง ในตัวอย่างน้ำ รุ่น HI708 , เครื่องวัดปริมาณแอมโมเนีย ในน้ำ รุ่น HI715 , เครื่องวัดปริมาณฟอสฟอรัส ช่วงต่ำมาก รุ่น HI736 , เครื่องวัดปริมาณฟอสเฟต ช่วงสูง รุ่น HI717 | <a class="woocommerce-LoopProduct-link woocommerce-loop-product__link" href="https://www.hannathailand.com/product/hi716-checker-hc-bromine/">เครื่องวัดปริมาณโบรมีน ในตัวอย่างน้ำ รุ่น HI716</a> , <a class="woocommerce-LoopProduct-link woocommerce-loop-product__link" href="https://www.hannathailand.com/product/free-chlorine/">เครื่องวัดคลอรีน</a> , <a class="woocommerce-LoopProduct-link woocommerce-loop-product__link" href="https://www.hannathailand.com/product/hi7090l/">น้ำยามาตรฐานสำหรับค่าโซเดียม</a> , <a class="woocommerce-LoopProduct-link woocommerce-loop-product__link" href="https://www.hannathailand.com/product/hi733-checker-hc-ammonia-hr/">เครื่องวัดปริมาณแอมโมเนีย ช่วงสูง รุ่น HI733</a> , <a class="woocommerce-LoopProduct-link woocommerce-loop-product__link" href="https://www.hannathailand.com/product/hi708-checker-hc-nitrite-hr/">เครื่องวัดปริมาณไนไตรท์ ช่วงสูง ในตัวอย่างน้ำ รุ่น HI708</a> , <a class="woocommerce-LoopProduct-link woocommerce-loop-product__link" href="https://www.hannathailand.com/product/hi715-checker-hc-ammonia-mr/">เครื่องวัดปริมาณแอมโมเนีย ในน้ำ รุ่น HI715</a> , <a class="woocommerce-LoopProduct-link woocommerce-loop-product__link" href="https://www.hannathailand.com/product/phosphorous-marine/">เครื่องวัดปริมาณฟอสฟอรัส ช่วงต่ำมาก รุ่น HI736</a> , <a class="woocommerce-LoopProduct-link woocommerce-loop-product__link" href="https://www.hannathailand.com/product/hi717-checker-hc-phosphate-hr/">เครื่องวัดปริมาณฟอสเฟต ช่วงสูง รุ่น HI717</a> | https://www.hannathailand.com/wp-content/uploads/2022/09/HI83305-600x600.jpg , https://www.hannathailand.com/wp-content/uploads/2022/09/HI83305-600x600.jpg , https://www.hannathailand.com/wp-content/uploads/2022/09/HI83305-1-600x600.jpg , https://www.hannathailand.com/wp-content/uploads/2022/09/HI83305-2-600x600.jpg , https://www.hannathailand.com/wp-content/uploads/2022/06/miniphotometerfurfreiesgesamtchlor704_11-600x600.jpg , https://www.hannathailand.com/wp-content/uploads/2021/07/1-500x500.jpg , https://www.hannathailand.com/wp-content/uploads/2021/07/12-500x500.jpg , https://www.hannathailand.com/wp-content/uploads/2022/06/miniphotometerfurammoniumhoch2418_11-600x600.jpg , https://www.hannathailand.com/wp-content/uploads/2022/06/miniphotometerfurnitrithoch2420_11-600x600.jpg , https://www.hannathailand.com/wp-content/uploads/2022/06/miniphotometerfurammoniakmittel2416_11-600x600.jpg , https://www.hannathailand.com/wp-content/uploads/2021/12/HI736-600x600.jpg , https://www.hannathailand.com/wp-content/uploads/2022/06/miniphotometerfurphosphathoch827_11-600x600.jpg
37 | เครื่องวัดคุณภาพน้ำเพาะเลี้ยงสัตว์น้ำ แบบหลายพารามิเตอร์ รวมถึงค่า pH รุ่น HI83303-02 | สินค้าทั้งหมด , อุตสาหกรรมทั่วไป , เครื่องวัดคุณภาพน้ำแบบหลายพารามิเตอร์ , แบบตั้งโต๊ะ , เครื่องโฟโตมิเตอร์ , แบบตั้งโต๊ะ | https://www.hannathailand.com/product-category/spectrophotometer/photometer-benchtop/ | https://www.hannathailand.com/product/%e0%b9%80%e0%b8%9e%e0%b8%b2%e0%b8%b0%e0%b9%80%e0%b8%a5%e0%b8%b5%e0%b9%89%e0%b8%a2%e0%b8%87%e0%b8%aa%e0%b8%b1%e0%b8%95%e0%b8%a7%e0%b9%8c%e0%b8%99%e0%b9%89%e0%b8%b3/ | HI83303-02 | 35,845.00 | น้ำหนัก 1 กก. ขนาด 20.6 × 17.7 × 9.7 เซนติเมตร | <div aria-labelledby="tab-title-additional_information" class="woocommerce-Tabs-panel woocommerce-Tabs-panel--additional_information panel entry-content" id="tab-additional_information" role="tabpanel"> <table class="woocommerce-product-attributes shop_attributes"> <tr class="woocommerce-product-attributes-item woocommerce-product-attributes-item--weight"> <th class="woocommerce-product-attributes-item__label">น้ำหนัก</th> <td class="woocommerce-product-attributes-item__value">1 กก.</td> </tr> <tr class="woocommerce-product-attributes-item woocommerce-product-attributes-item--dimensions"> <th class="woocommerce-product-attributes-item__label">ขนาด</th> <td class="woocommerce-product-attributes-item__value">20.6 × 17.7 × 9.7 เซนติเมตร</td> </tr> </table> </div> | เครื่องวัดคุณภาพน้ำเพาะเลี้ยงสัตว์น้ำ แบบหลายพารามิเตอร์ รวมถึงค่า pH รุ่น HI83303-02 HI83303 เป็นโฟโตมิเตอร์หลายพารามิเตอร์ขนาดกะทัดรัดสำหรับการใช้งานในการเพาะเลี้ยงสัตว์น้ำ มิเตอร์นี้เป็นหนึ่งในโฟโตมิเตอร์ที่ทันสมัยที่สุดที่มาพร้อมกับการออกแบบเชิงแสงที่เป็นนวัตกรรมใหม่ ซึ่งใช้ตัวตรวจจับอ้างอิงและเลนส์โฟกัสเพื่อกำจัดข้อผิดพลาดจากการเปลี่ยนแปลงของแหล่งกำเนิดแสงและจากความไม่สมบูรณ์ในคิวเวทท์แก้ว มิเตอร์นี้มีวิธีการตั้งโปรแกรมไว้ 20 วิธีในการวัดพารามิเตอร์คุณภาพน้ำหลัก 12 รายการ และยังเสนอโหมดการวัดการดูดกลืนแสงสำหรับการตรวจสอบประสิทธิภาพ และสำหรับผู้ใช้ที่ต้องการพัฒนากราฟความเข้มข้นของตนเองเทียบกับกราฟการดูดกลืนแสง พารามิเตอร์การเพาะเลี้ยงสัตว์น้ำ ได้แก่ ความเป็นด่าง แคลเซียม ไนไตรท์ และฟอสเฟต ซึ่งมีความสำคัญต่อการรักษาระบบให้แข็งแรง นอกจากนี้ยังมีพารามิเตอร์เฉพาะสำหรับสภาพแวดล้อมทางทะเลหรือน้ำจืด เพื่อประหยัดพื้นที่อันมีค่าบนโต๊ะในห้องปฏิบัติการ HI83303 จึงทำหน้าที่เป็นเครื่องวัดค่า pH ระดับมืออาชีพด้วยอินพุตอิเล็กโทรด pH/อุณหภูมิแบบดิจิทัล ตอนนี้หนึ่งเมตรสามารถใช้ได้ทั้งการวัดโฟโตเมตริกและการวัดค่า pH HI83303 is a compact, multiparameter photometer for use in aquaculture applications. The meter is one of the most advanced photometers available with an innovative optical design that utilizes a reference detector and focusing lens to eliminate errors from changes in the light source and from imperfections in the glass cuvette. This meter has 20 different programmed methods measuring 12 key water quality parameters and also offers an absorbance measurement mode for performance verification and for users that would like to develop their own concentration versus absorbance curves. Aquaculture parameters include alkalinity, calcium, nitrite, and phosphate which are critical to maintaining a healthy system. It also contains parameters specific to either a marine or freshwater environment. To save valuable laboratory benchtop space, the HI83303 doubles as a professional pH meter with its digital pH/temperature electrode input. Now one meter can be used for both photometric and pH measurements. Advanced optical system Unparalleled performance from a benchtop photometer Digital pH electrode input Save valuable bench space with one meter that works both as a photometer and as a laboratory pH meter Absorbance measuring mode Details The HI83303 benchtop photometer measures 12 different key water quality parameters using 20 different methods. This photometer features an innovative optical system that uses LEDs, narrow band interference filters, focusing lens and both a silicon photodetector for absorbance measurement and a reference detector to maintain a consistent light source ensures accurate and repeatable photometric readings every time. Made with the aquaculture industry in mind, the HI83303 is a comprehensive solution to maintaining optimal chemical and environmental conditions, preventing disease and increasing production. The HI83303 measures vital parameters such as alkalinity, calcium, nitrite, and phosphate. Alkalinity plays a part in a dynamic relationship with pH and CO2 concentrations, high alkalinity water lowers fluctuations in pH. The buffering capacity acts to store extra CO2 essential for photosynthesis in the ponds to produce oxygen. Maintaining calcium at certain levels is vital to proper fish growth and development. Excessive nitrite can be toxic to fish. When nitrite interacts with hemoglobin the iron becomes oxidized and the blood cell can no longer carry oxygen. Phosphate is essential to plant growth; too much phosphate in an aquaculture system can contribute to algal blooms decreasing dissolved oxygen vital for a successful ecosystem. A digital pH electrode input allows the user to measure pH by a traditional glass electrode. The digital pH electrode has a built-in microchip within the probe that stores all of the calibration information. Having the calibration information stored in the probe allows for hot swapping of pH electrodes without having to recalibrate. All pH measurements are automatically compensated for temperature variations with a built-in thermistor located in the tip of the sensing bulb for fast and accurate temperature measurement. The HI83303 offers an absorbance measuring mode that allows for CAL Check standards to be used to validate the performance of the system. The absorbance mode allows the user to select one of the five wavelengths of light (420 nm, 466 nm, 525 nm, 575 nm, and 610 nm) to measure and plot their own concentration versus absorbance mode. This is useful for users with their own chemical method and for educators to teach the concept of absorbance by using the Beer-Lambert Law. Two USB ports are provided for transferring data to a flash drive or computer and to use as a power source for the meter. For added convenience and portability the meter can also operate on an internal 3.7 VDC Lithium-polymer rechargeable battery Features/Benefits: Backlit 128 x 64 Pixel Graphic LCD Display Backlit graphic display allows for easy viewing in low light conditions The 128 x 64 Pixel LCD allows for a simplified user interface with virtual keys and on-screen help to guide the user through use of the meter Built-in Reaction Timer for Photometric Measurements The measurement is taken after the countdown timer expires. Countdown timer ensures that all readings are taken at the appropriate reaction intervals regardless of user for better consistency in measurements Absorbance mode Hanna’s exclusive CAL Check cuvettes for validation of light source and detector Allows for the user to plot concentration versus absorbance for a specific wavelength for use with user-supplied chemistry or for teaching principles of photometry Units of Measure Appropriate unit of measure along with chemical form is displayed along with reading Result Conversion Automatically convert readings to other chemical forms with the touch of a button Cuvette Cover Aids in preventing stray light from affecting measurements Digital pH Electrode Input Measure pH and temperature with a single probe Good Laboratory Practice (GLP) to track calibration information including date, time, buffers used, offset and slope for traceability pH CAL Check alerts user to potential problems during the calibration process Space saving having a pH meter and photometer built into one meter Data Logging Up to 1000 photometric and pH readings can be stored by simply pressing the dedicated LOG button. Logged readings are just as easily recalled by pressing the RCL button Sample ID and User ID information can be added to a logged reading using alphanumeric keypad Connectivity Logged readings can be quickly and easily transferred to a flash drive using the USB-A host port or to a computer using the micro USB-B port Data is exported as a .CSV file for use with common spreadsheet programs Battery Status Indicator Indicates the amount of battery life left Error Messages Photometric error messages include no cap, high zero, and standard too low pH calibration messages include clean electrode, check buffer and check probe On-screen Features Method Selection Users can easily select any one of the 20 measurement methods via the dedicated METHOD button. Data Logging Up to 1000 measurement readings can be logged with user and sample ID and recalled for future use. pH Measurement Mode Selecting the pH measurement mode allows for the photometer to be used as a professional pH meter with many features including temperature compensated measurements, automatic two point calibration, and GLP. Advanced Optical System: HI83303 is designed with an innovative optical system that incorporates a beam splitter so that light can be used for absorbance readings and for a reference detector. The reference detector monitors the intensity of light and modulates when there is drift due to power fluctuation or the heating of the optical components. Each part has an important role in providing unparalleled performance from a photometer. High Efficiency LED Light Source An LED light source offers superior performance as compared to a tungsten lamp. LEDs have a much higher luminous efficiency, providing more light while using less power. They also produce very little heat, which could otherwise affect the optical components an electronic stability. LEDs are available in a wide array of wavelengths, whereas tungsten lamps are supposed to be white light (all wavelengths of visible light) but actually have a poor blue/violet light output. High Quality Narrow Band Interference Filters The narrow band interference filter not only ensure greater wavelength accuracy (+/- 1 nm) but are extremely efficient. The filters used allow up to 95% of the light from the LED to be transmitted as compared to other filters that are only 75% efficient. The higher efficiency allows for a brighter, stronger light source. The end result is higher measurement stability and less wavelength error. Reference Detector for a Stable Light Source A beam splitter is used as part of the internal reference system of the HI83300 photometer. The reference detector compensates for any drift due to power fluctuations or ambient temperature changes. Now you can rely on a stable source of light between your blank (zero) measurement and sample measurement. Large Cuvette Size The sample cell of the HI83300 fits a round, glass cuvette with a 25 mm path length. Along with the advanced optical components, the larger size of the cuvette greatly reduces errors in rotation from the indexing mark of the cuvettes. The relatively long path length of the sample cuvette allows the light to pass through more of the sample solution, ensuring accurate measurements even in low absorbance samples. Focusing Lens for Greater Light Yield Adding a focusing lens to the optical path allows for the collection of all of the light that exits the cuvette and focusing the light on the silicon photo detector. This novel approach to photometric measurements cancels the errors from imperfections and scratches present in the glass cuvette eliminating the need to index the cuvette. Manual : Download Specifications SKU HI83303-02 Product Name Aquaculture Photometer – HI83303 Quote Required Yes pH Range Photometer pH Resolution Photometer pH Accuracy Photometer pH Calibration Automatic one or two point calibration with one set of standard buffers available (4.01, 6.86, 7.01, 9.18, 10.01) pH Temperature Compensation Automatic (-5.0 to 100.0 oC; 23.0 to 212.0 oF); limits reduced based on the pH electrode used pH CAL Check (electrode diagnostics) clean electrode and check buffer/check probe displayed during calibration pH Method Photometer pH-mV Range ±1000 mV pH-mV Resolution 0.1 mV pH-mV Accuracy ±0.2 mV Dissolved Oxygen Range 0.0 to 10.0 mg/L (as O2) Dissolved Oxygen Resolution 0.1 mg/L Dissolved Oxygen Accuracy ±0.4 mg/L ±3% of reading Dissolved Oxygen Measurement Method Adaptation of the Standard Methods for the Examination of Water and Wastewater, 18th edition, Azide modified Winkler method Absorbance Range 0.000 to 4.000 Abs Absorbance Resolution 0.001 Abs Absorbance Accuracy +/-0.003Abs @ 1.000 Abs Alkalinity Range Freshwater Alkalinity Resolution 1 mg/L Alkalinity Accuracy ±5 mg/L ±5% of reading Alkalinity Method Colorimetric method Ammonia Range Freshwater Ammonia Resolution Low and Medium Range Ammonia Accuracy Low Range Ammonia Method Adaptation of the ASTM Manual of Water and Environmental Technology, D1426-92, Nessler method Calcium Range Freshwater Calcium Resolution 1 mg/L Calcium Accuracy Freshwater Calcium Method Freshwater Free Chlorine Range 0.00 to 5.00 mg/L (as Cl2) Free Chlorine Resolution 0.01 mg/L Free Chlorine Accuracy ±0.03 mg/L ±3% of reading Total Chlorine Range 0.00 to 5.00 mg/L (as Cl2) Total Chlorine Resolution 0.01 mg/L Total Chlorine Accuracy ±0.03 mg/L ±3% of reading Chlorine Method Adaptation of the EPA 330.5 DPD method Copper Range Low Range Copper Resolution 0.001 mg/L; 0.01 mg/L Copper Accuracy Low Range Copper Method Adaptation of the EPA bicinchoninate method Nitrate Range 0.0 to 30.0 mg/L (as NO3–– N) Nitrate Resolution 0.1 mg/L Nitrate Accuracy ±0.5 mg/L ±10% of reading Nitrate Method Adaptation of the cadmium reduction method Nitrite Range Freshwater Low Range Nitrite Resolution Freshwater Nitrite Accuracy Freshwater Low Range Nitrite Method Low Range and Seawater Phosphate Range Freshwater Low Range Phosphate Resolution Freshwater Phosphate Accuracy Freshwater Low Range Phosphate Method Freshwater Low Range Input Channels 1 pH electrode input and 5 photometer wavelengths pH Electrode digital pH electrode (not included) Photometer/Colorimeter Light Source 5 LEDs with 420 nm, 466 nm, 525 nm, 575 nm, and 610 nm narrow band interference filters Photometer/Colorimeter Light Detector silicon photodetector Bandpass Filter Bandwidth 8 nm Bandpass Filter Wavelength Accuracy ±1 nm Cuvette Type round, 24.6 mm Number of Methods 128 max. GLP calibration data for connected pH electrode Display 128 x 64 pixel LCD with backlight Logging Type log on demand with user name and sample ID optional input Logging Memory 1000 readings Connectivity USB-A host for flash drive; micro-USB-B for power and computer connectivity Power Supply 5 VDC USB 2.0 power adapter with USB-A to micro-USB-B cable (included) Battery Type/Life 3.7 VDC Li-polymer rechargeable battery / >500 photometric measurements or 50 hours of continuous pH measurement Environment 0 to 50.0 oC (32 to 122.0 oF); 0 to 95% RH, non-condensing Weight 1.0 kg (2.2 lbs.) Dimensions 206 x 177 x 97 mm (8.1 x 7.0 x 3.8″) Ordering Information HI83303 is supplied with sample cuvettes and caps (4 ea.), cloth for wiping cuvettes, USB to micro USB cable connector, power adapter and instruction manual. | <div aria-labelledby="tab-title-description" class="woocommerce-Tabs-panel woocommerce-Tabs-panel--description panel entry-content active" id="tab-description" role="tabpanel"> <p><span style="font-size: 140%;"><strong>เครื่องวัดคุณภาพน้ำเพาะเลี้ยงสัตว์น้ำ แบบหลายพารามิเตอร์ รวมถึงค่า pH รุ่น HI83303-02</strong></span></p> <p>HI83303 เป็นโฟโตมิเตอร์หลายพารามิเตอร์ขนาดกะทัดรัดสำหรับการใช้งานในการเพาะเลี้ยงสัตว์น้ำ มิเตอร์นี้เป็นหนึ่งในโฟโตมิเตอร์ที่ทันสมัยที่สุดที่มาพร้อมกับการออกแบบเชิงแสงที่เป็นนวัตกรรมใหม่ ซึ่งใช้ตัวตรวจจับอ้างอิงและเลนส์โฟกัสเพื่อกำจัดข้อผิดพลาดจากการเปลี่ยนแปลงของแหล่งกำเนิดแสงและจากความไม่สมบูรณ์ในคิวเวทท์แก้ว มิเตอร์นี้มีวิธีการตั้งโปรแกรมไว้ 20 วิธีในการวัดพารามิเตอร์คุณภาพน้ำหลัก 12 รายการ และยังเสนอโหมดการวัดการดูดกลืนแสงสำหรับการตรวจสอบประสิทธิภาพ และสำหรับผู้ใช้ที่ต้องการพัฒนากราฟความเข้มข้นของตนเองเทียบกับกราฟการดูดกลืนแสง พารามิเตอร์การเพาะเลี้ยงสัตว์น้ำ ได้แก่ ความเป็นด่าง แคลเซียม ไนไตรท์ และฟอสเฟต ซึ่งมีความสำคัญต่อการรักษาระบบให้แข็งแรง นอกจากนี้ยังมีพารามิเตอร์เฉพาะสำหรับสภาพแวดล้อมทางทะเลหรือน้ำจืด</p> <p>เพื่อประหยัดพื้นที่อันมีค่าบนโต๊ะในห้องปฏิบัติการ HI83303 จึงทำหน้าที่เป็นเครื่องวัดค่า pH ระดับมืออาชีพด้วยอินพุตอิเล็กโทรด pH/อุณหภูมิแบบดิจิทัล ตอนนี้หนึ่งเมตรสามารถใช้ได้ทั้งการวัดโฟโตเมตริกและการวัดค่า pH</p> <p style="font-weight: 400;">HI83303 is a compact, multiparameter photometer for use in aquaculture applications. The meter is one of the most advanced photometers available with an innovative optical design that utilizes a reference detector and focusing lens to eliminate errors from changes in the light source and from imperfections in the glass cuvette. This meter has 20 different programmed methods measuring 12 key water quality parameters and also offers an absorbance measurement mode for performance verification and for users that would like to develop their own concentration versus absorbance curves. Aquaculture parameters include alkalinity, calcium, nitrite, and phosphate which are critical to maintaining a healthy system. It also contains parameters specific to either a marine or freshwater environment.</p> <p style="font-weight: 400;">To save valuable laboratory benchtop space, the HI83303 doubles as a professional pH meter with its digital pH/temperature electrode input. Now one meter can be used for both photometric and pH measurements.</p> <h3>Advanced optical system</h3> <p>Unparalleled performance from a benchtop photometer</p> <h3>Digital pH electrode input</h3> <p>Save valuable bench space with one meter that works both as a photometer and as a laboratory pH meter</p> <h3>Absorbance measuring mode</h3> <p><span style="font-size: 25.92px; color: #333333;">Details</span></p> <div class="tab-content"> <div class="std"> <p style="font-weight: 400;">The HI83303 benchtop photometer measures 12 different key water quality parameters using 20 different methods. This photometer features an innovative optical system that uses LEDs, narrow band interference filters, focusing lens and both a silicon photodetector for absorbance measurement and a reference detector to maintain a consistent light source ensures accurate and repeatable photometric readings every time.</p> <p style="font-weight: 400;">Made with the aquaculture industry in mind, the HI83303 is a comprehensive solution to maintaining optimal chemical and environmental conditions, preventing disease and increasing production. The HI83303 measures vital parameters such as alkalinity, calcium, nitrite, and phosphate. Alkalinity plays a part in a dynamic relationship with pH and CO<sub>2</sub> concentrations, high alkalinity water lowers fluctuations in pH. The buffering capacity acts to store extra CO2 essential for photosynthesis in the ponds to produce oxygen. Maintaining calcium at certain levels is vital to proper fish growth and development. Excessive nitrite can be toxic to fish. When nitrite interacts with hemoglobin the iron becomes oxidized and the blood cell can no longer carry oxygen. Phosphate is essential to plant growth; too much phosphate in an aquaculture system can contribute to algal blooms decreasing dissolved oxygen vital for a successful ecosystem.</p> <p style="font-weight: 400;">A digital pH electrode input allows the user to measure pH by a traditional glass electrode. The digital pH electrode has a built-in microchip within the probe that stores all of the calibration information. Having the calibration information stored in the probe allows for hot swapping of pH electrodes without having to recalibrate. All pH measurements are automatically compensated for temperature variations with a built-in thermistor located in the tip of the sensing bulb for fast and accurate temperature measurement.</p> <p style="font-weight: 400;">The HI83303 offers an absorbance measuring mode that allows for CAL Check standards to be used to validate the performance of the system. The absorbance mode allows the user to select one of the five wavelengths of light (420 nm, 466 nm, 525 nm, 575 nm, and 610 nm) to measure and plot their own concentration versus absorbance mode. This is useful for users with their own chemical method and for educators to teach the concept of absorbance by using the Beer-Lambert Law.</p> <p style="font-weight: 400;">Two USB ports are provided for transferring data to a flash drive or computer and to use as a power source for the meter. For added convenience and portability the meter can also operate on an internal 3.7 VDC Lithium-polymer rechargeable battery</p> <div class="prod-view-details-container"> <h3>Features/Benefits:</h3> <div class="prod-view-details-left"> <div class="prod-view-details-left"> <div class="prod-view-details-left"> <p><strong>Backlit 128 x 64 Pixel Graphic LCD Display</strong></p> <ul> <li>Backlit graphic display allows for easy viewing in low light conditions</li> <li>The 128 x 64 Pixel LCD allows for a simplified user interface with virtual keys and on-screen help to guide the user through use of the meter</li> </ul> <p><strong>Built-in Reaction Timer for Photometric Measurements</strong></p> <ul> <li>The measurement is taken after the countdown timer expires.</li> <li>Countdown timer ensures that all readings are taken at the appropriate reaction intervals regardless of user for better consistency in measurements</li> </ul> <p><strong>Absorbance mode</strong></p> <ul> <li>Hanna’s exclusive CAL Check cuvettes for validation of light source and detector</li> <li>Allows for the user to plot concentration versus absorbance for a specific wavelength for use with user-supplied chemistry or for teaching principles of photometry</li> </ul> <p><strong>Units of Measure</strong></p> <ul> <li>Appropriate unit of measure along with chemical form is displayed along with reading</li> </ul> <p><strong>Result Conversion</strong></p> <ul> <li>Automatically convert readings to other chemical forms with the touch of a button</li> </ul> <p><strong>Cuvette Cover</strong></p> <ul> <li>Aids in preventing stray light from affecting measurements</li> </ul> </div> <div class="prod-view-details-right"> <p><strong>Digital pH Electrode Input</strong></p> <ul> <li>Measure pH and temperature with a single probe</li> <li>Good Laboratory Practice (GLP) to track calibration information including date, time, buffers used, offset and slope for traceability</li> <li>pH CAL Check alerts user to potential problems during the calibration process</li> <li>Space saving having a pH meter and photometer built into one meter</li> </ul> <p><strong>Data Logging</strong></p> <ul> <li>Up to 1000 photometric and pH readings can be stored by simply pressing the dedicated LOG button. Logged readings are just as easily recalled by pressing the RCL button</li> <li>Sample ID and User ID information can be added to a logged reading using alphanumeric keypad</li> </ul> <p><strong>Connectivity</strong></p> <ul> <li>Logged readings can be quickly and easily transferred to a flash drive using the USB-A host port or to a computer using the micro USB-B port</li> <li>Data is exported as a .CSV file for use with common spreadsheet programs</li> </ul> <p><strong>Battery Status Indicator</strong></p> <ul> <li>Indicates the amount of battery life left</li> </ul> <p><strong>Error Messages</strong></p> <ul> <li>Photometric error messages include no cap, high zero, and standard too low</li> <li>pH calibration messages include clean electrode, check buffer and check probe</li> </ul> </div> </div> </div> </div> <div class="prod-view-details-container"> <h3>On-screen Features</h3> <div id="screen-left"> <div id="screen-left"> <div id="screen-left"><img alt="method selection" class="aligncenter" decoding="async" src="https://hanna-worldwide.com/media/wysiwyg/products/benchtops/Photometers/83300/method-selection.png" title="method selection"/><strong>Method Selection</strong><br/> Users can easily select any one of the 20 measurement methods via the dedicated METHOD button.</div> <div id="screen-center"><img alt="data logging" class="aligncenter" decoding="async" src="https://hanna-worldwide.com/media/wysiwyg/products/benchtops/Photometers/83300/data-logging.png" title="data logging"/><strong>Data Logging</strong><br/> Up to 1000 measurement readings can be logged with user and sample ID and recalled for future use.</div> <div id="screen-right"><img alt="ph measurement mode" class="aligncenter" decoding="async" src="https://hanna-worldwide.com/media/wysiwyg/products/benchtops/Photometers/83300/ph-measurement-mode.png" title="ph measurement mode"/><strong>pH Measurement Mode</strong><br/> Selecting the pH measurement mode allows for the photometer to be used as a professional pH meter with many features including temperature compensated measurements, automatic two point calibration, and GLP.</div> </div> </div> </div> <div class="prod-view-details-container"> <div id="screen-right"> <h3>Advanced Optical System:</h3> <p>HI83303 is designed with an innovative optical system that incorporates a beam splitter so that light can be used for absorbance readings and for a reference detector. The reference detector monitors the intensity of light and modulates when there is drift due to power fluctuation or the heating of the optical components. Each part has an important role in providing unparalleled performance from a photometer.</p> <p> </p> <div><img alt="photometer multiparameter optical" class="aligncenter" decoding="async" src="https://hanna-worldwide.com/media/wysiwyg/products/benchtops/Photometers/83300/OpticalSystem.jpg" title="photometer multiparameter optical"/></div> <div></div> <div></div> <h3><strong>High Efficiency LED Light Source</strong></h3> <p>An LED light source offers superior performance as compared to a tungsten lamp. LEDs have a much higher luminous efficiency, providing more light while using less power. They also produce very little heat, which could otherwise affect the optical components an electronic stability. LEDs are available in a wide array of wavelengths, whereas tungsten lamps are supposed to be white light (all wavelengths of visible light) but actually have a poor blue/violet light output.</p> <h3><strong>High Quality Narrow Band Interference Filters</strong></h3> <p>The narrow band interference filter not only ensure greater wavelength accuracy (+/- 1 nm) but are extremely efficient. The filters used allow up to 95% of the light from the LED to be transmitted as compared to other filters that are only 75% efficient. The higher efficiency allows for a brighter, stronger light source. The end result is higher measurement stability and less wavelength error.</p> <h3><strong>Reference Detector for a Stable Light Source</strong></h3> <p>A beam splitter is used as part of the internal reference system of the HI83300 photometer. The reference detector compensates for any drift due to power fluctuations or ambient temperature changes. Now you can rely on a stable source of light between your blank (zero) measurement and sample measurement.</p> <h3><strong>Large Cuvette Size</strong></h3> <p>The sample cell of the HI83300 fits a round, glass cuvette with a 25 mm path length. Along with the advanced optical components, the larger size of the cuvette greatly reduces errors in rotation from the indexing mark of the cuvettes. The relatively long path length of the sample cuvette allows the light to pass through more of the sample solution, ensuring accurate measurements even in low absorbance samples.</p> <h3><strong>Focusing Lens for Greater Light Yield</strong></h3> <p>Adding a focusing lens to the optical path allows for the collection of all of the light that exits the cuvette and focusing the light on the silicon photo detector. This novel approach to photometric measurements cancels the errors from imperfections and scratches present in the glass cuvette eliminating the need to index the cuvette.</p> <div> <h4><strong><span style="color: #333333; font-size: 22.68px;">Manual : <span style="font-size: 85%;"><a href="https://hanna-worldwide.com/mwdownloads/download/link/id/1197">Download</a></span></span></strong></h4> <p><strong><span style="color: #333333; font-size: 22.68px;">Specifications</span></strong></p> <table> <tbody> <tr> <td width="151">SKU</td> <td width="450">HI83303-02</td> </tr> <tr> <td width="151">Product Name</td> <td width="450">Aquaculture Photometer – HI83303</td> </tr> <tr> <td width="151">Quote Required</td> <td width="450">Yes</td> </tr> <tr> <td width="151">pH Range</td> <td width="450">Photometer</td> </tr> <tr> <td width="151">pH Resolution</td> <td width="450">Photometer</td> </tr> <tr> <td width="151">pH Accuracy</td> <td width="450">Photometer</td> </tr> <tr> <td width="151">pH Calibration</td> <td width="450">Automatic one or two point calibration with one set of standard buffers available (4.01, 6.86, 7.01, 9.18, 10.01)</td> </tr> <tr> <td width="151">pH Temperature Compensation</td> <td width="450">Automatic (-5.0 to 100.0 <sup>o</sup>C; 23.0 to 212.0 <sup>o</sup>F); limits reduced based on the pH electrode used</td> </tr> <tr> <td width="151">pH CAL Check (electrode diagnostics)</td> <td width="450">clean electrode and check buffer/check probe displayed during calibration</td> </tr> <tr> <td width="151">pH Method</td> <td width="450">Photometer</td> </tr> <tr> <td width="151">pH-mV Range</td> <td width="450">±1000 mV</td> </tr> <tr> <td width="151">pH-mV Resolution</td> <td width="450">0.1 mV</td> </tr> <tr> <td width="151">pH-mV Accuracy</td> <td width="450">±0.2 mV</td> </tr> <tr> <td width="151">Dissolved Oxygen Range</td> <td width="450">0.0 to 10.0 mg/L (as O<sub>2</sub>)</td> </tr> <tr> <td width="151">Dissolved Oxygen Resolution</td> <td width="450">0.1 mg/L</td> </tr> <tr> <td width="151">Dissolved Oxygen Accuracy</td> <td width="450">±0.4 mg/L ±3% of reading</td> </tr> <tr> <td width="151">Dissolved Oxygen Measurement Method</td> <td width="450">Adaptation of the Standard Methods for the Examination of Water and Wastewater, 18th edition, Azide modified Winkler method</td> </tr> <tr> <td width="151">Absorbance Range</td> <td width="450">0.000 to 4.000 Abs</td> </tr> <tr> <td width="151">Absorbance Resolution</td> <td width="450">0.001 Abs</td> </tr> <tr> <td width="151">Absorbance Accuracy</td> <td width="450">+/-0.003Abs @ 1.000 Abs</td> </tr> <tr> <td width="151">Alkalinity Range</td> <td width="450">Freshwater</td> </tr> <tr> <td width="151">Alkalinity Resolution</td> <td width="450">1 mg/L</td> </tr> <tr> <td width="151">Alkalinity Accuracy</td> <td width="450">±5 mg/L ±5% of reading</td> </tr> <tr> <td width="151">Alkalinity Method</td> <td width="450">Colorimetric method</td> </tr> <tr> <td width="151">Ammonia Range</td> <td width="450">Freshwater</td> </tr> <tr> <td width="151">Ammonia Resolution</td> <td width="450">Low and Medium Range</td> </tr> <tr> <td width="151">Ammonia Accuracy</td> <td width="450">Low Range</td> </tr> <tr> <td width="151">Ammonia Method</td> <td width="450">Adaptation of the ASTM Manual of Water and Environmental Technology, D1426-92, Nessler method</td> </tr> <tr> <td width="151">Calcium Range</td> <td width="450">Freshwater</td> </tr> <tr> <td width="151">Calcium Resolution</td> <td width="450">1 mg/L</td> </tr> <tr> <td width="151">Calcium Accuracy</td> <td width="450">Freshwater</td> </tr> <tr> <td width="151">Calcium Method</td> <td width="450">Freshwater</td> </tr> <tr> <td width="151">Free Chlorine Range</td> <td width="450">0.00 to 5.00 mg/L (as Cl<sub>2</sub>)</td> </tr> <tr> <td width="151">Free Chlorine Resolution</td> <td width="450">0.01 mg/L</td> </tr> <tr> <td width="151">Free Chlorine Accuracy</td> <td width="450">±0.03 mg/L ±3% of reading</td> </tr> <tr> <td width="151">Total Chlorine Range</td> <td width="450">0.00 to 5.00 mg/L (as Cl<sub>2</sub>)</td> </tr> <tr> <td width="151">Total Chlorine Resolution</td> <td width="450">0.01 mg/L</td> </tr> <tr> <td width="151">Total Chlorine Accuracy</td> <td width="450">±0.03 mg/L ±3% of reading</td> </tr> <tr> <td width="151">Chlorine Method</td> <td width="450">Adaptation of the EPA 330.5 DPD method</td> </tr> <tr> <td width="151">Copper Range</td> <td width="450">Low Range</td> </tr> <tr> <td width="151">Copper Resolution</td> <td width="450">0.001 mg/L; 0.01 mg/L</td> </tr> <tr> <td width="151">Copper Accuracy</td> <td width="450">Low Range</td> </tr> <tr> <td width="151">Copper Method</td> <td width="450">Adaptation of the EPA bicinchoninate method</td> </tr> <tr> <td width="151">Nitrate Range</td> <td width="450">0.0 to 30.0 mg/L (as NO<sub>3</sub><sup>–</sup>– N)</td> </tr> <tr> <td width="151">Nitrate Resolution</td> <td width="450">0.1 mg/L</td> </tr> <tr> <td width="151">Nitrate Accuracy</td> <td width="450">±0.5 mg/L ±10% of reading</td> </tr> <tr> <td width="151">Nitrate Method</td> <td width="450">Adaptation of the cadmium reduction method</td> </tr> <tr> <td width="151">Nitrite Range</td> <td width="450">Freshwater<br/> Low Range</td> </tr> <tr> <td width="151">Nitrite Resolution</td> <td width="450">Freshwater</td> </tr> <tr> <td width="151">Nitrite Accuracy</td> <td width="450">Freshwater<br/> Low Range</td> </tr> <tr> <td width="151">Nitrite Method</td> <td width="450">Low Range and Seawater</td> </tr> <tr> <td width="151">Phosphate Range</td> <td width="450">Freshwater<br/> Low Range</td> </tr> <tr> <td width="151">Phosphate Resolution</td> <td width="450">Freshwater</td> </tr> <tr> <td width="151">Phosphate Accuracy</td> <td width="450">Freshwater<br/> Low Range</td> </tr> <tr> <td width="151">Phosphate Method</td> <td width="450">Freshwater Low Range</td> </tr> <tr> <td width="151">Input Channels</td> <td width="450">1 pH electrode input and 5 photometer wavelengths</td> </tr> <tr> <td width="151">pH Electrode</td> <td width="450">digital pH electrode (not included)</td> </tr> <tr> <td width="151">Photometer/Colorimeter Light Source</td> <td width="450">5 LEDs with 420 nm, 466 nm, 525 nm, 575 nm, and 610 nm narrow band interference filters</td> </tr> <tr> <td width="151">Photometer/Colorimeter Light Detector</td> <td width="450">silicon photodetector</td> </tr> <tr> <td width="151">Bandpass Filter Bandwidth</td> <td width="450">8 nm</td> </tr> <tr> <td width="151">Bandpass Filter Wavelength Accuracy</td> <td width="450">±1 nm</td> </tr> <tr> <td width="151">Cuvette Type</td> <td width="450">round, 24.6 mm</td> </tr> <tr> <td width="151">Number of Methods</td> <td width="450">128 max.</td> </tr> <tr> <td width="151">GLP</td> <td width="450">calibration data for connected pH electrode</td> </tr> <tr> <td width="151">Display</td> <td width="450">128 x 64 pixel LCD with backlight</td> </tr> <tr> <td width="151">Logging Type</td> <td width="450">log on demand with user name and sample ID optional input</td> </tr> <tr> <td width="151">Logging Memory</td> <td width="450">1000 readings</td> </tr> <tr> <td width="151">Connectivity</td> <td width="450">USB-A host for flash drive; micro-USB-B for power and computer connectivity</td> </tr> <tr> <td width="151">Power Supply</td> <td width="450">5 VDC USB 2.0 power adapter with USB-A to micro-USB-B cable (included)</td> </tr> <tr> <td width="151">Battery Type/Life</td> <td width="450">3.7 VDC Li-polymer rechargeable battery / &gt;500 photometric measurements or 50 hours of continuous pH measurement</td> </tr> <tr> <td width="151">Environment</td> <td width="450">0 to 50.0 <sup>o</sup>C (32 to 122.0 <sup>o</sup>F); 0 to 95% RH, non-condensing</td> </tr> <tr> <td width="151">Weight</td> <td width="450">1.0 kg (2.2 lbs.)</td> </tr> <tr> <td width="151">Dimensions</td> <td width="450">206 x 177 x 97 mm (8.1 x 7.0 x 3.8″)</td> </tr> <tr> <td width="151">Ordering Information</td> <td width="450">HI83303 is supplied with sample cuvettes and caps (4 ea.), cloth for wiping cuvettes, USB to micro USB cable connector, power adapter and instruction manual.</td> </tr> </tbody> </table> </div> </div> </div> </div> </div> </div> | ไม่มี | ไม่มี | https://www.hannathailand.com/wp-content/uploads/2022/09/HI83303.jpg | เครื่องวัดค่าเหล็ก รุ่น HI721 , ซัลไฟด์สารต้านอนุมูลอิสระบัฟเฟอร์ , เครื่องวัดปริมาณโครเมี่ยม ช่วงสูง รุ่น HI723 , เครื่องวัดปริมาณแอมโมเนีย ในน้ำ รุ่น HI715 , เครื่องวัดปริมาณคลอรีนอิสระ รุ่น HI701 , น้ำยามาตรฐานสำหรับค่าโซเดียม , สารละลายมาตรฐานความขุ่น 20 NTU , เครื่องวัดปริมาณไอโอดีน รุ่น HI718 | <a class="woocommerce-LoopProduct-link woocommerce-loop-product__link" href="https://www.hannathailand.com/product/hi721-checker-hc-iron/">เครื่องวัดค่าเหล็ก รุ่น HI721</a> , <a class="woocommerce-LoopProduct-link woocommerce-loop-product__link" href="https://www.hannathailand.com/product/hi4015-00/">ซัลไฟด์สารต้านอนุมูลอิสระบัฟเฟอร์</a> , <a class="woocommerce-LoopProduct-link woocommerce-loop-product__link" href="https://www.hannathailand.com/product/hi723-checker-hc-chromium-vi-hr/">เครื่องวัดปริมาณโครเมี่ยม ช่วงสูง รุ่น HI723</a> , <a class="woocommerce-LoopProduct-link woocommerce-loop-product__link" href="https://www.hannathailand.com/product/hi715-checker-hc-ammonia-mr/">เครื่องวัดปริมาณแอมโมเนีย ในน้ำ รุ่น HI715</a> , <a class="woocommerce-LoopProduct-link woocommerce-loop-product__link" href="https://www.hannathailand.com/product/hi701-checker-hc-free-chlorine/">เครื่องวัดปริมาณคลอรีนอิสระ รุ่น HI701</a> , <a class="woocommerce-LoopProduct-link woocommerce-loop-product__link" href="https://www.hannathailand.com/product/hi7090l/">น้ำยามาตรฐานสำหรับค่าโซเดียม</a> , <a class="woocommerce-LoopProduct-link woocommerce-loop-product__link" href="https://www.hannathailand.com/product/hi93102-20/">สารละลายมาตรฐานความขุ่น 20 NTU</a> , <a class="woocommerce-LoopProduct-link woocommerce-loop-product__link" href="https://www.hannathailand.com/product/hi718-checker-hc-iodine/">เครื่องวัดปริมาณไอโอดีน รุ่น HI718</a> | https://www.hannathailand.com/wp-content/uploads/2022/09/HI83303-600x600.jpg , https://www.hannathailand.com/wp-content/uploads/2022/09/HI83303-1-600x600.jpg , https://www.hannathailand.com/wp-content/uploads/2022/09/HI83303-2-600x600.jpg , https://www.hannathailand.com/wp-content/uploads/2022/06/miniphotometerfureisen832_11-600x600.jpg , https://www.hannathailand.com/wp-content/uploads/2021/07/7-500x500.jpg , https://www.hannathailand.com/wp-content/uploads/2022/06/miniphotometerfurchromvihoch839_11-600x600.jpg , https://www.hannathailand.com/wp-content/uploads/2022/06/miniphotometerfurammoniakmittel2416_11-600x600.jpg , https://www.hannathailand.com/wp-content/uploads/2021/11/hi701-500x500.jpg , https://www.hannathailand.com/wp-content/uploads/2021/07/12-500x500.jpg , https://www.hannathailand.com/wp-content/uploads/2021/07/9-500x500.jpg , https://www.hannathailand.com/wp-content/uploads/2022/06/miniphotometerfuriod829_11-600x600.jpg
38 | เครื่องวัดคุณภาพน้ำเสีย แบบหลายพารามิเตอร์ และ COD & pH รุ่น HI83314-02 | สินค้าทั้งหมด , สินค้าแนะนำ , อุตสาหกรรมทั่วไป , เครื่องวัดซีโอดี , เตาย่อยสารเคมี , เครื่องวัดคุณภาพน้ำแบบหลายพารามิเตอร์ , แบบตั้งโต๊ะ , เครื่องโฟโตมิเตอร์ , แบบตั้งโต๊ะ | https://www.hannathailand.com/product-category/spectrophotometer/photometer-benchtop/ | https://www.hannathailand.com/product/%e0%b8%99%e0%b9%89%e0%b8%b3%e0%b9%80%e0%b8%aa%e0%b8%b5%e0%b8%a2-codph/ | HI83314-02 | 3,103.00 | น้ำหนัก 1 กก. ขนาด 20.6 × 17.7 × 9.7 เซนติเมตร | <div aria-labelledby="tab-title-additional_information" class="woocommerce-Tabs-panel woocommerce-Tabs-panel--additional_information panel entry-content" id="tab-additional_information" role="tabpanel"> <table class="woocommerce-product-attributes shop_attributes"> <tr class="woocommerce-product-attributes-item woocommerce-product-attributes-item--weight"> <th class="woocommerce-product-attributes-item__label">น้ำหนัก</th> <td class="woocommerce-product-attributes-item__value">1 กก.</td> </tr> <tr class="woocommerce-product-attributes-item woocommerce-product-attributes-item--dimensions"> <th class="woocommerce-product-attributes-item__label">ขนาด</th> <td class="woocommerce-product-attributes-item__value">20.6 × 17.7 × 9.7 เซนติเมตร</td> </tr> </table> </div> | เครื่องวัดคุณภาพน้ำเสีย แบบหลายพารามิเตอร์ และ COD & pH รุ่น HI83314-02 เครื่องวัดคุณภาพน้ำเสีย แบบตั้งโต๊ะ รุ่น HI83314 คัดเลือกพารามิเตอร์หลักสำหรับควบคุมคุณภาพน้ำเสียถึง 10 พารามิเตอร์ รวมถึงยังสามารถวัดค่าซีโอดีและ pH ได้ด้วย สำหรับพารามิเตอร์ COD ก็จะถูกจัดว่าเป็นพารามิเตอร์ที่สำคัญในการควบคุมคุณภาพน้ำสำหรับโรงงานอุตสาหกรรมและน้ำที่ใช้งานในชุมชน รวมถึงปริมาณฟอสฟอรัสและไนโตรเจนที่จะเป็นประโยชน์ต่อผู้ใช้งานที่ต้องการบำบัดน้ำเสียชุมชน ตัวเครื่องนี้มีระบบแสงที่เป็นนวัตกรรมใหม่โดยใช้แหล่งแสงเป็นไดโอดเปล่งแสง (LED) ตัวกรองแสงในช่วงความถี่แคบ และตัวตรวจจับแสงซิลิคอน โฟโตเซลล์ สำหรับการวัดค่าการดูดกลืนแสง และตัวตรวจจับอ้างอิงเพื่อรักษาแหล่งกำเนิดแสงที่สม่ำเสมอ ช่วยให้ผู้ใช้งานมั่นใจถึงผลลัพธ์ที่ถูกต้องแม่นยำ (คลิกเพื่ออ่านบทความเกี่ยวกับเครื่องมือ) ตัวเครื่องมาพร้อมช่องเสียบสำหรับวัดค่า pH แบบดิจิตอล โดยสามารถให้ผู้ใช้งานวัด pH ด้วยหัววัดแก้ว ที่ภายในมีไมโครชิปในตัวช่วยเก็บข้อมูลการสอบเทียบทั้งหมด ทำให้สามารถสลับอิเล็กโทรด pH ได้ทันที โดยไม่ต้องสอบเทียบหัววัดใหม่ สำหรับการวัดค่า pH จะได้รับการชดเชยอุณหภูมิแบบอัตโนมัติ เพื่อทำให้ผู้ใช้งานได้รับผลการอ่านที่ถูกต้องแม่นยำ และมีประสิทธิภาพสูง ช่องเสียบ USB 2 ช่อง สำหรับถ่ายโอนข้อมูลไปยังแฟลชไดรฟ์ หรือคอมพิวเตอร์ และใช้เป็นแหล่งจ่ายไฟให้กับตัวเครื่อง เพื่อความสะดวกในการใช้งาน ตัวเครื่องยังสามารถทำงานโดยใช้แบตเตอรี่ลิเธียมแบบชาร์จได้ โหมดการวัดค่าการดูดกลืนแสง สามารถตรวจสอบประสิทธิภาพของช่วงความยาวคลื่นด้วยสารละลายมาตรฐาน CAL Check เพื่อความแม่นยำในการใช้งาน โดยโหมดการดูดกลืนแสงจะช่วยให้ผู้ใช้งานสามารถเลือกความยาวคลื่นแสงมาตรฐานที่แนะนำ คือ 420, 466, 525 และ 610 นาโนเมตร คุณสมบัติหลัก : หน้าจอแสดงผลชนิด LCD – จอแสดงผลกราฟิกแบบย้อนแสงช่วยให้มองเห็นได้ง่ายในสภาพแสงน้อย – จอ LCD ขนาด 128×64 พิกเซล ช่วยให้อินเทอร์เฟซผู้ใช้ง่ายขึ้นด้วยปุ่มเสมือน และช่วยเหลือบนหน้าจอเพื่อแนะนำผู้ใช้ตลอดการใช้งาน นาฬิกาจับเวลาในการทำปฏิกิริยา – การวัดจะดำเนินการหลังจากนาฬิกาจับเวลานับถอยหลังหมดเวลา – นาฬิกาจับเวลาถอยหลังจะช่วยให้แน่ใจว่าสารเคมีที่ทำปฏิกิริยาทำในเวลาที่เหมาะสม เพื่อความสม่ำเสมอในการวัดทุกครั้ง โหมดการวัดการดูดกลืนแสง สารละลายมาตรฐาน CAL Check ที่เป็นเอกสิทธิ์เฉพาะของ Hanna สำหรับการตรวจสอบความถูกต้องของแหล่งกำเนิดแสงและตัวตรวจจับ ช่วยให้ผู้ใช้สามารถทราบถึงความสัมพันธ์ระหว่างความเข้มข้นเทียบกับการดูดกลืนแสง สำหรับความยาวคลื่นเฉพาะเพื่อใช้กับสารเคมีที่ผู้ใช้งานให้มา หน่วยการวัด – หน่วยวัดที่เหมาะสมพร้อมรูปแบบทางเคมีแสดงพร้อมกับค่าที่อ่านได้ การแปลงผลลัพธ์ทางเคมีในรูปแบบอื่น – แปลงค่าที่อ่านได้เป็นรูปแบบทางเคมีอื่นๆ โดยอัตโนมัติ ด้วยการกดปุ่ม Chem formation ฝาครอบหลอดแก้ว – ช่วยลดแสงรบกวนไม่ให้ส่งผลต่อการวัด หัววัด pH แบบดิจิตอล – วัด pH และอุณหภูมิในหัววัดเดียวกัน – โหมด GLP จะช่วยทำให้ผู้ใช้งานสามารถดูข้อมูลการสอบเทียบล่าสุดได้ เช่น วันและเวลาในการสอบเทียบ สารละลายมาตรฐานที่ใช้งานล่าสุด ค่า %Slope และค่า Offfset เป็นต้น – ระบบ Cal Check จะแจ้งเตือนผู้ใช้งานถึงปัญหาที่เกิดขึ้นในระหว่างกระบวนการสอบเทียบ การบันทึกข้อมูล – สามารถเก็บข้อมูลได้สูงสุด 1,000 ข้อมูล เพียงแค่กดปุ่ม Log และสามารถกดปุ่ม RCL เพื่อดูข้อมูลในการบันทึก – สามารถใส่รายละเอียดข้อมูลผู้ใช้งานและรายละเอียดตัวอย่างได้ การเชื่อมต่อ – ข้อมูลที่บันทึกไว้สามารถถ่ายโอนไปยังแฟลชไดรฟ์อย่างง่ายดาย โดยใช้ช่องเสียบ USB-A หรือไปยังคอมพิวเตอร์ โดยใช้ช่องเสียบ micro USB-B – ข้อมูลจะถูกส่งออกในรูปแบบไฟล์ .CSV สถานะแบตเตอรี่ – แสดงอายุการใช้งานแบตเตอรี่ที่เหลืออยู่ ข้อความผิดพลาด – ข้อความแสดงข้อผิดพลาดประกอบด้วย ไม่มีขีดจำกัด ค่าศูนย์สูง และค่ามาตรฐานต่ำเกินไป – ข้อความการสอบเทียบ pH ได้แก่ ทำความสะอาดอิเล็กโทรด ตรวจสอบการปนเปื้อนของสารละลายมาตรฐาน และตรวจสอบหัววัด คุณสมบัติบนหน้าจอ : การเลือกพารามิเตอร์ ผู้ใช้งานสามารถกดปุ่มเพื่อเลือกพารามิเตอร์ การบันทึกข้อมูล บันทึกข้อมูลสูงสุด 1000 ข้อมูล โหมดการวัดค่า pH กดเลือกโหมดการวัดค่า pH ในโหมดนี้จะต้องใช้หัววัด pH แบบดิจิตอล คุณสมบัติการย่อยสารเคมี อะแดปเตอร์หลอดแก้ว ตัวเครื่องรุ่น HI83314 มาพร้อมกับอะแดปเตอร์ ขนาด 16 มม. ที่รองรับกับการใช้งาน วิธีวิเคราะห์สำหรับการย่อยสารเคมี เข้ากันได้กับ COD (EPA, ISO และวิธีที่ปราศจากสารปรอท) สารเคมีไนโตรเจนและฟอสฟอรัสที่บรรจุในขวดย่อยขนาด 16 มม. โดยสารเคมีจัดจำหน่ายแยก ตัวเครื่องให้ความร้อนสำหรับย่อยสารเคมี ตัวเครื่องให้ความร้อนใช้ในการให้ความร้อนในการย่อยสารเคมี โดยหลอดแก้วสารเคมีจะต้องได้รับความร้อนจนถึงอุณหภูมิที่กำหนดเป็นระยะเวลาหนึ่งตามขั้นตอนในการใช้งาน คู่มือการใช้งาน : Downloads สเปคของตัวเครื่อง : รหัสสินค้า HI83314-02 ชื่อสินค้า เครื่องวัดคุณภาพน้ำแบบหลายพารามิเตอร์ รวมถึงค่าซีโอดีและ pH – HI83314 ช่วงการวัด pH โฟโตมิเตอร์ ความละเอียด โฟโตมิเตอร์ ความถูกต้อง โฟโตมิเตอร์ การสอบเทียบ pH แบบอัตโนมัติ 1 หรือ 2 จุด จากสารละลายมาตรฐาน (4.01, 6.86, 7.01, 9.18, 10.01) การชดเชยอุณหภูมิ pH แบบอัตโนมัติ ในช่วง -5.0 – 100.0 oC โหมด Cal Check ของ pH ทำความสะอาดหัววัด ตรวจสอบความปนเปื้อนของสารละลายมาตรฐาน ตรวจสอบความสมบูรณ์ของหัววัด วิธีวิเคราะห์ pH โฟโตมิเตอร์ ช่วงการวัด mV (pH) ±1000 mV ความละเอียด 0.1 mV ความถูกต้อง ±0.2 mV ช่วงการดูดกลืนแสงของสาร (Abs) 0.000 – 4.000 Abs ความละเอียด 0.001 Abs ความถูกต้อง ±0.003Abs ที่ 1.000 Abs ช่วงการวัดแอมโมเนีย ช่วงต่ำ 0.00 – 3.00 mg/L (NH3-N)ช่วงกลาง 0.00 – 10.00 mg/L (NH3-N)ช่วงสูง 0.0 – 100.0 mg/L (NH3-N) ความละเอียด 0.01 mg/L สำหรับช่วงต่ำและกลาง 0.1 mg/L สำหรับช่วงสูง ความถูกต้อง ±0.04 mg/L หรือ ±4% ของการอ่านค่าที่อุณหภูมิ 25˚C วิธีวิเคราะห์แอมโมเนีย ดัดแปลงวิธีวิเคราะห์จาก ASTM Manual of Water and Environmental Technology, D1426-92, Nessler method ช่วงการวัดคลอรีนอิสระ 0.00 – 5.00 mg/L ความละเอียด 0.01 mg/L ความถูกต้อง ±0.03 mg/L หรือ ±3% ของการอ่านค่าที่อุณหภูมิ 25˚C วิธีวิเคราะห์คลอรีนอิสระ ดัดแปลงวิธีวิเคราะห์จาก EPA DPD 330.5 ช่วงการวัดคลอรีนรวม 0.00 to 5.00 mg/L (as Cl2) ความละเอียด 0.01 mg/L ความถูกต้อง ±0.03 mg/L หรือ ±3% ของการอ่านค่าที่อุณหภูมิ 25˚C วิธีวิเคราะห์คลอรีนรวม ดัดแปลงวิธีวิเคราะห์จาก EPA DPD 330.5 ช่วงการวัดโครเมียมทั้งหมด 0 – 1000 µg/L ความละเอียด 1 µg/L ความถูกต้อง ±10 µg/L หรือ ±3% ของการอ่านค่า วิธีวิเคราะห์โครเมียมทั้งหมด ดัดแปลงวิธีวิเคราะห์จาก Standard Methods for the Examination of Water and Wastewater, 22nd edition 3500-Cr and Diphenyl carbazide method ช่วงการวัดซีโอดี ช่วงต่ำ 0 – 150 mg/L ช่วงกลาง 0 – 1500 mg/L ช่วงสูง 0 – 15000 mg/L ช่วงสูงมาก 0 – 60.0 g/L ความละเอียด 1 mg/L สำหรับช่วงต่ำ กลาง สูง 1 g/L สำหรับช่วงสูงมาก ความถูกต้อง ±5 mg/L หรือ ±4% ของการอ่านค่าที่อุณหภูมิ 25˚C ±15 mg/L หรือ ±4% ของการอ่านค่าที่อุณหภูมิ 25˚C ±150 mg/L หรือ ±2% ของการอ่านค่าที่อุณหภูมิ 25˚C ±5 g/L หรือ ±-% ของการอ่านค่าที่อุณหภูมิ 25˚C วิธีวิเคราะห์ซีโอดี ดัดแปลงมาจากวิธีวิเคราะห์ USEPA 410.4 สำหรับวัดค่าซีโอดีในน้ำผิวดินหรือน้ำเสีย ช่วงการวัดเหล็ก 0.00 – 6.00 mg/L ความละเอียด 0.01 mg/L ความถูกต้อง ±0.10 mg/L หรือ ±3% ของการอ่านค่าที่อุณหภูมิ 25˚C วิธีวิเคราะห์เหล็ก ดัดแปลงมาจากวิธีวิเคราะห์ Standard Methods for the Examination of Water and Wastewater, 23rd edition 3500-Fe B and Phenanthroline method ช่วงการวัดไนเตรต 0.0-30.0 mg/L (NO3–-N) ความละเอียด 0.1 mg/L ความถูกต้อง ±1.0 mg/L หรือ ±3% ของการอ่านค่าที่อุณหภูมิ 25˚C วิธีวิเคราะห์ไนเตรต ดัดแปลงมาจากวิธีวิเคราะห์ cadmium reduction ช่วงการวัดไนไตรต์ 0 – 600 µg/L 0.00 – 6.00 mg/L 0 – 150 mg/L ความละเอียด 1 µg/L 0.01 mg/L 1 mg/L ความถูกต้อง ±20 µg/L หรือ ±4% ของการอ่านค่า ±0.10 mg/L หรือ ±3% ของการอ่านค่า ±4 mg/L หรือ ±4% ของการอ่านค่า วิธีวิเคราะห์ไนไตรต์ ดัดแปลงวิธีวิเคราะห์จาก EPA Diazotization method 354.1 ช่วงการวัดไนโตรเจนทั้งหมด 0.0 – 25.0 mg/L 0 – 150 mg/L ความละเอียด 0.1 mg/L 1 mg/L ความถูกต้อง ±1.0 mg/L หรือ ±5% ของการอ่านค่า ±3.0 mg/L หรือ ±4% ของการอ่านค่า วิธีวิเคราะห์ไนโตรเจนทั้งหมด วิธีวิเคราะห์ Chromotropic acid ช่วงการวัดฟอสฟอรัส (Acid Hydrolyzable) 0.00 to 1.60 mg/L (as P) ความละเอียด 0.01 mg/L ความถูกต้อง ±0.05 mg/L หรือ ±5% ของการอ่านค่า วิธีวิเคราะห์ฟอสฟอรัส (Acid Hydrolyzable) ดัดแปลงวิธีวิเคราะห์จาก method 365.2 and Standard Methods for the Examination of Water and Wastewater, 20th edition, 4500-P E, ascorbic acid method ช่วงการวัดฟอสฟอรัสทั้งหมด 0.00 – 1.15 mg/L 0.0 – 32.6 mg/L ความถูกต้อง 0.01 mg/L 0.1 mg/L ความละเอียด ±0.05 mg/L หรือ ±6% ของการอ่านค่า ±0.5 mg/L หรือ ±5% ของการอ่านค่า วิธีวิเคราะห์ฟอสฟอรัสทั้งหมด ดัดแปลงวิธีวิเคราะห์จาก Standard Methods for the Examination of Water and Wastewater, 20th edition 4500-P C Vanadomolybdophosphoric acid method ช่องการทำงาน หัววัด pH 1 หัววัด และ 5 ความยาวคลื่น หัววัด pH ชนิดดิจิตอล (อุปกรณ์เพิ่มเติม) แหล่งแสง 5 ความยาวคลื่น 420, 466, 525, 575 และ 610 นาโนเมตร ตัวตรวจจับแสง ซิลิกอน โฟโตเซลล์ Bandpass Filter Bandwidth 8 นาโนเมตร ความถูกต้องของตัวกรอง ±1 นาโนเมตร Cuvette Type แบบกลม ขนาด 24.6 มม. จำนวนวิธีวิเคราะห์ 128 วิธีวิเคราะห์ ข้อมูล GLP ข้อมูลการสอบเทียบสำหรับ หน้าจอแสดงผล จอ LCD 128 x 64 พิกเซล ประเภทของการบันทึกข้อมูล กดปุ่มบันทึกโดยผู้ใช้งาน การบันทึกข้อมูล 1000 ข้อมูล การเชื่อมต่อ USB-A สำหรับแฟลชไดร์ฟ micro-USB-B สำหรับต่อ PC โดยตรง แหล่งจ่ายไฟ 5 VDC USB 2.0 power adapter with USB-A to micro-USB-B cable (included) อายุของแบตเตอรี่ 3.7 VDC ชนิดลิเทียม สามารถทำงานแบบต่อเนื่องยาวนานมากกว่า 500 ครั้ง หรือ 50 ชั่วโมง สำหรับโหมดการวัด pH สภาพแวดล้อมที่เหมาะสม 0 – 50.0 oC ความชื้นสัมพัทธ์ 0 – 95% RH ขนาด 1.0 กิโลกรัม น้ำหนัก 206 x 177 x 97 มม. | <div aria-labelledby="tab-title-description" class="woocommerce-Tabs-panel woocommerce-Tabs-panel--description panel entry-content active" id="tab-description" role="tabpanel"> <p><span style="color: #000000;"><strong><span style="font-size: 110%;">เครื่องวัดคุณภาพน้ำเสีย แบบหลายพารามิเตอร์ และ COD &amp; pH รุ่น HI83314-02</span></strong></span></p> <p><span style="color: #000000;">เครื่องวัดคุณภาพน้ำเสีย แบบตั้งโต๊ะ รุ่น HI83314 คัดเลือกพารามิเตอร์หลักสำหรับควบคุมคุณภาพน้ำเสียถึง 10 พารามิเตอร์ รวมถึงยังสามารถวัดค่าซีโอดีและ pH ได้ด้วย สำหรับพารามิเตอร์ COD ก็จะถูกจัดว่าเป็นพารามิเตอร์ที่สำคัญในการควบคุมคุณภาพน้ำสำหรับโรงงานอุตสาหกรรมและน้ำที่ใช้งานในชุมชน รวมถึงปริมาณฟอสฟอรัสและไนโตรเจนที่จะเป็นประโยชน์ต่อผู้ใช้งานที่ต้องการบำบัดน้ำเสียชุมชน ตัวเครื่องนี้มีระบบแสงที่เป็นนวัตกรรมใหม่โดยใช้แหล่งแสงเป็นไดโอดเปล่งแสง (LED) ตัวกรองแสงในช่วงความถี่แคบ และตัวตรวจจับแสงซิลิคอน โฟโตเซลล์ สำหรับการวัดค่าการดูดกลืนแสง และตัวตรวจจับอ้างอิงเพื่อรักษาแหล่งกำเนิดแสงที่สม่ำเสมอ ช่วยให้ผู้ใช้งานมั่นใจถึงผลลัพธ์ที่ถูกต้องแม่นยำ</span></p> <p style="text-align: center;"><span style="color: #0000ff;"><a href="https://www.hannathailand.com/2022/02/10/%e0%b8%81%e0%b8%b2%e0%b8%a3%e0%b8%a7%e0%b8%b1%e0%b8%94%e0%b8%84%e0%b9%88%e0%b8%b2-cod-%e0%b8%94%e0%b9%89%e0%b8%a7%e0%b8%a2%e0%b9%80%e0%b8%97%e0%b8%84%e0%b8%99%e0%b8%b4%e0%b8%84%e0%b8%81%e0%b8%b2/" style="color: #0000ff;">(คลิกเพื่ออ่านบทความเกี่ยวกับเครื่องมือ)</a></span></p> <div class="tab-content"><span style="color: #000000;">ตัวเครื่องมาพร้อมช่องเสียบสำหรับวัดค่า pH แบบดิจิตอล โดยสามารถให้ผู้ใช้งานวัด pH ด้วยหัววัดแก้ว ที่ภายในมีไมโครชิปในตัวช่วยเก็บข้อมูลการสอบเทียบทั้งหมด ทำให้สามารถสลับอิเล็กโทรด pH ได้ทันที โดยไม่ต้องสอบเทียบหัววัดใหม่ สำหรับการวัดค่า pH จะได้รับการชดเชยอุณหภูมิแบบอัตโนมัติ เพื่อทำให้ผู้ใช้งานได้รับผลการอ่านที่ถูกต้องแม่นยำ และมีประสิทธิภาพสูง</span></div> <div></div> <div class="tab-content"><span style="color: #000000;">ช่องเสียบ USB 2 ช่อง สำหรับถ่ายโอนข้อมูลไปยังแฟลชไดรฟ์ หรือคอมพิวเตอร์ และใช้เป็นแหล่งจ่ายไฟให้กับตัวเครื่อง เพื่อความสะดวกในการใช้งาน ตัวเครื่องยังสามารถทำงานโดยใช้แบตเตอรี่ลิเธียมแบบชาร์จได้</span></div> <div></div> <div class="tab-content"><span style="color: #000000;">โหมดการวัดค่าการดูดกลืนแสง สามารถตรวจสอบประสิทธิภาพของช่วงความยาวคลื่นด้วยสารละลายมาตรฐาน CAL Check เพื่อความแม่นยำในการใช้งาน โดยโหมดการดูดกลืนแสงจะช่วยให้ผู้ใช้งานสามารถเลือกความยาวคลื่นแสงมาตรฐานที่แนะนำ คือ 420, 466, 525 และ 610 นาโนเมตร</span></div> <div class="tab-content"> <div></div> <p><span style="color: #000000;"><strong><span style="font-size: 110%;">คุณสมบัติหลัก : </span><br/> </strong><span style="font-family: Consolas, Monaco, monospace;"><strong><br/> หน้าจอแสดงผลชนิด LCD</strong><br/> </span><span style="font-family: Consolas, Monaco, monospace;"> – จอแสดงผลกราฟิกแบบย้อนแสงช่วยให้มองเห็นได้ง่ายในสภาพแสงน้อย<br/> </span><span style="font-family: Consolas, Monaco, monospace;"> – จอ LCD ขนาด 128×64 พิกเซล ช่วยให้อินเทอร์เฟซผู้ใช้ง่ายขึ้นด้วยปุ่มเสมือน และช่วยเหลือบนหน้าจอเพื่อแนะนำผู้ใช้ตลอดการใช้งาน</span></span></p> <div class="prod-view-details-container"> <div class="prod-view-details-left"> <div class="prod-view-details-left"><span style="color: #000000;"><strong><br/> นาฬิกาจับเวลาในการทำปฏิกิริยา</strong></span><br/> <span style="color: #000000;"> – การวัดจะดำเนินการหลังจากนาฬิกาจับเวลานับถอยหลังหมดเวลา </span><br/> <span style="color: #000000;"> – นาฬิกาจับเวลาถอยหลังจะช่วยให้แน่ใจว่าสารเคมีที่ทำปฏิกิริยาทำในเวลาที่เหมาะสม เพื่อความสม่ำเสมอในการวัดทุกครั้ง </span></div> <div class="prod-view-details-left"><span style="color: #000000;"><strong><br/> โหมดการวัดการดูดกลืนแสง<br/> </strong><span class="Y2IQFc" lang="th">สารละลายมาตรฐาน CAL Check ที่เป็นเอกสิทธิ์เฉพาะของ Hanna สำหรับการตรวจสอบความถูกต้องของแหล่งกำเนิดแสงและตัวตรวจจับ ช่วยให้ผู้ใช้สามารถทราบถึงความสัมพันธ์ระหว่างความเข้มข้นเทียบกับการดูดกลืนแสง สำหรับความยาวคลื่นเฉพาะเพื่อใช้กับสารเคมีที่ผู้ใช้งานให้มา</span></span></div> <div></div> <div class="prod-view-details-left"><span style="color: #000000;"><strong>หน่วยการวัด<br/> </strong> – หน่วยวัดที่เหมาะสมพร้อมรูปแบบทางเคมีแสดงพร้อมกับค่าที่อ่านได้</span></div> <div></div> <div class="prod-view-details-left"><span style="color: #000000;"><strong>การแปลงผลลัพธ์ทางเคมีในรูปแบบอื่น<br/> </strong> – แปลงค่าที่อ่านได้เป็นรูปแบบทางเคมีอื่นๆ โดยอัตโนมัติ ด้วยการกดปุ่ม Chem formation</span></div> <div></div> <div class="prod-view-details-left"><span style="color: #000000;"><strong>ฝาครอบหลอดแก้ว<br/> </strong> – <span class="Y2IQFc" lang="th">ช่วยลดแสงรบกวนไม่ให้ส่งผลต่อการวัด</span></span></div> <div></div> <div class="prod-view-details-right"><span style="color: #000000;"><strong>หัววัด pH แบบดิจิตอล<br/> </strong> – วัด pH และอุณหภูมิในหัววัดเดียวกัน<br/> – โหมด GLP จะช่วยทำให้ผู้ใช้งานสามารถดูข้อมูลการสอบเทียบล่าสุดได้ เช่น วันและเวลาในการสอบเทียบ สารละลายมาตรฐานที่ใช้งานล่าสุด ค่า %Slope และค่า Offfset เป็นต้น<br/> – ระบบ Cal Check จะแจ้งเตือนผู้ใช้งานถึงปัญหาที่เกิดขึ้นในระหว่างกระบวนการสอบเทียบ </span></div> <div></div> <div class="prod-view-details-right"><span style="color: #000000;"><strong>การบันทึกข้อมูล<br/> </strong> – สามารถเก็บข้อมูลได้สูงสุด 1,000 ข้อมูล เพียงแค่กดปุ่ม Log และสามารถกดปุ่ม RCL เพื่อดูข้อมูลในการบันทึก<br/> – สามารถใส่รายละเอียดข้อมูลผู้ใช้งานและรายละเอียดตัวอย่างได้</span></div> <p class="prod-view-details-right"><span style="color: #000000;"><strong>การเชื่อมต่อ<br/> </strong> – ข้อมูลที่บันทึกไว้สามารถถ่ายโอนไปยังแฟลชไดรฟ์อย่างง่ายดาย โดยใช้ช่องเสียบ USB-A หรือไปยังคอมพิวเตอร์ โดยใช้ช่องเสียบ micro USB-B<br/> – <span style="font-family: Consolas, Monaco, monospace;">ข้อมูลจะถูกส่งออกในรูปแบบไฟล์ .CSV</span></span></p> <p><span style="color: #000000;"><strong>สถานะแบตเตอรี่<br/> </strong> – แสดง<span style="font-family: Consolas, Monaco, monospace;">อายุการใช้งานแบตเตอรี่ที่เหลืออยู่</span><strong><br/> </strong><strong><br/> </strong><strong>ข้อความผิดพลาด<br/> </strong> – ข้อความแสดงข้อผิดพลาดประกอบด้วย ไม่มีขีดจำกัด ค่าศูนย์สูง และค่ามาตรฐานต่ำเกินไป</span><br/> <span style="color: #000000;">– ข้อความการสอบเทียบ pH ได้แก่ ทำความสะอาดอิเล็กโทรด ตรวจสอบการปนเปื้อนของสารละลายมาตรฐาน และตรวจสอบหัววัด</span></p> </div> </div> <div class="prod-view-details-container"> <p><span style="color: #000000;"><strong><span class="Y2IQFc" lang="th" style="font-size: 120%;">คุณสมบัติบนหน้าจอ :</span></strong></span></p> <div id="screen-left"></div> <div id="screen-right"> <div id="screen-left"><span style="color: #000000;"><img alt="method selection" class="aligncenter" decoding="async" height="168" loading="lazy" src="https://hanna-worldwide.com/media/wysiwyg/products/benchtops/Photometers/83300/method-selection.png" title="method selection" width="301"/><strong><br/> การเลือกพารามิเตอร์</strong></span><br/> <span style="color: #000000;"> ผู้ใช้งานสามารถกดปุ่มเพื่อเลือกพารามิเตอร์</span></div> <div></div> <div id="screen-center"><span style="color: #000000;"><img alt="data logging" class="aligncenter" decoding="async" height="168" loading="lazy" src="https://hanna-worldwide.com/media/wysiwyg/products/benchtops/Photometers/83300/data-logging.png" title="data logging" width="301"/><b>การบันทึกข้อมูล</b></span><br/> <span style="color: #000000;"> บันทึกข้อมูลสูงสุด 1000 ข้อมูล</span></div> <div id="screen-right"><span style="color: #000000;"><img alt="ph measurement mode" class="aligncenter" decoding="async" height="168" loading="lazy" src="https://hanna-worldwide.com/media/wysiwyg/products/benchtops/Photometers/83300/ph-measurement-mode.png" title="ph measurement mode" width="301"/><strong>โหมดการวัดค่า pH</strong></span><br/> <span style="color: #000000;"> กดเลือกโหมดการวัดค่า pH ในโหมดนี้จะต้องใช้หัววัด pH แบบดิจิตอล </span></div> </div> </div> <div class="prod-view-details-container"><span style="font-size: 110%; color: #000000;"><strong>คุณสมบัติการย่อยสารเคมี</strong></span></div> <div class="prod-view-details-container"> <div id="screen-right"> <div id="screen-left"></div> <div><span style="color: #000000;"><img alt="HI83399 cuvette adapter" class="aligncenter" decoding="async" height="300" loading="lazy" src="https://hanna-worldwide.com/media/wysiwyg/products/accessories/HI83300-Cuvette-Adapter-Closeup.jpg" title="HI83399 cuvette adapter" width="300"/><br/> </span></div> <div></div> <div><span style="font-size: 100%; color: #000000;"><strong>อะแดปเตอร์หลอดแก้ว</strong></span><br/> <span style="color: #000000;">ตัวเครื่องรุ่น HI83314 มาพร้อมกับอะแดปเตอร์ ขนาด 16 มม. ที่รองรับกับการใช้งาน</span></div> <div id="screen-center"><span style="color: #000000;"><img alt="COD reagents" class="aligncenter" decoding="async" height="226" loading="lazy" src="https://hanna-worldwide.com/media/wysiwyg/products/Reagents/COD_600_450.jpg" title="COD reagents" width="302"/><br/> <strong>วิธีวิเคราะห์สำหรับการย่อยสารเคมี</strong></span><br/> <span style="color: #000000;">เข้ากันได้กับ COD (EPA, ISO และวิธีที่ปราศจากสารปรอท) สารเคมีไนโตรเจนและฟอสฟอรัสที่บรรจุในขวดย่อยขนาด 16 มม. โดยสารเคมีจัดจำหน่ายแยก</span></div> <div id="screen-right"><span style="color: #000000;"><img alt="HI839800 COD reactor" class="aligncenter" decoding="async" height="258" loading="lazy" src="https://hanna-worldwide.com/media/wysiwyg/products/accessories/HI839800_COD_Reactor.png" title="HI839800 COD reactor" width="302"/></span></div> <div><span style="color: #000000;"><strong><br/> </strong><strong>ตัวเครื่องให้ความร้อนสำหรับย่อยสารเคมี</strong></span><br/> <span style="color: #000000;">ตัวเครื่องให้ความร้อนใช้ในการให้ความร้อนในการย่อยสารเคมี โดยหลอดแก้วสารเคมีจะต้องได้รับความร้อนจนถึงอุณหภูมิที่กำหนดเป็นระยะเวลาหนึ่งตามขั้นตอนในการใช้งาน</span></div> </div> </div> <div class="prod-view-details-container"> <div> <h3 class="spec-header"><span style="color: #000000;"><strong><span style="font-size: 80%;">คู่มือการใช้งาน :</span> <span style="font-size: 85%; color: #0000ff;"><a href="https://hanna-worldwide.com/mwdownloads/download/link/id/936" style="color: #0000ff;">Downloads</a></span></strong></span></h3> </div> </div> </div> <div class="tab-content"> <div class="box-collateral box-additional" id="spec"> <h3 class="spec-header"><span style="font-size: 80%; color: #000000;"><strong>สเปคของตัวเครื่อง : </strong></span></h3> <table style="height: 5755px;" width="840"> <tbody> <tr> <td width="227"><span style="color: #000000;"><strong>รหัสสินค้า</strong></span></td> <td width="425"><span style="color: #000000;">HI83314-02</span></td> </tr> <tr> <td width="227"><span style="color: #000000;"><strong>ชื่อสินค้า</strong></span></td> <td width="425"><span style="color: #000000;">เครื่องวัดคุณภาพน้ำแบบหลายพารามิเตอร์ รวมถึงค่าซีโอดีและ pH – HI83314</span></td> </tr> <tr> <td width="227"><span style="color: #000000;"><strong>ช่วงการวัด </strong><strong>pH</strong></span></td> <td width="425"><span style="color: #000000;">โฟโตมิเตอร์</span></td> </tr> <tr> <td width="227"><span style="color: #000000;"><strong>ความละเอียด</strong></span></td> <td width="425"><span style="color: #000000;">โฟโตมิเตอร์</span></td> </tr> <tr> <td width="227"><span style="color: #000000;"><strong>ความถูกต้อง</strong></span></td> <td width="425"><span style="color: #000000;">โฟโตมิเตอร์</span></td> </tr> <tr> <td width="227"><span style="color: #000000;"><strong>การสอบเทียบ </strong><strong>pH</strong></span></td> <td width="425"><span style="color: #000000;">แบบอัตโนมัติ 1 หรือ 2 จุด จากสารละลายมาตรฐาน (4.01, 6.86, 7.01, 9.18, 10.01)</span></td> </tr> <tr> <td width="227"><span style="color: #000000;"><strong>การชดเชยอุณหภูมิ </strong><strong>pH</strong></span></td> <td width="425"><span style="color: #000000;">แบบอัตโนมัติ ในช่วง -5.0 – 100.0 <sup>o</sup>C</span></td> </tr> <tr> <td width="227"><span style="color: #000000;"><strong>โหมด </strong><strong>Cal Check ของ pH</strong></span></td> <td width="425"><span style="color: #000000;">ทำความสะอาดหัววัด ตรวจสอบความปนเปื้อนของสารละลายมาตรฐาน ตรวจสอบความสมบูรณ์ของหัววัด</span></td> </tr> <tr> <td width="227"><span style="color: #000000;"><strong>วิธีวิเคราะห์ </strong><strong>pH</strong></span></td> <td width="425"><span style="color: #000000;">โฟโตมิเตอร์</span></td> </tr> <tr> <td width="227"><span style="color: #000000;"><strong>ช่วงการวัด </strong><strong>mV (pH)</strong></span></td> <td width="425"><span style="color: #000000;">±1000 mV</span></td> </tr> <tr> <td width="227"><span style="color: #000000;"><strong>ความละเอียด</strong></span></td> <td width="425"><span style="color: #000000;">0.1 mV</span></td> </tr> <tr> <td width="227"><span style="color: #000000;"><strong>ความถูกต้อง</strong></span></td> <td width="425"><span style="color: #000000;">±0.2 mV</span></td> </tr> <tr> <td width="227"><span style="color: #000000;"><strong>ช่วงการดูดกลืนแสงของสาร </strong><strong>(Abs)</strong></span></td> <td width="425"><span style="color: #000000;">0.000 – 4.000 Abs</span></td> </tr> <tr> <td width="227"><span style="color: #000000;"><strong>ความละเอียด</strong></span></td> <td width="425"><span style="color: #000000;">0.001 Abs</span></td> </tr> <tr> <td width="227"><span style="color: #000000;"><strong>ความถูกต้อง</strong></span></td> <td width="425"><span style="color: #000000;">±0.003Abs ที่ 1.000 Abs</span></td> </tr> <tr> <td width="227"><span style="color: #000000;"><strong>ช่วงการวัดแอมโมเนีย</strong></span></td> <td width="425"><span style="color: #000000;">ช่วงต่ำ 0.00 – 3.00 mg/L (NH<sub>3</sub>-N)ช่วงกลาง 0.00 – 10.00 mg/L (NH<sub>3</sub>-N)ช่วงสูง 0.0 – 100.0 mg/L (NH<sub>3</sub>-N) </span></td> </tr> <tr> <td width="227"><span style="color: #000000;"><strong>ความละเอียด</strong></span></td> <td width="425"><span style="color: #000000;">0.01 mg/L สำหรับช่วงต่ำและกลาง 0.1 mg/L สำหรับช่วงสูง</span></td> </tr> <tr> <td width="227"><span style="color: #000000;"><strong>ความถูกต้อง</strong></span></td> <td width="425"><span style="color: #000000;">±0.04 mg/L หรือ ±4% ของการอ่านค่าที่อุณหภูมิ 25˚C</span></td> </tr> <tr> <td width="227"><span style="color: #000000;"><strong>วิธีวิเคราะห์แอมโมเนีย</strong></span></td> <td width="425"><span style="color: #000000;">ดัดแปลงวิธีวิเคราะห์จาก ASTM Manual of Water and Environmental Technology, D1426-92, Nessler method</span></td> </tr> <tr> <td width="227"><span style="color: #000000;"><strong>ช่วงการวัดคลอรีนอิสระ</strong></span></td> <td width="425"><span style="color: #000000;">0.00 – 5.00 mg/L</span></td> </tr> <tr> <td width="227"><span style="color: #000000;"><strong>ความละเอียด</strong></span></td> <td width="425"><span style="color: #000000;">0.01 mg/L</span></td> </tr> <tr> <td width="227"><span style="color: #000000;"><strong>ความถูกต้อง</strong></span></td> <td width="425"><span style="color: #000000;">±0.03 mg/L หรือ ±3% ของการอ่านค่าที่อุณหภูมิ 25˚C</span></td> </tr> <tr> <td width="227"><span style="color: #000000;"><strong>วิธีวิเคราะห์คลอรีนอิสระ</strong></span></td> <td width="425"><span style="color: #000000;">ดัดแปลงวิธีวิเคราะห์จาก EPA DPD 330.5</span></td> </tr> <tr> <td width="227"><span style="color: #000000;"><strong>ช่วงการวัดคลอรีนรวม</strong></span></td> <td width="425"><span style="color: #000000;">0.00 to 5.00 mg/L (as Cl<sub>2</sub>)</span></td> </tr> <tr> <td width="227"><span style="color: #000000;"><strong>ความละเอียด</strong></span></td> <td width="425"><span style="color: #000000;">0.01 mg/L</span></td> </tr> <tr> <td width="227"><span style="color: #000000;"><strong>ความถูกต้อง</strong></span></td> <td width="425"><span style="color: #000000;">±0.03 mg/L หรือ ±3% ของการอ่านค่าที่อุณหภูมิ 25˚C</span></td> </tr> <tr> <td width="227"><span style="color: #000000;"><strong>วิธีวิเคราะห์คลอรีนรวม</strong></span></td> <td width="425"><span style="color: #000000;">ดัดแปลงวิธีวิเคราะห์จาก EPA DPD 330.5</span></td> </tr> <tr> <td width="227"><span style="color: #000000;"><strong>ช่วงการวัดโครเมียมทั้งหมด</strong></span></td> <td width="425"><span style="color: #000000;">0 – 1000 µg/L</span></td> </tr> <tr> <td width="227"><span style="color: #000000;"><strong>ความละเอียด</strong></span></td> <td width="425"><span style="color: #000000;">1 µg/L</span></td> </tr> <tr> <td width="227"><span style="color: #000000;"><strong>ความถูกต้อง</strong></span></td> <td width="425"><span style="color: #000000;">±10 µg/L หรือ ±3% ของการอ่านค่า </span></td> </tr> <tr> <td width="227"><span style="color: #000000;"><strong>วิธีวิเคราะห์โครเมียมทั้งหมด</strong></span></td> <td width="425"><span style="color: #000000;">ดัดแปลงวิธีวิเคราะห์จาก Standard Methods for the Examination of Water and Wastewater, 22<sup>nd</sup> edition 3500-Cr and Diphenyl carbazide method</span></td> </tr> <tr> <td width="227"><span style="color: #000000;"><strong>ช่วงการวัดซีโอดี</strong></span></td> <td width="425"><span style="color: #000000;">ช่วงต่ำ 0 – 150 mg/L</span><br/> <span style="color: #000000;">ช่วงกลาง 0 – 1500 mg/L</span><br/> <span style="color: #000000;">ช่วงสูง 0 – 15000 mg/L</span><br/> <span style="color: #000000;">ช่วงสูงมาก 0 – 60.0 g/L</span></td> </tr> <tr> <td width="227"><span style="color: #000000;"><strong>ความละเอียด</strong></span></td> <td width="425"><span style="color: #000000;">1 mg/L สำหรับช่วงต่ำ กลาง สูง 1 g/L สำหรับช่วงสูงมาก</span></td> </tr> <tr> <td width="227"><span style="color: #000000;"><strong>ความถูกต้อง</strong></span></td> <td width="425"><span style="color: #000000;">±5 mg/L หรือ ±4% ของการอ่านค่าที่อุณหภูมิ 25˚C </span><br/> <span style="color: #000000;">±15 mg/L หรือ ±4% ของการอ่านค่าที่อุณหภูมิ 25˚C </span><br/> <span style="color: #000000;">±150 mg/L หรือ ±2% ของการอ่านค่าที่อุณหภูมิ 25˚C </span><br/> <span style="color: #000000;">±5 g/L หรือ ±-% ของการอ่านค่าที่อุณหภูมิ 25˚C </span></td> </tr> <tr> <td width="227"><span style="color: #000000;"><strong>วิธีวิเคราะห์ซีโอดี</strong></span></td> <td width="425"><span style="color: #000000;">ดัดแปลงมาจากวิธีวิเคราะห์ USEPA 410.4 สำหรับวัดค่าซีโอดีในน้ำผิวดินหรือน้ำเสีย</span></td> </tr> <tr> <td width="227"><span style="color: #000000;"><strong>ช่วงการวัดเหล็ก</strong></span></td> <td width="425"><span style="color: #000000;">0.00 – 6.00 mg/L</span></td> </tr> <tr> <td width="227"><span style="color: #000000;"><strong>ความละเอียด</strong></span></td> <td width="425"><span style="color: #000000;">0.01 mg/L</span></td> </tr> <tr> <td width="227"><span style="color: #000000;"><strong>ความถูกต้อง</strong></span></td> <td width="425"><span style="color: #000000;">±0.10 mg/L หรือ ±3% ของการอ่านค่าที่อุณหภูมิ 25˚C </span></td> </tr> <tr> <td width="227"><span style="color: #000000;"><strong>วิธีวิเคราะห์เหล็ก</strong></span></td> <td width="425"><span style="color: #000000;">ดัดแปลงมาจากวิธีวิเคราะห์ Standard Methods for the Examination of Water and Wastewater, 23<sup>rd</sup> edition 3500-Fe B and Phenanthroline method</span></td> </tr> <tr> <td width="227"><span style="color: #000000;"><strong>ช่วงการวัดไนเตรต</strong></span></td> <td width="425"><span style="color: #000000;">0.0-30.0 mg/L (NO<sub>3</sub><sup>–</sup>-N)</span></td> </tr> <tr> <td width="227"><span style="color: #000000;"><strong>ความละเอียด</strong></span></td> <td width="425"><span style="color: #000000;">0.1 mg/L</span></td> </tr> <tr> <td width="227"><span style="color: #000000;"><strong>ความถูกต้อง</strong></span></td> <td width="425"><span style="color: #000000;">±1.0 mg/L หรือ ±3% ของการอ่านค่าที่อุณหภูมิ 25˚C </span></td> </tr> <tr> <td width="227"><span style="color: #000000;"><strong>วิธีวิเคราะห์ไนเตรต</strong></span></td> <td width="425"><span style="color: #000000;">ดัดแปลงมาจากวิธีวิเคราะห์ cadmium reduction</span></td> </tr> <tr> <td width="227"><span style="color: #000000;"><strong>ช่วงการวัดไนไตรต์</strong></span></td> <td width="425"><span style="color: #000000;">0 – 600 µg/L</span><br/> <span style="color: #000000;">0.00 – 6.00 mg/L</span><br/> <span style="color: #000000;">0 – 150 mg/L</span></td> </tr> <tr> <td width="227"><span style="color: #000000;"><strong>ความละเอียด</strong></span></td> <td width="425"><span style="color: #000000;">1 µg/L </span><br/> <span style="color: #000000;">0.01 mg/L</span><br/> <span style="color: #000000;">1 mg/L</span></td> </tr> <tr> <td width="227"><span style="color: #000000;"><strong>ความถูกต้อง</strong></span></td> <td width="425"><span style="color: #000000;">±20 µg/L หรือ ±4% ของการอ่านค่า </span><br/> <span style="color: #000000;">±0.10 mg/L หรือ ±3% ของการอ่านค่า </span><br/> <span style="color: #000000;">±4 mg/L หรือ ±4% ของการอ่านค่า </span></td> </tr> <tr> <td width="227"><span style="color: #000000;"><strong>วิธีวิเคราะห์ไนไตรต์</strong></span></td> <td width="425"><span style="color: #000000;">ดัดแปลงวิธีวิเคราะห์จาก EPA Diazotization method 354.1</span></td> </tr> <tr> <td width="227"><span style="color: #000000;"><strong>ช่วงการวัดไนโตรเจนทั้งหมด</strong></span></td> <td width="425"><span style="color: #000000;">0.0 – 25.0 mg/L</span><br/> <span style="color: #000000;">0 – 150 mg/L</span></td> </tr> <tr> <td width="227"><span style="color: #000000;"><strong>ความละเอียด</strong></span></td> <td width="425"><span style="color: #000000;">0.1 mg/L</span><br/> <span style="color: #000000;">1 mg/L</span></td> </tr> <tr> <td width="227"><span style="color: #000000;"><strong>ความถูกต้อง</strong></span></td> <td width="425"><span style="color: #000000;">±1.0 mg/L หรือ ±5% ของการอ่านค่า </span><br/> <span style="color: #000000;">±3.0 mg/L หรือ ±4% ของการอ่านค่า </span></td> </tr> <tr> <td width="227"><span style="color: #000000;"><strong>วิธีวิเคราะห์ไนโตรเจนทั้งหมด</strong></span></td> <td width="425"><span style="color: #000000;">วิธีวิเคราะห์ Chromotropic acid</span></td> </tr> <tr> <td width="227"><span style="color: #000000;"><strong>ช่วงการวัดฟอสฟอรัส </strong><strong>(Acid Hydrolyzable)</strong></span></td> <td width="425"><span style="color: #000000;">0.00 to 1.60 mg/L (as P)</span></td> </tr> <tr> <td width="227"><span style="color: #000000;"><strong>ความละเอียด</strong></span></td> <td width="425"><span style="color: #000000;">0.01 mg/L</span></td> </tr> <tr> <td width="227"><span style="color: #000000;"><strong>ความถูกต้อง</strong></span></td> <td width="425"><span style="color: #000000;">±0.05 mg/L หรือ ±5% ของการอ่านค่า </span></td> </tr> <tr> <td width="227"><span style="color: #000000;"><strong>วิธีวิเคราะห์ฟอสฟอรัส </strong><strong>(Acid Hydrolyzable)</strong></span></td> <td width="425"><span style="color: #000000;">ดัดแปลงวิธีวิเคราะห์จาก method 365.2 and Standard Methods for the Examination of Water and Wastewater, 20th edition, 4500-P E, ascorbic acid method</span></td> </tr> <tr> <td width="227"><span style="color: #000000;"><strong>ช่วงการวัดฟอสฟอรัสทั้งหมด</strong></span></td> <td width="425"><span style="color: #000000;">0.00 – 1.15 mg/L</span><br/> <span style="color: #000000;">0.0 – 32.6 mg/L</span></td> </tr> <tr> <td width="227"><span style="color: #000000;"><strong>ความถูกต้อง</strong></span></td> <td width="425"><span style="color: #000000;">0.01 mg/L</span><br/> <span style="color: #000000;">0.1 mg/L</span></td> </tr> <tr> <td width="227"><span style="color: #000000;"><strong>ความละเอียด</strong></span></td> <td width="425"><span style="color: #000000;">±0.05 mg/L หรือ ±6% ของการอ่านค่า </span><br/> <span style="color: #000000;">±0.5 mg/L หรือ ±5% ของการอ่านค่า </span></td> </tr> <tr> <td width="227"><span style="color: #000000;"><strong>วิธีวิเคราะห์ฟอสฟอรัสทั้งหมด</strong></span></td> <td width="425"><span style="color: #000000;">ดัดแปลงวิธีวิเคราะห์จาก Standard Methods for the Examination of Water and Wastewater, 20th edition 4500-P C Vanadomolybdophosphoric acid method</span></td> </tr> <tr> <td width="227"><span style="color: #000000;"><strong>ช่องการทำงาน</strong></span></td> <td width="425"><span style="color: #000000;">หัววัด pH 1 หัววัด และ 5 ความยาวคลื่น </span></td> </tr> <tr> <td width="227"><span style="color: #000000;"><strong>หัววัด </strong><strong>pH</strong></span></td> <td width="425"><span style="color: #000000;">ชนิดดิจิตอล (อุปกรณ์เพิ่มเติม)</span></td> </tr> <tr> <td width="227"><span style="color: #000000;"><strong>แหล่งแสง</strong></span></td> <td width="425"><span style="color: #000000;">5 ความยาวคลื่น 420, 466, 525, 575 และ 610 นาโนเมตร</span></td> </tr> <tr> <td width="227"><span style="color: #000000;"><strong>ตัวตรวจจับแสง</strong></span></td> <td width="425"><span style="color: #000000;">ซิลิกอน โฟโตเซลล์</span></td> </tr> <tr> <td width="227"><span style="color: #000000;"><strong>Bandpass Filter Bandwidth</strong></span></td> <td width="425"><span style="color: #000000;">8 นาโนเมตร</span></td> </tr> <tr> <td width="227"><span style="color: #000000;"><strong>ความถูกต้องของตัวกรอง</strong></span></td> <td width="425"><span style="color: #000000;">±1 นาโนเมตร</span></td> </tr> <tr> <td width="227"><span style="color: #000000;"><strong>Cuvette Type</strong></span></td> <td width="425"><span style="color: #000000;">แบบกลม ขนาด 24.6 มม.</span></td> </tr> <tr> <td width="227"><span style="color: #000000;"><strong>จำนวนวิธีวิเคราะห์</strong></span></td> <td width="425"><span style="color: #000000;">128 วิธีวิเคราะห์</span></td> </tr> <tr> <td width="227"><span style="color: #000000;"><strong>ข้อมูล </strong><strong>GLP</strong></span></td> <td width="425"><span style="color: #000000;">ข้อมูลการสอบเทียบสำหรับ</span></td> </tr> <tr> <td width="227"><span style="color: #000000;"><strong>หน้าจอแสดงผล</strong></span></td> <td width="425"><span style="color: #000000;">จอ LCD 128 x 64 พิกเซล</span></td> </tr> <tr> <td width="227"><span style="color: #000000;"><strong>ประเภทของการบันทึกข้อมูล</strong></span></td> <td width="425"><span style="color: #000000;">กดปุ่มบันทึกโดยผู้ใช้งาน</span></td> </tr> <tr> <td width="227"><span style="color: #000000;"><strong>การบันทึกข้อมูล</strong></span></td> <td width="425"><span style="color: #000000;">1000 ข้อมูล</span></td> </tr> <tr> <td width="227"><span style="color: #000000;"><strong>การเชื่อมต่อ</strong></span></td> <td width="425"><span style="color: #000000;">USB-A สำหรับแฟลชไดร์ฟ micro-USB-B สำหรับต่อ PC โดยตรง</span></td> </tr> <tr> <td width="227"><span style="color: #000000;"><strong>แหล่งจ่ายไฟ</strong></span></td> <td width="425"><span style="color: #000000;">5 VDC USB 2.0 power adapter with USB-A to micro-USB-B cable (included)</span></td> </tr> <tr> <td width="227"><span style="color: #000000;"><strong>อายุของแบตเตอรี่</strong></span></td> <td width="425"><span style="color: #000000;">3.7 VDC ชนิดลิเทียม สามารถทำงานแบบต่อเนื่องยาวนานมากกว่า 500 ครั้ง หรือ 50 ชั่วโมง สำหรับโหมดการวัด pH</span></td> </tr> <tr> <td width="227"><span style="color: #000000;"><strong>สภาพแวดล้อมที่เหมาะสม</strong></span></td> <td width="425"><span style="color: #000000;">0 – 50.0 <sup>o</sup>C ความชื้นสัมพัทธ์ 0 – 95% RH</span></td> </tr> <tr> <td width="227"><span style="color: #000000;"><strong>ขนาด</strong></span></td> <td width="425"><span style="color: #000000;">1.0 กิโลกรัม</span></td> </tr> <tr> <td width="227"><span style="color: #000000;"><strong>น้ำหนัก</strong></span></td> <td width="425"><span style="color: #000000;">206 x 177 x 97 มม.</span></td> </tr> </tbody> </table> </div> </div> </div> | ไม่มี | ไม่มี | https://www.hannathailand.com/wp-content/uploads/2022/09/HI83314.jpg | เครื่องวัดคลอรีน , เครื่องวัดปริมาณไนไตรท์ ช่วงสูง ในตัวอย่างน้ำ รุ่น HI708 , เครื่องวัดปริมาณฟอสฟอรัส ช่วงสูง รุ่น HI706 , เครื่องวัดปริมาณนิกเกิล ช่วงสูง รุ่น HI726 , เครื่องวัดปริมาณคลอรีนรวม รุ่น HI711 , น้ำยามาตรฐานสอบเทียบ ค่ามาตรฐานความเค็ม , น้ำยามาตรฐานสอบเทียบ ค่ามาตรฐานความเค็ม , น้ำยามาตรฐานสอบเทียบ | <a class="woocommerce-LoopProduct-link woocommerce-loop-product__link" href="https://www.hannathailand.com/product/free-chlorine/">เครื่องวัดคลอรีน</a> , <a class="woocommerce-LoopProduct-link woocommerce-loop-product__link" href="https://www.hannathailand.com/product/hi708-checker-hc-nitrite-hr/">เครื่องวัดปริมาณไนไตรท์ ช่วงสูง ในตัวอย่างน้ำ รุ่น HI708</a> , <a class="woocommerce-LoopProduct-link woocommerce-loop-product__link" href="https://www.hannathailand.com/product/hi706-checker-hc-phosphorous-hr/">เครื่องวัดปริมาณฟอสฟอรัส ช่วงสูง รุ่น HI706</a> , <a class="woocommerce-LoopProduct-link woocommerce-loop-product__link" href="https://www.hannathailand.com/product/hi726-checker-hc-nickel-hr/">เครื่องวัดปริมาณนิกเกิล ช่วงสูง รุ่น HI726</a> , <a class="woocommerce-LoopProduct-link woocommerce-loop-product__link" href="https://www.hannathailand.com/product/hi711-checker-hc-total-chlorine/">เครื่องวัดปริมาณคลอรีนรวม รุ่น HI711</a> , <a class="woocommerce-LoopProduct-link woocommerce-loop-product__link" href="https://www.hannathailand.com/product/hi7083l/">น้ำยามาตรฐานสอบเทียบ ค่ามาตรฐานความเค็ม</a> , <a class="woocommerce-LoopProduct-link woocommerce-loop-product__link" href="https://www.hannathailand.com/product/hi7080l/">น้ำยามาตรฐานสอบเทียบ ค่ามาตรฐานความเค็ม</a> , <a class="woocommerce-LoopProduct-link woocommerce-loop-product__link" href="https://www.hannathailand.com/product/hi9828-25/">น้ำยามาตรฐานสอบเทียบ</a> | https://www.hannathailand.com/wp-content/uploads/2022/09/HI83314-600x600.jpg , https://www.hannathailand.com/wp-content/uploads/2022/09/HI83314-1-600x600.jpg , https://www.hannathailand.com/wp-content/uploads/2021/07/1-500x500.jpg , https://www.hannathailand.com/wp-content/uploads/2022/06/miniphotometerfurnitrithoch2420_11-600x600.jpg , https://www.hannathailand.com/wp-content/uploads/2022/06/hi706_400-600x600.jpg , https://www.hannathailand.com/wp-content/uploads/2022/06/miniphotometerfurnickelhoch841_11-600x600.jpg , https://www.hannathailand.com/wp-content/uploads/2022/06/hi711_lg-600x600.jpg , https://www.hannathailand.com/wp-content/uploads/2021/07/10-500x500.jpg , https://www.hannathailand.com/wp-content/uploads/2021/07/11-500x500.jpg , https://www.hannathailand.com/wp-content/uploads/2021/07/8-500x500.jpg
39 | เครื่องวัดคุณภาพน้ำแบบหลายพารามิเตอร์ (pH/ORP/EC/TDS/Salinity/DO/Pressure/Temperature) รุ่น HI98194 | Multiparameter Portable HI9819X , สินค้าทั้งหมด , อุตสาหกรรมทั่วไป , เครื่องวัดการนำไฟฟ้า/ของแข็งละลายในน้ำ , เครื่องวัดความเป็นกรด-ด่าง/โออาร์พี , เครื่องวัดค่ากรด-ด่าง (pH) การนำไฟฟ้า (EC) / ออกซิเจนละลายในน้ำ (DO) ใช้ในภาคสนาม/หน้างาน , เครื่องวัดคุณภาพน้ำแบบหลายพารามิเตอร์ , เครื่องวัดออกซิเจนในน้ำ , แบบภาคสนาม , แบบภาคสนาม , แบบภาคสนาม , แบบภาคสนาม | https://www.hannathailand.com/product-category/ph-meter/fieldwork/ | https://www.hannathailand.com/product/multiparameter-phorpecdopressure-temperature-waterproof-meter/ | HI98194 | 0.00 | น้ำหนัก 0.4 กก. ขนาด 18.5 × 3.52 × 9.3 เซนติเมตร | <div aria-labelledby="tab-title-additional_information" class="woocommerce-Tabs-panel woocommerce-Tabs-panel--additional_information panel entry-content" id="tab-additional_information" role="tabpanel"> <table class="woocommerce-product-attributes shop_attributes"> <tr class="woocommerce-product-attributes-item woocommerce-product-attributes-item--weight"> <th class="woocommerce-product-attributes-item__label">น้ำหนัก</th> <td class="woocommerce-product-attributes-item__value">0.4 กก.</td> </tr> <tr class="woocommerce-product-attributes-item woocommerce-product-attributes-item--dimensions"> <th class="woocommerce-product-attributes-item__label">ขนาด</th> <td class="woocommerce-product-attributes-item__value">18.5 × 3.52 × 9.3 เซนติเมตร</td> </tr> </table> </div> | เครื่องวัดคุณภาพน้ำแบบหลายพารามิเตอร์ (pH/ORP/EC/TDS/Salinity/DO/Pressure/Temperature) รุ่น HI98194 HI98194 เครื่องมัลติพารามิเตอร์สำหรับวัดคุณภาพน้ำ แบบพกพาสะดวกและกันน้ำที่สามารถวัดคุณภาพน้ำที่แตกต่างกันได้สูงสุด 12 พารามิเตอร์ หัววัดแบบหลายเซ็นเซอร์ช่วยทำให้สามารถวัดได้หลายพารามิเตอร์ โดยพารามิเตอร์หลักคือ ความเป็นกรด-ด่าง, ความต่างศักย์ไฟฟ้า, การนำไฟฟ้า, ออกซิเจนละลายน้ำ และอุณหภูมิ หัววัดจะส่งข้อมูลการอ่านแบบดิจิตอลไปยังตัวเครื่อง ซึ่งสามารถแสดงและบันทึกข้อมูลได้ คุณสมบัติหลัก – จอแสดงผล LCD – HI98194 จอแสดงผลแบบ LCD เรืองแสงพร้อมโหมดช่วยเหลือบนหน้าจอ และสามารถแสดงพารามิเตอร์ได้สูงสุด 12 พารามิเตอร์พร้อมกัน – การป้องกันน้ำ – ตัวเครื่องรองรับมาตรฐาน IP67 และสามารถทนต่อการแช่ในน้ำที่ความลึก 1 เมตร ได้นานถึง 30 นาที สำหรับหัววัดมีระดับ IP68 สำหรับการแช่ในน้ำอย่างต่อเนื่อง – หัววัดชนิดดิจิตอลแบบ Quick Connect – หัววัด (HI7698194) มีขั้วต่อแบบ Quick DIN – เซ็นเซอร์ระบุพารามิเตอร์ตามสีที่แสดง – การเปลี่ยนเซ็นเซอร์ทำได้ง่าย และรวดเร็วด้วยขั้วต่อแบบสกรูที่เปลี่ยนได้ ซึ่งมีรหัสสีเพื่อให้ระบุพอร์ตเซ็นเซอร์ได้ง่ายยิ่งขึ้น – การจดจำเซ็นเซอร์อัตโนมัติ – หัววัดและตัวเครื่องจะจดจำเซ็นเซอร์ที่เชื่อมต่ออยู่โดยอัตโนมัติ พอร์ตใดๆ ที่ไม่ได้ใช้บนหัววัดจะไม่มีการแสดงพารามิเตอร์นั้นๆ – การชดเชยอุณหภูมิแบบอัตโนมัติ – เซ็นเซอร์อุณหภูมิภายในตัวช่วยให้สามารถชดเชยอุณหภูมิแบบอัตโนมัติของการวัดค่า pH / EC / DO ได้ – การชดเชยความดันบรรยากาศแบบอัตโนมัติ – ตัวเครื่องวัดมีบารอมิเตอร์ภายในตัวรองรับหน่วยการวัดที่ผู้ใช้เลือกได้ สำหรับการชดเชยความดันออกซิเจนที่ละลายน้ำ – การสอบเทียบแบบมาตรฐาน หรือแบบรวดเร็ว – การสอบเทียบแบบรวดเร็วให้การสอบเทียบค่า pH ค่าความนำไฟฟ้า และค่าออกซิเจนละลายน้ำแบบจุดเดียว ซึ่งจะทำให้ผู้ใช้งานสะดวกมากยิ่งขึ้น โดยมีตัวเลือกการสอบเทียบ pH มาตรฐานสำหรับการสอบเทียบสูงสุด 3 จุดจากบัฟเฟอร์มาตรฐาน 5 จุด และบัฟเฟอร์แบบกำหนดเอง 1 จุด การสอบเทียบค่าการนำไฟฟ้าแบบ 1 จุด จากตัวเลือกมาตรฐาน 6 จุด หรือมาตรฐานแบบกำหนดเอง 1 จุด การสอบเทียบออกซิเจนละลายน้ำแบบ 1 จุด / 2 จุด หรือ 1 จุดที่กำหนดเองโดยผู้ใช้งาน – โหมด GLP – ดูข้อมูลการสอบเทียบล่าสุดด้วยโหมด GLP ที่ให้ผู้ใช้สามารถดูข้อมูลการสอบเทียบได้เพียงสัมผัสปุ่มเดียว โดยจะแสดง วันที่ เวลา บัฟเฟอร์/มาตรฐานที่ใช้สำหรับการสอบเทียบ และความชัน – การบันทึกข้อมูล – ช่วยให้ผู้ใช้สามารถบันทึกข้อมูลแบบต่อเนื่องสูงสุดถึง 45,000 ข้อมูล โดยมีช่วงเวลาการบันทึกตั้งแต่ 1 วินาทีถึง 3 ชั่วโมง – ปุ่มกดที่ใช้งานง่าย – ปุ่มกดยางที่ติดตั้งมานั้นมีปุ่มเฉพาะสำหรับเปิด/ปิด ไฟ Backlight ลูกศรขึ้น/ลง วิธีใช้ และตัวอักษร/ตัวเลข ตัวเครื่องยังมีปุ่มซอฟท์คีย์เสมือนสองปุ่มที่จะนำทางผู้ใช้ผ่านการกำหนดค่าของแต่ละพารามิเตอร์ การตั้งค่าตัวเครื่อง และการบันทึกข้อมูล – รหัสช่วยเหลือเฉพาะ – โหมดความช่วยเหลือผู้ใช้งานผ่านปุ่ม “HELP” แบบเฉพาะของฮานนา จะแสดงข้อความแนะนำ และคำแนะนำที่ชัดเจนจะปรากฏบนหน้าจอ เพื่อแนะนำผู้ใช้ได้อย่างรวดเร็วตลอดการตั้งค่าและการสอบเทียบ ข้อมูลวิธีใช้ต่างๆ – การเชื่อมต่อคอมพิวเตอร์ – ข้อมูลที่บันทึกไว้สามารถถ่ายโอนไปยัง PC ด้วยสายไมโคร USB (HI920015) ผ่านโปรแกรม HI9298194 โดยสามารถดาวน์โหลดฟรีได้จากเว็บไซต์ของบริษัท – อายุการใช้งานแบตเตอรี่ยาวนาน – แสดงสัญลักษณ์ไอคอนแบตเตอรี่ เพื่อแสดงพลังงานระดับที่เหลืออยู่ โดยตัวเครื่องจะใช้แบตเตอรี่ AA 1.5V จำนวน 4 ก้อน ซึ่งให้อายุการใช้งานแบตเตอรี่สูงสุด 360 ชั่วโมง – กระเป๋าพกพาแบบสะดวก – ตัวเครื่อง รุ่น HI98194, หัววัด และอุปกรณ์เสริมทั้งหมดมาในกระเป๋าพกพาที่ทนทาน ซึ่งออกแบบมาเพื่อให้ใช้งานได้นานหลายปี คุณสมบัติบนหน้าจอ หน้าจอการตั้งค่า – การตั้งค่าทั่วไป เช่น เวลา วันที่ หน่วยอุณหภูมิ และภาษา ฯลฯ การสอบเทียบอย่างรวดเร็ว – คุณลักษณะการสอบเทียบอย่างรวดเร็วช่วยให้สามารถสอบเทียบค่า pH / EC / DO ได้ในจุดเดียวด้วยขั้นตอนง่ายๆ เพียงไม่กี่ขั้นตอน หัววัด รายละเอียดหัววัด HI7698194 เป็นหัววัด pH/EC/DO/อุณหภูมิ แบบหลายพารามิเตอร์ สำหรับใช้กับตัวเครื่องแบบพกพาสะดวก HI98194 มีการเชื่อมต่อที่รวดเร็ว ซึ่งทำให้สามารถเชื่อมต่อกับตัวเครื่องได้ง่าย ตัวเครืองและหัววัดจะรับรู้เซ็นเซอร์แบบอัตโนมัติเมื่อเชื่อมต่อพอร์ตใดๆ การเปลี่ยนเซ็นเซอร์ทำได้ง่ายและรวดเร็วด้วยขั้วต่อชนิดสกรูที่ถอดเปลี่ยนได้ ซึ่งสามารถสังเกตได้จากแถบสีที่ระบุที่ตัวเซ็นเซอร์ หัววัดมีสายยาวหลายขนาด ความยาว 4 เมตร 10 เมตร 20 เมตร และ 40 เมตร การออกแบบที่ทนทานและกันน้ำทำให้เหมาะสำหรับการใช้งานแบบภาคสนาม คู่มือการใช้งาน : Download สเปคของตัวเครื่อง ช่วงการวัด pH 0.00 – 14.00 pH ความละเอียด 0.01 pH ความถูกต้อง ±0.02 pH การสอบเทียบ pH แบบอัตโนมัติ 1 จุด 2 จุด และ 3 จุด จาก 5 จุด สารละลายมาตรฐาน (pH 4.01, 6.86, 7.01, 9.18, 10.01) หรือ 1 จุดโดยผู้ใช้งาน ช่วงการวัด mV ±600.0 mV ความละเอียด 0.1 mV ความถูกต้อง ±0.5 mV ช่วงการวัด ORP ±2000.0 mV ความละเอียด 0.1 mV ความถูกต้อง ±1.0 mV การสอบเทียบ ORP แบบอัตโนมัติ 1 จุดโดยผู้ใช้งาน ช่วงการวัด EC 0 to 9999 µS/cm; 0.000 to 200.0 mS/cm (ค่าที่อ่านได้จริงเมื่อชดเชยอุณหภูมิ 400.0 mS/cm) ความละเอียด ช่วงการวัดแบบอัตโนมัติ 1 µS/cm ในช่วง 0 – 9999 µS/cm; 0.01 mS/cm ในช่วง 10.00 – 99.99 mS/cm; 0.1 mS/cm ในช่วง 100.0 – 400.0 mS/cm; ช่วงการวัดแบบอัตโนมัติ (fixed mS/cm): 0.001 mS/cm ในช่วง 0.000 – 9.999 mS/cm; 0.01 ในช่วง 100.0 – 400.0 mS/cm ; แบบ manual: 1 µS/cm; 0.001 mS/cm; 0.01 ความถูกต้อง ±1% ของการอ่านค่า การสอบเทียบ EC แบบอัตโนมัติ 1 จุด จาก 6 จุด สารละลายมาตรฐาน (84 µS/cm, 1413 µS/cm, 5.00 mS/cm, 12.88 mS/cm, 80.0 mS/cm, 111.8 mS/cm) หรือโดยผู้ใช้งาน ช่วงการวัด TDS 0 – 9999 ppm (mg/L); 0.000 – 400.0 ppt (g/L) ความละเอียด แบบ manual: 1 ppm (mg/L); 0.001 ppt (g/L); 0.01 ppt (g/L); 0.1 ppt (g/L); 1 ppt (g/L); ช่วงการวัดแบบอัตโนมัติ : 1 ppm (mg/L) from 0 to 9999 ppm (mg/L); 0.01 ppt (g/L) from 10.00 to 99.99 ppt (g/L); 0.1 ppt (g/L) from 100.0 to 400.0 ppt (g/L); auto-ranging (fixed ppt): ความถูกต้อง ±1% ของการอ่านค่า การสอบเทียบ TDS ขึ้นอยู่กับการสอบเทียบ EC ช่วงการวัดความต้านทาน 0 – 999999 Ω•cm; 0 – 1000.0 kΩ•cm; 0 – 1.0000 MΩ•cm ความละเอียด ขึ้นอยู่กับการอ่านค่าความต้านทาน การสอบเทียบความต้านทาน ขึ้นอยู่กับการสอบเทียบ EC ช่วงการวัดความเค็ม 0.00 to 70.00 PSU ความละเอียด 0.01 PSU ความถูกต้อง ±2% ของการอ่านค่า การสอบเทียบความเค็ม ขึ้นอยู่กับการสอบเทียบ EC ช่วงการวัดน้ำทะเล 0.0 – 50.0 σt, σ₀, σ₁₅ ความละเอียด 0.1 σt, σ₀, σ₁₅ ความถูกต้อง ±1 σt, σ₀, σ₁₅ การสอยเทียบน้ำทะเล ขึ้นอยู่กับการสอบเทียบ EC ช่วงการวัด DO 0.0 – 500.0%; 0.00 – 50.00 ppm (mg/L) ความละเอียด 0.1%; 0.01 ppm (mg/L) ความถูกต้อง 0.0 to 300.0% ความอิ่มตัวออกซิเจน: ±1.5% ของการอ่านค่า, 0.00 to 30.00 ppm (mg/L): ±1.5% ของการอ่านค่า , 30.00 ppm (mg/L) – 50.00 ppm (mg/L): ±3% ของการอ่านค่า, 300.0 to 500.0% ความอิ่มตัวออกซิเจน: ±3% ของการอ่านค่า การสอบเทียบ DO แบบอัตโนมัติ 1 หรือ 2 จุด ที่ค่า 0 and 100% หรือ 1 จุดโดยผู้ใช้งาน ช่วงการวัดความดันบรรยากาศ 450 – 850 mm Hg; 17.72 – 33.46 in Hg; 600.0 – 1133.2 mbar; 8.702 – 16.436 psi; 0.5921 – 1.1184 atm; 60.00 – 113.32 kPa ความละเอียด 0.1 mm Hg; 0.01 in Hg; 0.1 mbar; 0.001 psi; 0.0001 atm; 0.01 kPa ความถูกต้อง ±3 mm Hg within ±15°C จากอุณหภูมิในระหว่างการสอบเทียบ การสอบเทียบความดันบรรยากาศ แบบอัตโนมัติ 1 จุด โดยผู้ใช้งาน ช่วงการวัดอุณหภูมิ -5.00 – 55.00 °C, 23.00 – 131.00 °F, 268.15 – 328.15 K ความละเอียด 0.01 K, 0.01 °C, 0.01 °F ความถูกต้อง ±0.15 °C; ±0.27 °F; ±0.15 K การสอบเทียบอุณหภูมิ แบบอัตโนมัติ 1 จุด โดยผู้ใช้งาน การชดเชยอุณหภูมิ แบบอัตโนมัติ 1 ในช่วง -5 – 55 °C การบันทึกข้อมูล 45,000 ข้อมูล การบันทึกข้อมูลแบบต่อเนื่อง 1 วินาที – 3 ชั่วโมง การเชื่อมต่อ PC USB to PC ผ่านโปรแกรม HI9298194 ของบริษัท แบตเตอรี่ แบตเตอรี่ 1.5V AA จำนวน 4 ก้อน / ประมาณ 360 ชั่วโมงแบบต่อเนื่องโดยไม่ได้ใช้งานในโหมด backlight (50 ชั่วโมงโดยใช้งานในโหมด backlight) สภาวะที่เหมาะสม 0 – 50°C (32 to 122°F); ความชื้นสัมพัทธ์ 100% (IP67) ขนาด 185 x 93 x 35.2 มม. น้ำหนัก 400 กรัม อุปกรณ์ในชุด HI98194 is supplied with HI7698194 probe, HI7698194-1 pH/ORP sensor, HI7698194-3 EC sensor, HI7698194-2 DO sensor, HI 76981942 Probe maintenance kit (HI 7042S DO electrolyte solution, DO membrane caps (5), O-rings for sensors (5), syringe with grease to lubricate the O-rings), HI9298194 Hanna PC software, HI920015 micro USB cable, 1.5V AA batteries (4), instruction manual, quick start guide, quality certificate, and rugged carrying case with custom thermoformed insert. | <div aria-labelledby="tab-title-description" class="woocommerce-Tabs-panel woocommerce-Tabs-panel--description panel entry-content active" id="tab-description" role="tabpanel"> <p><span style="color: #000000;"><strong><span style="font-size: 120%;">เครื่องวัดคุณภาพน้ำแบบหลายพารามิเตอร์ (pH/ORP/EC/TDS/Salinity/DO/Pressure/Temperature) รุ่น HI98194</span></strong></span></p> <p><span style="color: #000000;">HI98194 เครื่องมัลติพารามิเตอร์สำหรับวัดคุณภาพน้ำ แบบพกพาสะดวกและกันน้ำที่สามารถวัดคุณภาพน้ำที่แตกต่างกันได้สูงสุด 12 พารามิเตอร์ หัววัดแบบหลายเซ็นเซอร์ช่วยทำให้สามารถวัดได้หลายพารามิเตอร์ โดยพารามิเตอร์หลักคือ ความเป็นกรด-ด่าง, ความต่างศักย์ไฟฟ้า, การนำไฟฟ้า, ออกซิเจนละลายน้ำ และอุณหภูมิ หัววัดจะส่งข้อมูลการอ่านแบบดิจิตอลไปยังตัวเครื่อง ซึ่งสามารถแสดงและบันทึกข้อมูลได้</span></p> <div><span style="color: #000000;"><strong><span style="font-size: 120%;">คุณสมบัติหลัก</span></strong></span></div> <div></div> <div><span style="color: #000000;"><strong>– จอแสดงผล LCD</strong> – HI98194 จอแสดงผลแบบ LCD เรืองแสงพร้อมโหมดช่วยเหลือบนหน้าจอ และสามารถแสดงพารามิเตอร์ได้สูงสุด 12 พารามิเตอร์พร้อมกัน</span></div> <div></div> <div><span style="color: #000000;"><strong>– การป้องกันน้ำ</strong> – ตัวเครื่องรองรับมาตรฐาน IP67 และสามารถทนต่อการแช่ในน้ำที่ความลึก 1 เมตร ได้นานถึง 30 นาที สำหรับหัววัดมีระดับ IP68 สำหรับการแช่ในน้ำอย่างต่อเนื่อง</span></div> <div></div> <div><span style="color: #000000;"><strong>– หัววัดชนิดดิจิตอลแบบ Quick Connect</strong> – หัววัด (HI7698194) มีขั้วต่อแบบ Quick DIN</span></div> <div></div> <div><span style="color: #000000;"><strong>– เซ็นเซอร์ระบุพารามิเตอร์ตามสีที่แสดง</strong> – การเปลี่ยนเซ็นเซอร์ทำได้ง่าย และรวดเร็วด้วยขั้วต่อแบบสกรูที่เปลี่ยนได้ ซึ่งมีรหัสสีเพื่อให้ระบุพอร์ตเซ็นเซอร์ได้ง่ายยิ่งขึ้น</span></div> <div></div> <div><span style="color: #000000;"><strong>– การจดจำเซ็นเซอร์อัตโนมัติ </strong>– หัววัดและตัวเครื่องจะจดจำเซ็นเซอร์ที่เชื่อมต่ออยู่โดยอัตโนมัติ พอร์ตใดๆ ที่ไม่ได้ใช้บนหัววัดจะไม่มีการแสดงพารามิเตอร์นั้นๆ</span></div> <div></div> <div><span style="color: #000000;"><strong>– การชดเชยอุณหภูมิแบบอัตโนมัติ </strong>– เซ็นเซอร์อุณหภูมิภายในตัวช่วยให้สามารถชดเชยอุณหภูมิแบบอัตโนมัติของการวัดค่า pH / EC / DO ได้</span></div> <div></div> <div><span style="color: #000000;"><strong>– การชดเชยความดันบรรยากาศแบบอัตโนมัติ </strong>– ตัวเครื่องวัดมีบารอมิเตอร์ภายในตัวรองรับหน่วยการวัดที่ผู้ใช้เลือกได้ สำหรับการชดเชยความดันออกซิเจนที่ละลายน้ำ</span></div> <div></div> <div><span style="color: #000000;"><strong>– การสอบเทียบแบบมาตรฐาน หรือแบบรวดเร็ว</strong> – การสอบเทียบแบบรวดเร็วให้การสอบเทียบค่า pH ค่าความนำไฟฟ้า และค่าออกซิเจนละลายน้ำแบบจุดเดียว ซึ่งจะทำให้ผู้ใช้งานสะดวกมากยิ่งขึ้น โดยมีตัวเลือกการสอบเทียบ pH มาตรฐานสำหรับการสอบเทียบสูงสุด 3 จุดจากบัฟเฟอร์มาตรฐาน 5 จุด และบัฟเฟอร์แบบกำหนดเอง 1 จุด การสอบเทียบค่าการนำไฟฟ้าแบบ 1 จุด จากตัวเลือกมาตรฐาน 6 จุด หรือมาตรฐานแบบกำหนดเอง 1 จุด การสอบเทียบออกซิเจนละลายน้ำแบบ 1 จุด / 2 จุด หรือ 1 จุดที่กำหนดเองโดยผู้ใช้งาน</span></div> <div></div> <div><span style="color: #000000;"><strong>– โหมด GLP</strong> – ดูข้อมูลการสอบเทียบล่าสุดด้วยโหมด GLP ที่ให้ผู้ใช้สามารถดูข้อมูลการสอบเทียบได้เพียงสัมผัสปุ่มเดียว โดยจะแสดง วันที่ เวลา บัฟเฟอร์/มาตรฐานที่ใช้สำหรับการสอบเทียบ และความชัน</span></div> <div></div> <div><span style="color: #000000;"><strong>– การบันทึกข้อมูล</strong> – ช่วยให้ผู้ใช้สามารถบันทึกข้อมูลแบบต่อเนื่องสูงสุดถึง 45,000 ข้อมูล โดยมีช่วงเวลาการบันทึกตั้งแต่ 1 วินาทีถึง 3 ชั่วโมง</span></div> <div></div> <div><span style="color: #000000;"><strong>– ปุ่มกดที่ใช้งานง่าย</strong> – ปุ่มกดยางที่ติดตั้งมานั้นมีปุ่มเฉพาะสำหรับเปิด/ปิด ไฟ Backlight ลูกศรขึ้น/ลง วิธีใช้ และตัวอักษร/ตัวเลข ตัวเครื่องยังมีปุ่มซอฟท์คีย์เสมือนสองปุ่มที่จะนำทางผู้ใช้ผ่านการกำหนดค่าของแต่ละพารามิเตอร์ การตั้งค่าตัวเครื่อง และการบันทึกข้อมูล </span></div> <div></div> <div><span style="color: #000000;"><strong>– รหัสช่วยเหลือเฉพาะ</strong> – โหมดความช่วยเหลือผู้ใช้งานผ่านปุ่ม “HELP” แบบเฉพาะของฮานนา จะแสดงข้อความแนะนำ และคำแนะนำที่ชัดเจนจะปรากฏบนหน้าจอ เพื่อแนะนำผู้ใช้ได้อย่างรวดเร็วตลอดการตั้งค่าและการสอบเทียบ ข้อมูลวิธีใช้ต่างๆ</span></div> <div></div> <div><span style="color: #000000;"><strong>– การเชื่อมต่อคอมพิวเตอร์</strong> – ข้อมูลที่บันทึกไว้สามารถถ่ายโอนไปยัง PC ด้วยสายไมโคร USB (HI920015) ผ่านโปรแกรม HI9298194 โดยสามารถดาวน์โหลดฟรีได้จากเว็บไซต์ของบริษัท</span></div> <div></div> <div><span style="color: #000000;"><strong>– อายุการใช้งานแบตเตอรี่ยาวนาน</strong> – แสดงสัญลักษณ์ไอคอนแบตเตอรี่ เพื่อแสดงพลังงานระดับที่เหลืออยู่ โดยตัวเครื่องจะใช้แบตเตอรี่ AA 1.5V จำนวน 4 ก้อน ซึ่งให้อายุการใช้งานแบตเตอรี่สูงสุด 360 ชั่วโมง</span></div> <div></div> <div><span style="color: #000000;"><strong>– กระเป๋าพกพาแบบสะดวก</strong> – ตัวเครื่อง รุ่น HI98194, หัววัด และอุปกรณ์เสริมทั้งหมดมาในกระเป๋าพกพาที่ทนทาน ซึ่งออกแบบมาเพื่อให้ใช้งานได้นานหลายปี </span></div> <div></div> <div><span style="color: #000000;"><strong><span style="font-size: 120%;">คุณสมบัติบนหน้าจอ</span></strong></span></div> <div></div> <div><span style="color: #000000;"><strong>หน้าจอการตั้งค่า – </strong>การตั้งค่าทั่วไป เช่น เวลา วันที่ หน่วยอุณหภูมิ และภาษา ฯลฯ</span></div> <div></div> <div><span style="color: #000000;"><strong>การสอบเทียบอย่างรวดเร็ว – </strong>คุณลักษณะการสอบเทียบอย่างรวดเร็วช่วยให้สามารถสอบเทียบค่า pH / EC / DO ได้ในจุดเดียวด้วยขั้นตอนง่ายๆ เพียงไม่กี่ขั้นตอน</span></div> <div></div> <div><span style="font-size: 120%; color: #000000;"><strong>หัววัด</strong></span><br/> <span style="font-size: 120%; color: #000000;"><strong>รายละเอียดหัววัด</strong></span><br/> <span style="color: #000000;">HI7698194 เป็นหัววัด pH/EC/DO/อุณหภูมิ แบบหลายพารามิเตอร์ สำหรับใช้กับตัวเครื่องแบบพกพาสะดวก</span></div> <div><span style="color: #000000;">HI98194 มีการเชื่อมต่อที่รวดเร็ว ซึ่งทำให้สามารถเชื่อมต่อกับตัวเครื่องได้ง่าย ตัวเครืองและหัววัดจะรับรู้เซ็นเซอร์แบบอัตโนมัติเมื่อเชื่อมต่อพอร์ตใดๆ การเปลี่ยนเซ็นเซอร์ทำได้ง่ายและรวดเร็วด้วยขั้วต่อชนิดสกรูที่ถอดเปลี่ยนได้ ซึ่งสามารถสังเกตได้จากแถบสีที่ระบุที่ตัวเซ็นเซอร์ หัววัดมีสายยาวหลายขนาด ความยาว 4 เมตร 10 เมตร 20 เมตร และ 40 เมตร การออกแบบที่ทนทานและกันน้ำทำให้เหมาะสำหรับการใช้งานแบบภาคสนาม</span></div> <h3 class="spec-header"><span style="font-size: 110%; color: #000000;"><strong>คู่มือการใช้งาน : <a href="https://hanna-worldwide.com/mwdownloads/download/link/id/27">Download</a></strong></span></h3> <p>สเปคของตัวเครื่อง</p> <table class="data-table" id="product-attribute-specs-table-1" style="height: 2108px;" width="1037"> <colgroup> <col width="25%"/> <col/></colgroup> <tbody> <tr class="first odd"> <th class="label" style="text-align: left;"><span style="color: #000000; font-size: 110%;"><strong>ช่วงการวัด pH</strong></span></th> <td class="data last" style="text-align: left;"><span style="font-size: 110%; color: #000000;">0.00 – 14.00 pH</span></td> </tr> <tr class="even"> <th class="label" style="text-align: left;"><span style="color: #000000; font-size: 110%;"><strong>ความละเอียด</strong></span></th> <td class="data last" style="text-align: left;"><span style="font-size: 110%; color: #000000;">0.01 pH</span></td> </tr> <tr class="odd"> <th class="label" style="text-align: left;"><span style="color: #000000; font-size: 110%;"><strong>ความถูกต้อง</strong></span></th> <td class="data last"><span style="font-size: 110%; color: #000000;">±0.02 pH</span></td> </tr> <tr class="even"> <th class="label" style="text-align: left;"><span style="color: #000000; font-size: 110%;"><strong>การสอบเทียบ pH</strong></span></th> <td class="data last" style="text-align: left;"><span style="font-size: 110%; color: #000000;">แบบอัตโนมัติ 1 จุด 2 จุด และ 3 จุด จาก 5 จุด สารละลายมาตรฐาน (pH 4.01, 6.86, 7.01, 9.18, 10.01) หรือ 1 จุดโดยผู้ใช้งาน</span></td> </tr> <tr class="odd"> <th class="label" style="text-align: left;"><span style="color: #000000; font-size: 110%;"><strong>ช่วงการวัด mV</strong></span></th> <td class="data last"><span style="font-size: 110%; color: #000000;">±600.0 mV</span></td> </tr> <tr class="even"> <th class="label" style="text-align: left;"><span style="color: #000000; font-size: 110%;"><strong>ความละเอียด</strong></span></th> <td class="data last" style="text-align: left;"><span style="font-size: 110%; color: #000000;">0.1 mV</span></td> </tr> <tr class="odd"> <th class="label" style="text-align: left;"><span style="color: #000000; font-size: 110%;"><strong>ความถูกต้อง</strong></span></th> <td class="data last"><span style="font-size: 110%; color: #000000;">±0.5 mV</span></td> </tr> <tr class="even"> <th class="label" style="text-align: left;"><span style="color: #000000; font-size: 110%;"><strong>ช่วงการวัด ORP</strong></span></th> <td class="data last" style="text-align: left;"><span style="font-size: 110%; color: #000000;">±2000.0 mV</span></td> </tr> <tr class="odd"> <th class="label" style="text-align: left;"><span style="color: #000000; font-size: 110%;"><strong>ความละเอียด</strong></span></th> <td class="data last"><span style="font-size: 110%; color: #000000;">0.1 mV</span></td> </tr> <tr class="even"> <th class="label" style="text-align: left;"><span style="color: #000000; font-size: 110%;"><strong>ความถูกต้อง</strong></span></th> <td class="data last" style="text-align: left;"><span style="font-size: 110%; color: #000000;">±1.0 mV</span></td> </tr> <tr class="odd"> <th class="label" style="text-align: left;"><span style="color: #000000; font-size: 110%;"><strong>การสอบเทียบ ORP</strong></span></th> <td class="data last"><span style="font-size: 110%; color: #000000;">แบบอัตโนมัติ 1 จุดโดยผู้ใช้งาน </span></td> </tr> <tr class="even"> <th class="label" style="text-align: left;"><span style="color: #000000; font-size: 110%;"><strong>ช่วงการวัด EC</strong></span></th> <td class="data last" style="text-align: left;"><span style="font-size: 110%; color: #000000;">0 to 9999 µS/cm; 0.000 to 200.0 mS/cm (ค่าที่อ่านได้จริงเมื่อชดเชยอุณหภูมิ 400.0 mS/cm)</span></td> </tr> <tr class="odd"> <th class="label" style="text-align: left;"><span style="color: #000000; font-size: 110%;"><strong>ความละเอียด</strong></span></th> <td class="data last"><span style="font-size: 110%; color: #000000;">ช่วงการวัดแบบอัตโนมัติ 1 µS/cm ในช่วง 0 – 9999 µS/cm; 0.01 mS/cm ในช่วง 10.00 – 99.99 mS/cm; 0.1 mS/cm ในช่วง 100.0 – 400.0 mS/cm;<br/> ช่วงการวัดแบบอัตโนมัติ (fixed mS/cm): 0.001 mS/cm ในช่วง 0.000 – 9.999 mS/cm; 0.01 ในช่วง 100.0 – 400.0 mS/cm ; แบบ manual: 1 µS/cm; 0.001 mS/cm; 0.01</span></td> </tr> <tr class="even"> <th class="label" style="text-align: left;"><span style="color: #000000; font-size: 110%;"><strong>ความถูกต้อง</strong></span></th> <td class="data last" style="text-align: left;"><span style="font-size: 110%; color: #000000;">±1% ของการอ่านค่า</span></td> </tr> <tr class="odd"> <th class="label" style="text-align: left;"><span style="color: #000000; font-size: 110%;">การสอบเทียบ EC</span></th> <td class="data last"><span style="font-size: 110%; color: #000000;">แบบอัตโนมัติ 1 จุด จาก 6 จุด สารละลายมาตรฐาน (84 µS/cm, 1413 µS/cm, 5.00 mS/cm, 12.88 mS/cm, 80.0 mS/cm, 111.8 mS/cm) หรือโดยผู้ใช้งาน</span></td> </tr> <tr class="even"> <th class="label" style="text-align: left;"><span style="color: #000000; font-size: 110%;"><strong>ช่วงการวัด TDS</strong></span></th> <td class="data last" style="text-align: left;"><span style="font-size: 110%; color: #000000;">0 – 9999 ppm (mg/L); 0.000 – 400.0 ppt (g/L)</span></td> </tr> <tr class="odd"> <th class="label" style="text-align: left;"><span style="color: #000000; font-size: 110%;"><strong>ความละเอียด</strong></span></th> <td class="data last"><span style="font-size: 110%; color: #000000;">แบบ manual: 1 ppm (mg/L); 0.001 ppt (g/L); 0.01 ppt (g/L); 0.1 ppt (g/L); 1 ppt (g/L);<br/> ช่วงการวัดแบบอัตโนมัติ : 1 ppm (mg/L) from 0 to 9999 ppm (mg/L); 0.01 ppt (g/L) from 10.00 to 99.99 ppt (g/L); 0.1 ppt (g/L) from 100.0 to 400.0 ppt (g/L); auto-ranging (fixed ppt):</span></td> </tr> <tr class="even"> <th class="label" style="text-align: left;"><span style="color: #000000; font-size: 110%;"><strong>ความถูกต้อง</strong></span></th> <td class="data last" style="text-align: left;"><span style="font-size: 110%; color: #000000;">±1% ของการอ่านค่า</span></td> </tr> <tr class="odd"> <th class="label" style="text-align: left;"><span style="color: #000000; font-size: 110%;"><strong>การสอบเทียบ TDS</strong></span></th> <td class="data last"><span style="font-size: 110%; color: #000000;">ขึ้นอยู่กับการสอบเทียบ EC</span></td> </tr> <tr class="even"> <th class="label" style="text-align: left;"><span style="color: #000000; font-size: 110%;"><strong>ช่วงการวัดความต้านทาน</strong></span></th> <td class="data last" style="text-align: left;"><span style="font-size: 110%; color: #000000;">0 – 999999 Ω•cm; 0 – 1000.0 kΩ•cm; 0 – 1.0000 MΩ•cm</span></td> </tr> <tr class="odd"> <th class="label" style="text-align: left;"><span style="color: #000000; font-size: 110%;"><strong>ความละเอียด</strong></span></th> <td class="data last"><span style="font-size: 110%; color: #000000;">ขึ้นอยู่กับการอ่านค่าความต้านทาน</span></td> </tr> <tr class="even"> <th class="label" style="text-align: left;"><span style="color: #000000; font-size: 110%;"><strong>การสอบเทียบความต้านทาน</strong></span></th> <td class="data last" style="text-align: left;"><span style="font-size: 110%; color: #000000;">ขึ้นอยู่กับการสอบเทียบ EC</span></td> </tr> <tr class="odd"> <th class="label" style="text-align: left;"><span style="color: #000000; font-size: 110%;"><strong>ช่วงการวัดความเค็ม</strong></span></th> <td class="data last"><span style="font-size: 110%; color: #000000;">0.00 to 70.00 PSU</span></td> </tr> <tr class="even"> <th class="label" style="text-align: left;"><span style="color: #000000; font-size: 110%;"><strong>ความละเอียด</strong></span></th> <td class="data last" style="text-align: left;"><span style="font-size: 110%; color: #000000;">0.01 PSU</span></td> </tr> <tr class="odd"> <th class="label" style="text-align: left;"><span style="color: #000000; font-size: 110%;"><strong>ความถูกต้อง</strong></span></th> <td class="data last"><span style="font-size: 110%; color: #000000;">±2% ของการอ่านค่า</span></td> </tr> <tr class="even"> <th class="label" style="text-align: left;"><span style="color: #000000; font-size: 110%;"><strong>การสอบเทียบความเค็ม</strong></span></th> <td class="data last" style="text-align: left;"><span style="font-size: 110%; color: #000000;">ขึ้นอยู่กับการสอบเทียบ EC</span></td> </tr> <tr class="odd"> <th class="label" style="text-align: left;"><span style="color: #000000; font-size: 110%;"><strong>ช่วงการวัดน้ำทะเล</strong></span></th> <td class="data last"><span style="font-size: 110%; color: #000000;">0.0 – 50.0 σt, σ₀, σ₁₅</span></td> </tr> <tr class="even"> <th class="label" style="text-align: left;"><span style="color: #000000; font-size: 110%;"><strong>ความละเอียด</strong></span></th> <td class="data last" style="text-align: left;"><span style="font-size: 110%; color: #000000;">0.1 σt, σ₀, σ₁₅</span></td> </tr> <tr class="odd"> <th class="label" style="text-align: left;"><span style="color: #000000; font-size: 110%;"><strong>ความถูกต้อง</strong></span></th> <td class="data last"><span style="font-size: 110%; color: #000000;">±1 σt, σ₀, σ₁₅</span></td> </tr> <tr class="even"> <th class="label" style="text-align: left;"><span style="color: #000000; font-size: 110%;"><strong>การสอยเทียบ</strong><strong>น้ำทะเล</strong></span></th> <td class="data last" style="text-align: left;"><span style="font-size: 110%; color: #000000;">ขึ้นอยู่กับการสอบเทียบ EC</span></td> </tr> <tr class="odd"> <th class="label" style="text-align: left;"><span style="color: #000000; font-size: 110%;"><strong>ช่วงการวัด DO</strong></span></th> <td class="data last"><span style="font-size: 110%; color: #000000;">0.0 – 500.0%; 0.00 – 50.00 ppm (mg/L)</span></td> </tr> <tr class="even"> <th class="label" style="text-align: left;"><span style="color: #000000; font-size: 110%;"><strong>ความละเอียด</strong></span></th> <td class="data last" style="text-align: left;"><span style="font-size: 110%; color: #000000;">0.1%; 0.01 ppm (mg/L)</span></td> </tr> <tr class="odd"> <th class="label" style="text-align: left;"><span style="color: #000000; font-size: 110%;"><strong>ความถูกต้อง</strong></span></th> <td class="data last"><span style="font-size: 110%; color: #000000;">0.0 to 300.0% ความอิ่มตัวออกซิเจน: ±1.5% ของการอ่านค่า, 0.00 to 30.00 ppm (mg/L): ±1.5% ของการอ่านค่า , 30.00 ppm (mg/L) – 50.00 ppm (mg/L): ±3% ของการอ่านค่า, 300.0 to 500.0% ความอิ่มตัวออกซิเจน: ±3% ของการอ่านค่า</span></td> </tr> <tr class="even"> <th class="label" style="text-align: left;"><span style="color: #000000; font-size: 110%;"><strong>การสอบเทียบ DO</strong></span></th> <td class="data last" style="text-align: left;"><span style="font-size: 110%; color: #000000;">แบบอัตโนมัติ 1 หรือ 2 จุด ที่ค่า 0 and 100% หรือ 1 จุดโดยผู้ใช้งาน</span></td> </tr> <tr class="odd"> <th class="label" style="text-align: left;"><span style="color: #000000; font-size: 110%;"><strong>ช่วงการวัดความดันบรรยากาศ</strong></span></th> <td class="data last"><span style="font-size: 110%; color: #000000;">450 – 850 mm Hg; 17.72 – 33.46 in Hg; 600.0 – 1133.2 mbar; 8.702 – 16.436 psi; 0.5921 – 1.1184 atm; 60.00 – 113.32 kPa</span></td> </tr> <tr class="even"> <th class="label" style="text-align: left;"><span style="color: #000000; font-size: 110%;"><strong>ความละเอียด</strong></span></th> <td class="data last" style="text-align: left;"><span style="font-size: 110%; color: #000000;">0.1 mm Hg; 0.01 in Hg; 0.1 mbar; 0.001 psi; 0.0001 atm; 0.01 kPa</span></td> </tr> <tr class="odd"> <th class="label" style="text-align: left;"><span style="color: #000000; font-size: 110%;"><strong>ความถูกต้อง</strong></span></th> <td class="data last"><span style="font-size: 110%; color: #000000;">±3 mm Hg within ±15°C จากอุณหภูมิในระหว่างการสอบเทียบ</span></td> </tr> <tr class="even"> <th class="label" style="text-align: left;"><span style="color: #000000; font-size: 110%;"><strong>การสอบเทียบความดันบรรยากาศ</strong></span></th> <td class="data last" style="text-align: left;"><span style="font-size: 110%; color: #000000;">แบบอัตโนมัติ 1 จุด โดยผู้ใช้งาน</span></td> </tr> <tr class="odd"> <th class="label" style="text-align: left;"><span style="color: #000000; font-size: 110%;"><strong>ช่วงการวัด</strong><strong>อุณหภูมิ</strong></span></th> <td class="data last"><span style="font-size: 110%; color: #000000;">-5.00 – 55.00 °C, 23.00 – 131.00 °F, 268.15 – 328.15 K</span></td> </tr> <tr class="even"> <th class="label" style="text-align: left;"><span style="color: #000000; font-size: 110%;"><strong>ความละเอียด</strong></span></th> <td class="data last" style="text-align: left;"><span style="font-size: 110%; color: #000000;">0.01 K, 0.01 °C, 0.01 °F</span></td> </tr> <tr class="odd"> <th class="label" style="text-align: left;"><span style="color: #000000; font-size: 110%;"><strong>ความถูกต้อง</strong></span></th> <td class="data last"><span style="font-size: 110%; color: #000000;">±0.15 °C; ±0.27 °F; ±0.15 K</span></td> </tr> <tr class="even"> <th class="label" style="text-align: left;"><span style="color: #000000; font-size: 110%;"><strong>การสอบเทียบ</strong><strong>อุณหภูมิ</strong></span></th> <td class="data last" style="text-align: left;"><span style="font-size: 110%; color: #000000;">แบบอัตโนมัติ 1 จุด โดยผู้ใช้งาน</span></td> </tr> <tr class="odd"> <th class="label" style="text-align: left;"><span style="color: #000000; font-size: 110%;"><strong>การชดเชยอุณหภูมิ</strong></span></th> <td class="data last"><span style="font-size: 110%; color: #000000;">แบบอัตโนมัติ 1 ในช่วง -5 – 55 °C </span></td> </tr> <tr class="even"> <th class="label" style="text-align: left;"><span style="color: #000000; font-size: 110%;"><strong>การบันทึกข้อมูล</strong></span></th> <td class="data last" style="text-align: left;"><span style="font-size: 110%; color: #000000;">45,000 ข้อมูล </span></td> </tr> <tr class="odd"> <th class="label" style="text-align: left;"><span style="color: #000000; font-size: 110%;">การบันทึกข้อมูลแบบต่อเนื่อง</span></th> <td class="data last"><span style="font-size: 110%; color: #000000;">1 วินาที – 3 ชั่วโมง</span></td> </tr> <tr class="even"> <th class="label" style="text-align: left;"><span style="color: #000000; font-size: 110%;"><strong>การเชื่อมต่อ PC</strong></span></th> <td class="data last" style="text-align: left;"><span style="font-size: 110%; color: #000000;">USB to PC ผ่านโปรแกรม HI9298194 ของบริษัท</span></td> </tr> <tr class="odd"> <th class="label" style="text-align: left;"><span style="color: #000000; font-size: 110%;"><strong>แบตเตอรี่</strong></span></th> <td class="data last"><span style="font-size: 110%; color: #000000;">แบตเตอรี่ 1.5V AA จำนวน 4 ก้อน / ประมาณ 360 ชั่วโมงแบบต่อเนื่องโดยไม่ได้ใช้งานในโหมด backlight (50 ชั่วโมงโดยใช้งานในโหมด backlight)</span></td> </tr> <tr class="even"> <th class="label" style="text-align: left;"><span style="color: #000000; font-size: 110%;"><strong>สภาวะที่เหมาะสม</strong></span></th> <td class="data last" style="text-align: left;"><span style="color: #000000; font-size: 110%;">0 – 50°C (32 to 122°F); ความชื้นสัมพัทธ์ 100% (IP67)</span></td> </tr> <tr class="odd"> <th class="label" style="text-align: left;"><span style="color: #000000; font-size: 110%;"><strong>ขนาด</strong></span></th> <td class="data last"><span style="color: #000000; font-size: 110%;">185 x 93 x 35.2 มม. </span></td> </tr> <tr class="even"> <th class="label" style="text-align: left;"><span style="color: #000000; font-size: 110%;">น้ำหนัก</span></th> <td class="data last"><span style="color: #000000; font-size: 110%;">400 กรัม</span></td> </tr> <tr class="last odd"> <th class="label" style="text-align: left;"><span style="color: #000000; font-size: 110%;"><strong>อุปกรณ์ในชุด</strong></span></th> <td class="data last" style="text-align: left;"><span style="font-size: 110%; color: #000000;">HI98194 is supplied with HI7698194 probe, HI7698194-1 pH/ORP sensor, HI7698194-3 EC sensor, HI7698194-2 DO sensor, HI 76981942 Probe maintenance kit (HI 7042S DO electrolyte solution, DO membrane caps (5), O-rings for sensors (5), syringe with grease to lubricate the O-rings), HI9298194 Hanna PC software, HI920015 micro USB cable, 1.5V AA batteries (4), instruction manual, quick start guide, quality certificate, and rugged carrying case with custom thermoformed insert.</span></td> </tr> </tbody> </table> </div> | ไม่มี | ไม่มี | https://www.hannathailand.com/wp-content/uploads/2022/06/hi98194.jpg | น้ำยามาตรฐานสำหรับค่าโซเดียม , เครื่องวัดปริมาณคลอรีนรวม รุ่น HI711 , เครื่องวัดปริมาณนิกเกิล ช่วงสูง รุ่น HI726 , เครื่องควบคุมค่าความนำไฟฟ้า , เครื่องวัดปริมาณฟอสฟอรัส ช่วงสูง รุ่น HI706 , เครื่องวัดปริมาณฟอสเฟต ช่วงต่ำ รุ่น HI713 , เซ็นเซอร์วัดออกซิเจนในน้ำสำหรับ HI9829 มัลติพารามิเตอร์ , เครื่องวัดสีในน้ำตัวอย่าง HI727 | <a class="woocommerce-LoopProduct-link woocommerce-loop-product__link" href="https://www.hannathailand.com/product/hi7090l/">น้ำยามาตรฐานสำหรับค่าโซเดียม</a> , <a class="woocommerce-LoopProduct-link woocommerce-loop-product__link" href="https://www.hannathailand.com/product/hi711-checker-hc-total-chlorine/">เครื่องวัดปริมาณคลอรีนรวม รุ่น HI711</a> , <a class="woocommerce-LoopProduct-link woocommerce-loop-product__link" href="https://www.hannathailand.com/product/hi726-checker-hc-nickel-hr/">เครื่องวัดปริมาณนิกเกิล ช่วงสูง รุ่น HI726</a> , <a class="woocommerce-LoopProduct-link woocommerce-loop-product__link" href="https://www.hannathailand.com/product/hi8931cn/">เครื่องควบคุมค่าความนำไฟฟ้า</a> , <a class="woocommerce-LoopProduct-link woocommerce-loop-product__link" href="https://www.hannathailand.com/product/hi706-checker-hc-phosphorous-hr/">เครื่องวัดปริมาณฟอสฟอรัส ช่วงสูง รุ่น HI706</a> , <a class="woocommerce-LoopProduct-link woocommerce-loop-product__link" href="https://www.hannathailand.com/product/hi713-checker-hc-phosphate-lr/">เครื่องวัดปริมาณฟอสเฟต ช่วงต่ำ รุ่น HI713</a> , <a class="woocommerce-LoopProduct-link woocommerce-loop-product__link" href="https://www.hannathailand.com/product/hi7609829-2/">เซ็นเซอร์วัดออกซิเจนในน้ำสำหรับ HI9829 มัลติพารามิเตอร์</a> , <a class="woocommerce-LoopProduct-link woocommerce-loop-product__link" href="https://www.hannathailand.com/product/hi727-checker-hc-color-of-water/">เครื่องวัดสีในน้ำตัวอย่าง HI727</a> | https://www.hannathailand.com/wp-content/uploads/2022/06/hi98194-600x600.jpg , https://www.hannathailand.com/wp-content/uploads/2021/12/hi98194quickcalibration-500x500.jpg , https://www.hannathailand.com/wp-content/uploads/2021/12/hi98194_incase-500x500.jpg , https://www.hannathailand.com/wp-content/uploads/2021/07/12-500x500.jpg , https://www.hannathailand.com/wp-content/uploads/2022/06/hi711_lg-600x600.jpg , https://www.hannathailand.com/wp-content/uploads/2022/06/miniphotometerfurnickelhoch841_11-600x600.jpg , https://www.hannathailand.com/wp-content/uploads/2021/07/2-500x500.jpg , https://www.hannathailand.com/wp-content/uploads/2022/06/hi706_400-600x600.jpg , https://www.hannathailand.com/wp-content/uploads/2022/06/hi713_lg51caffcdce23e-600x600.jpg , https://www.hannathailand.com/wp-content/uploads/2021/07/5-500x500.jpg , https://www.hannathailand.com/wp-content/uploads/2022/06/miniphotometerfurfarbe843_11-600x600.jpg
40 | เครื่องวัดคุณภาพน้ำแบบหลายพารามิเตอร์ รุ่น HI98195 (pH/ORP/EC/Pressure/Temperature) | Multiparameter Portable HI9819X , สินค้าทั้งหมด , เครื่องวัดการนำไฟฟ้า/ของแข็งละลายในน้ำ , เครื่องวัดความเป็นกรด-ด่าง/โออาร์พี , เครื่องวัดคุณภาพน้ำแบบหลายพารามิเตอร์ , แบบภาคสนาม , แบบภาคสนาม , แบบภาคสนาม | https://www.hannathailand.com/product-category/ph-multimeter/multimeter-fieldwork/ | https://www.hannathailand.com/product/multiparameter-phorpecpressuretemperature-waterproof-meter/ | HI98195 | 63,130.00 |  | <div aria-labelledby="tab-title-additional_information" class="woocommerce-Tabs-panel woocommerce-Tabs-panel--additional_information panel entry-content" id="tab-additional_information" role="tabpanel"> </div> | เครื่องวัด pH และเครื่องวัด ORP Meter และ EC TDS Salinity Resistivity และ Atmospheric Pressure รุ่น HI98195 เป็นเครื่องวัดคุณภาพน้ำ แบบ Multiparameter แบบพกพากันน้ำได้ตามมาตรฐาน IP68 ซึ่งสามารถตรวจสอบพารามิเตอร์คุณภาพน้ำได้ถึง 7 แบบ ฟังก์ชั่น GLP Data บันทึกข้อมูลการสอบเทียบ รวมถึงวัดและเวลา ฟังก์ชั่น Data Logging The HI98195 is a waterproof portable logging multiparameter meter that monitors up to 10 different water quality parameters including 5 measured and 5 calculated. The microprocessor based multi-sensor probe allows for the measurement of key parameters including pH, ORP, conductivity, and temperature. The probe transmits readings digitally to the meter, where data points can be displayed and logged. The complete system is simple to setup and easy to use. The HI98195 is supplied with all necessary accessories and packaged in a durable carrying case. Multi-Parameter Display Multi-sensor Probe USB Connection The HI98195 is a waterproof portable logging multiparameter meter that monitors up to 9 different water quality parameters. It’s multi-sensor probe allows for the measurement of key parameters including pH, ORP, conductivity, and temperature. The probe transmits readings digitally to the meter, where data points can be displayed and logged. The complete system is simple to setup and easy to use. Features at-a-glance Backlit Graphic LCD Display – The HI98195 features a backlit graphic LCD with on-screen help and the capability to display up to nine parameters simultaneously. The graphic display allows for the use of virtual keys to provide for an intuitive user interface. Waterproof Protection – The meter is enclosed in an IP67 rated waterproof casing and can withstand immersion in water at a depth of 1 m for up to 30 minutes. The probe features an IP68 rating for continuous immersion in water. Quick Connect Digital Probe – The HI7698195 probe features a Quick Connect DIN connector that makes a waterproof connection with the meter. Color Coded, Field Replaceable Sensors – Sensor replacement is quick and easy with field replaceable, screw type connectors that are color coded for easy sensor port identification. Auto-sensor Recognition – The probe and meter automatically recognize the sensors that are connected. Any ports not used on the probe will not have the parameter displayed or be configurable. Automatic temperature compensation – Integrated temperature sensor allows for automatic temperature compensation of pH and conductivity measurements. Standard or Quick Calibration – Quick Calibration provides a speedy, single point calibration for pH and conductivity. Standard pH calibration options are available for calibrating up to three points from a selection of five standard buffers and one custom buffer. Conductivity calibration is a single point from six standard selections or one custom standard. GLP Data – HI98195 includes a GLP feature thatallows users to view calibration data and calibration expiration information at the touch of a key. Calibration data includes date, time, buffers/standards used for calibration, and slope characteristics. Data Logging – The HI98195 allows users to store up to 45,000 continuous or log-on-demand samples with logging intervals from one second to three hours. Intuitive Keypad – The fitted rubber keypad has dedicated keys for power, backlight, up/down arrows, help and alphanumeric characters. The meter also features two virtual soft keys that navigate the user through the configuration of each parameter, meter setup, and logging of data. The interface is intuitive for any user’s level of experience. Dedicated Help Key – Contextual help is always available through a dedicated “HELP” key. Clear tutorial messages and directions are available on-screen to quickly and easily guide users through setup and calibration. The help information displayed is relative to the setting/option being viewed. PC Connectivity – Logged data can be transferred to a Window’s compatible PC with the included HI920015 micro USB cable and HI9298194 software. Long Battery Life – The display of the meter has a battery icon indicator to show the remaining power. The meter uses four 1.5V AA batteries that provide up to 360 hours of battery life. Rugged thermoformed carrying case – The HI98195 meter, probe, and all accessories are supplied in a rugged carrying case designed to provide years of use. The inside compartment of the carrying case is thermoformed to securely hold and protect all of the components. Specifications pH Range 0.00 to 14.00 pH pH Resolution 0.01 pH pH Accuracy ±0.02 pH pH Calibration automatic one, two, or three points with automatic recognition of five standard buffers (pH 4.01, 6.86, 7.01, 9.18, 10.01) or one custom buffer mV Range ±600.0 mV mV Resolution 0.1 mV mV Accuracy ±0.5 mV ORP Range ±2000.0 mV ORP Resolution 0.1 mV ORP Accuracy ±1.0 mV ORP Calibration automatic at one custom point (relative mV) EC Range 0 to 9999 µS/cm; 0.000 to 200.0 mS/cm (absolute EC up to 400.0 mS/cm) EC Resolution auto-ranging: 1 µS/cm from 0 to 9999 µS/cm; 0.01 mS/cm from 10.00 to 99.99 mS/cm; 0.1 mS/cm from 100.0 to 400.0 mS/cm; auto-ranging (fixed mS/cm): 0.001 mS/cm from 0.000 to 9.999 mS/cm; 0.01 from 100.0 to 400.0 mS/cm ; manual: 1 µS/cm; 0.001 mS/cm; 0.01 EC Accuracy ±1% of reading or ±1 µS/cm whichever is greater EC Calibration automatic single point, with six standard solutions (84 µS/cm, 1413 µS/cm, 5.00 mS/cm, 12.88 mS/cm, 80.0 mS/cm, 111.8 mS/cm) or custom point TDS Range 0 to 9999 ppm (mg/L); 0.000 to 400.0 ppt (g/L) (maximum value depends on TDS factor) TDS Resolution manual: 1 ppm (mg/L); 0.001 ppt (g/L); 0.01 ppt (g/L); 0.1 ppt (g/L); 1 ppt (g/L); auto-ranging: 1 ppm (mg/L) from 0 to 9999 ppm (mg/L); 0.01 ppt (g/L) from 10.00 to 99.99 ppt (g/L); 0.1 ppt (g/L) from 100.0 to 400.0 ppt (g/L); auto-ranging (fixed ppt): TDS Accuracy ±1% of reading or ±1 ppm (mg/L), whichever is greater TDS Calibration based on conductivity calibration Resistivity Range 0 to 999999 Ω•cm; 0 to 1000.0 kΩ•cm; 0 to 1.0000 MΩ•cm Resistivity Resolution dependent on resistivity reading Resistivity Calibration based on conductivity calibration Salinity Range 0.00 to 70.00 PSU Salinity Resolution 0.01 PSU Salinity Accuracy ±2% of reading or ±0.01 PSU whichever is greater Salinity Calibration based on conductivity calibration Seawater σ Range 0.0 to 50.0 σt, σ₀, σ₁₅ Seawater σ Resolution 0.1 σt, σ₀, σ₁₅ Seawater σ Accuracy ±1 σt, σ₀, σ₁₅ Seawater σ Calibration based on conductivity calibration Atmospheric Pressure Range 450 to 850 mm Hg; 17.72 to 33.46 in Hg; 600.0 to 1133.2 mbar; 8.702 to 16.436 psi; 0.5921 to 1.1184 atm; 60.00 to 113.32 kPa Atmospheric Pressure Resolution 0.1 mm Hg; 0.01 in Hg; 0.1 mbar; 0.001 psi; 0.0001 atm; 0.01 kPa Atmospheric Pressure Accuracy ±3 mm Hg within ±15°C from the temperature during calibration Atmospheric Pressure Calibration automatic at one custom point Temperature Range -5.00 to 55.00 °C, 23.00 to 131.00 °F, 268.15 to 328.15 K Temperature Resolution 0.01 K, 0.01 °C, 0.01 °F Temperature Accuracy ±0.15 °C; ±0.27 °F; ±0.15 K Temperature Calibration automatic at one custom point Temperature Compensation automatic from -5 to 55 °C (23 to 131 °F) Logging Memory 45,000 records (continuous logging or log-on-demand of all parameters) Logging Interval one second to three hours PC Connectivity USB to PC with HI9298194 Hanna software installed Battery Type/Life 1.5V AA batteries (4) / approximately 360 hours of continuous use without backlight (50 hours with backlight) Environment 0 to 50°C (32 to 122°F); RH 100% (IP67) Dimensions 185 x 93 x 35.2 mm (7.3 x 3.6 x 1.4”) Weight 400 g (14.2 oz.) Ordering Information HI98195 is supplied with HI7698195 probe, HI7698194-1 pH/ORP sensor, HI7698194-3 EC sensor, HI 76981952 Probe maintenance kit (O-rings for sensors (5), syringe with grease to lubricate the O-rings), HI9298194 Hanna PC software, HI920015 micro USB cable, 1.5V AA batteries (4), instruction manual, quick start guide, quality certificate, and rugged carrying case with custom thermoformed insert. | <div aria-labelledby="tab-title-description" class="woocommerce-Tabs-panel woocommerce-Tabs-panel--description panel entry-content active" id="tab-description" role="tabpanel"> <p>เครื่องวัด pH และเครื่องวัด ORP Meter และ EC TDS Salinity Resistivity และ Atmospheric Pressure รุ่น HI98195 เป็นเครื่องวัดคุณภาพน้ำ แบบ Multiparameter แบบพกพากันน้ำได้ตามมาตรฐาน IP68 ซึ่งสามารถตรวจสอบพารามิเตอร์คุณภาพน้ำได้ถึง 7 แบบ ฟังก์ชั่น GLP Data บันทึกข้อมูลการสอบเทียบ รวมถึงวัดและเวลา ฟังก์ชั่น Data Logging</p> <p>The HI98195 is a waterproof portable logging multiparameter meter that monitors up to 10 different water quality parameters including 5 measured and 5 calculated. The microprocessor based multi-sensor probe allows for the measurement of key parameters including pH, ORP, conductivity, and temperature. The probe transmits readings digitally to the meter, where data points can be displayed and logged. The complete system is simple to setup and easy to use. The HI98195 is supplied with all necessary accessories and packaged in a durable carrying case.</p> <h3>Multi-Parameter Display</h3> <p><img alt="Multi-Parameter Display" decoding="async" height="146" loading="lazy" src="http://hannainst.com/media/wysiwyg/products/portables/12parameter-display.png" title="12 parameter display" width="146"/></p> <h3>Multi-sensor Probe</h3> <p><img alt="Multi-function sensor" decoding="async" height="152" loading="lazy" src="http://hannainst.com/media/wysiwyg/products/portables/98195-probe.png" title="Multi-function sensor" width="152"/></p> <h3>USB Connection</h3> <p><img alt="micro USB" decoding="async" height="143" loading="lazy" src="http://hannainst.com/media/wysiwyg/products/portables/micro-USB.png" title="micro USB" width="143"/></p> <p><span id="docs-internal-guid-fb01987c-00ba-595b-d5b2-443869dada95">The HI98195 is a waterproof portable logging multiparameter meter that monitors up to 9 different water quality parameters. It’s multi-sensor probe allows for the measurement of key parameters including pH, ORP, conductivity, and temperature. The probe transmits readings digitally to the meter, where data points can be displayed and logged. The complete system is simple to setup and easy to use.</span></p> <h3 dir="ltr">Features at-a-glance</h3> <p dir="ltr"><strong>Backlit Graphic LCD Display </strong>– The HI98195 features a backlit graphic LCD with on-screen help and the capability to display up to nine parameters simultaneously. The graphic display allows for the use of virtual keys to provide for an intuitive user interface.</p> <p dir="ltr"><strong>Waterproof Protection </strong>– The meter is enclosed in an IP67 rated waterproof casing and can withstand immersion in water at a depth of 1 m for up to 30 minutes. The probe features an IP68 rating for continuous immersion in water.</p> <p dir="ltr"><strong>Quick Connect Digital Probe</strong> – The HI7698195 probe features a Quick Connect DIN connector that makes a waterproof connection with the meter.</p> <p dir="ltr"><strong>Color Coded, Field Replaceable Sensors</strong> – Sensor replacement is quick and easy with field replaceable, screw type connectors that are color coded for easy sensor port identification.</p> <p dir="ltr"><strong>Auto-sensor Recognition</strong> – The probe and meter automatically recognize the sensors that are connected. Any ports not used on the probe will not have the parameter displayed or be configurable.</p> <p dir="ltr"><strong>Automatic temperature compensation</strong> – Integrated temperature sensor allows for automatic temperature compensation of pH and conductivity measurements.</p> <p dir="ltr"><strong>Standard or Quick Calibration</strong> – Quick Calibration provides a speedy, single point calibration for pH and conductivity. Standard pH calibration options are available for calibrating up to three points from a selection of five standard buffers and one custom buffer. Conductivity calibration is a single point from six standard selections or one custom standard.</p> <p dir="ltr"><strong>GLP Data</strong> – HI98195 includes a GLP feature thatallows users to view calibration data and calibration expiration information at the touch of a key. Calibration data includes date, time, buffers/standards used for calibration, and slope characteristics.</p> <p dir="ltr"><strong>Data Logging</strong> – The HI98195 allows users to store up to 45,000 continuous or log-on-demand samples with logging intervals from one second to three hours.</p> <p dir="ltr"><strong>Intuitive Keypad</strong> – The fitted rubber keypad has dedicated keys for power, backlight, up/down arrows, help and alphanumeric characters. The meter also features two virtual soft keys that navigate the user through the configuration of each parameter, meter setup, and logging of data. The interface is intuitive for any user’s level of experience.</p> <p dir="ltr"><strong>Dedicated Help Key</strong> – Contextual help is always available through a dedicated “HELP” key. Clear tutorial messages and directions are available on-screen to quickly and easily guide users through setup and calibration. The help information displayed is relative to the setting/option being viewed.</p> <p dir="ltr"><strong>PC Connectivity</strong> – Logged data can be transferred to a Window’s compatible PC with the included HI920015 micro USB cable and HI9298194 software.</p> <p dir="ltr"><strong>Long Battery Life </strong>– The display of the meter has a battery icon indicator to show the remaining power. The meter uses four 1.5V AA batteries that provide up to 360 hours of battery life.</p> <p dir="ltr"><strong>Rugged thermoformed carrying case</strong> – The HI98195 meter, probe, and all accessories are supplied in a rugged carrying case designed to provide years of use. The inside compartment of the carrying case is thermoformed to securely hold and protect all of the components.</p> <h3 class="spec-header">Specifications</h3> <table class="data-table" id="product-attribute-specs-table-1"> <colgroup> <col width="25%"/> <col/></colgroup> <tbody> <tr class="first odd"> <th class="label">pH Range</th> <td class="data last">0.00 to 14.00 pH</td> </tr> <tr class="even"> <th class="label">pH Resolution</th> <td class="data last">0.01 pH</td> </tr> <tr class="odd"> <th class="label">pH Accuracy</th> <td class="data last">±0.02 pH</td> </tr> <tr class="even"> <th class="label">pH Calibration</th> <td class="data last">automatic one, two, or three points with automatic recognition of five standard buffers (pH 4.01, 6.86, 7.01, 9.18, 10.01) or one custom buffer</td> </tr> <tr class="odd"> <th class="label">mV Range</th> <td class="data last">±600.0 mV</td> </tr> <tr class="even"> <th class="label">mV Resolution</th> <td class="data last">0.1 mV</td> </tr> <tr class="odd"> <th class="label">mV Accuracy</th> <td class="data last">±0.5 mV</td> </tr> <tr class="even"> <th class="label">ORP Range</th> <td class="data last">±2000.0 mV</td> </tr> <tr class="odd"> <th class="label">ORP Resolution</th> <td class="data last">0.1 mV</td> </tr> <tr class="even"> <th class="label">ORP Accuracy</th> <td class="data last">±1.0 mV</td> </tr> <tr class="odd"> <th class="label">ORP Calibration</th> <td class="data last">automatic at one custom point (relative mV)</td> </tr> <tr class="even"> <th class="label">EC Range</th> <td class="data last">0 to 9999 µS/cm; 0.000 to 200.0 mS/cm (absolute EC up to 400.0 mS/cm)</td> </tr> <tr class="odd"> <th class="label">EC Resolution</th> <td class="data last">auto-ranging: 1 µS/cm from 0 to 9999 µS/cm; 0.01 mS/cm from 10.00 to 99.99 mS/cm; 0.1 mS/cm from 100.0 to 400.0 mS/cm; auto-ranging (fixed mS/cm): 0.001 mS/cm from 0.000 to 9.999 mS/cm; 0.01 from 100.0 to 400.0 mS/cm ; manual: 1 µS/cm; 0.001 mS/cm; 0.01</td> </tr> <tr class="even"> <th class="label">EC Accuracy</th> <td class="data last">±1% of reading or ±1 µS/cm whichever is greater</td> </tr> <tr class="odd"> <th class="label">EC Calibration</th> <td class="data last">automatic single point, with six standard solutions (84 µS/cm, 1413 µS/cm, 5.00 mS/cm, 12.88 mS/cm, 80.0 mS/cm, 111.8 mS/cm) or custom point</td> </tr> <tr class="even"> <th class="label">TDS Range</th> <td class="data last">0 to 9999 ppm (mg/L); 0.000 to 400.0 ppt (g/L) (maximum value depends on TDS factor)</td> </tr> <tr class="odd"> <th class="label">TDS Resolution</th> <td class="data last">manual: 1 ppm (mg/L); 0.001 ppt (g/L); 0.01 ppt (g/L); 0.1 ppt (g/L); 1 ppt (g/L); auto-ranging: 1 ppm (mg/L) from 0 to 9999 ppm (mg/L); 0.01 ppt (g/L) from 10.00 to 99.99 ppt (g/L); 0.1 ppt (g/L) from 100.0 to 400.0 ppt (g/L); auto-ranging (fixed ppt):</td> </tr> <tr class="even"> <th class="label">TDS Accuracy</th> <td class="data last">±1% of reading or ±1 ppm (mg/L), whichever is greater</td> </tr> <tr class="odd"> <th class="label">TDS Calibration</th> <td class="data last">based on conductivity calibration</td> </tr> <tr class="even"> <th class="label">Resistivity Range</th> <td class="data last">0 to 999999 Ω•cm; 0 to 1000.0 kΩ•cm; 0 to 1.0000 MΩ•cm</td> </tr> <tr class="odd"> <th class="label">Resistivity Resolution</th> <td class="data last">dependent on resistivity reading</td> </tr> <tr class="even"> <th class="label">Resistivity Calibration</th> <td class="data last">based on conductivity calibration</td> </tr> <tr class="odd"> <th class="label">Salinity Range</th> <td class="data last">0.00 to 70.00 PSU</td> </tr> <tr class="even"> <th class="label">Salinity Resolution</th> <td class="data last">0.01 PSU</td> </tr> <tr class="odd"> <th class="label">Salinity Accuracy</th> <td class="data last">±2% of reading or ±0.01 PSU whichever is greater</td> </tr> <tr class="even"> <th class="label">Salinity Calibration</th> <td class="data last">based on conductivity calibration</td> </tr> <tr class="odd"> <th class="label">Seawater σ Range</th> <td class="data last">0.0 to 50.0 σt, σ₀, σ₁₅</td> </tr> <tr class="even"> <th class="label">Seawater σ Resolution</th> <td class="data last">0.1 σt, σ₀, σ₁₅</td> </tr> <tr class="odd"> <th class="label">Seawater σ Accuracy</th> <td class="data last">±1 σt, σ₀, σ₁₅</td> </tr> <tr class="even"> <th class="label">Seawater σ Calibration</th> <td class="data last">based on conductivity calibration</td> </tr> <tr class="odd"> <th class="label">Atmospheric Pressure Range</th> <td class="data last">450 to 850 mm Hg; 17.72 to 33.46 in Hg; 600.0 to 1133.2 mbar; 8.702 to 16.436 psi; 0.5921 to 1.1184 atm; 60.00 to 113.32 kPa</td> </tr> <tr class="even"> <th class="label">Atmospheric Pressure Resolution</th> <td class="data last">0.1 mm Hg; 0.01 in Hg; 0.1 mbar; 0.001 psi; 0.0001 atm; 0.01 kPa</td> </tr> <tr class="odd"> <th class="label">Atmospheric Pressure Accuracy</th> <td class="data last">±3 mm Hg within ±15°C from the temperature during calibration</td> </tr> <tr class="even"> <th class="label">Atmospheric Pressure Calibration</th> <td class="data last">automatic at one custom point</td> </tr> <tr class="odd"> <th class="label">Temperature Range</th> <td class="data last">-5.00 to 55.00 °C, 23.00 to 131.00 °F, 268.15 to 328.15 K</td> </tr> <tr class="even"> <th class="label">Temperature Resolution</th> <td class="data last">0.01 K, 0.01 °C, 0.01 °F</td> </tr> <tr class="odd"> <th class="label">Temperature Accuracy</th> <td class="data last">±0.15 °C; ±0.27 °F; ±0.15 K</td> </tr> <tr class="even"> <th class="label">Temperature Calibration</th> <td class="data last">automatic at one custom point</td> </tr> <tr class="odd"> <th class="label">Temperature Compensation</th> <td class="data last">automatic from -5 to 55 °C (23 to 131 °F)</td> </tr> <tr class="even"> <th class="label">Logging Memory</th> <td class="data last">45,000 records (continuous logging or log-on-demand of all parameters)</td> </tr> <tr class="odd"> <th class="label">Logging Interval</th> <td class="data last">one second to three hours</td> </tr> <tr class="even"> <th class="label">PC Connectivity</th> <td class="data last">USB to PC with HI9298194 Hanna software installed</td> </tr> <tr class="odd"> <th class="label">Battery Type/Life</th> <td class="data last">1.5V AA batteries (4) / approximately 360 hours of continuous use without backlight (50 hours with backlight)</td> </tr> <tr class="even"> <th class="label">Environment</th> <td class="data last">0 to 50°C (32 to 122°F); RH 100% (IP67)</td> </tr> <tr class="odd"> <th class="label">Dimensions</th> <td class="data last">185 x 93 x 35.2 mm (7.3 x 3.6 x 1.4”)</td> </tr> <tr class="even"> <th class="label">Weight</th> <td class="data last">400 g (14.2 oz.)</td> </tr> <tr class="last odd"> <th class="label">Ordering Information</th> <td class="data last">HI98195 is supplied with HI7698195 probe, HI7698194-1 pH/ORP sensor, HI7698194-3 EC sensor, HI 76981952 Probe maintenance kit (O-rings for sensors (5), syringe with grease to lubricate the O-rings), HI9298194 Hanna PC software, HI920015 micro USB cable, 1.5V AA batteries (4), instruction manual, quick start guide, quality certificate, and rugged carrying case with custom thermoformed insert.</td> </tr> </tbody> </table> </div> | ไม่มี | ไม่มี | https://www.hannathailand.com/wp-content/uploads/2022/06/hi98195.jpg | น้ำยามาตรฐานสอบเทียบ , เครื่องวัดปริมาณแอมโมเนีย ในน้ำ รุ่น HI715 , เครื่องวัดปริมาณโครเมี่ยม ช่วงสูง รุ่น HI723 , เครื่องวัดปริมาณแอมโมเนีย ช่วงสูง รุ่น HI733 , เครื่องวัดสีในน้ำตัวอย่าง HI727 , เครื่องวัดปริมาณคลอรีนรวม รุ่น HI711 , ซัลไฟด์สารต้านอนุมูลอิสระบัฟเฟอร์ , เครื่องวัดปริมาณฟอสฟอรัส ช่วงต่ำมาก รุ่น HI736 | <a class="woocommerce-LoopProduct-link woocommerce-loop-product__link" href="https://www.hannathailand.com/product/hi9828-25/">น้ำยามาตรฐานสอบเทียบ</a> , <a class="woocommerce-LoopProduct-link woocommerce-loop-product__link" href="https://www.hannathailand.com/product/hi715-checker-hc-ammonia-mr/">เครื่องวัดปริมาณแอมโมเนีย ในน้ำ รุ่น HI715</a> , <a class="woocommerce-LoopProduct-link woocommerce-loop-product__link" href="https://www.hannathailand.com/product/hi723-checker-hc-chromium-vi-hr/">เครื่องวัดปริมาณโครเมี่ยม ช่วงสูง รุ่น HI723</a> , <a class="woocommerce-LoopProduct-link woocommerce-loop-product__link" href="https://www.hannathailand.com/product/hi733-checker-hc-ammonia-hr/">เครื่องวัดปริมาณแอมโมเนีย ช่วงสูง รุ่น HI733</a> , <a class="woocommerce-LoopProduct-link woocommerce-loop-product__link" href="https://www.hannathailand.com/product/hi727-checker-hc-color-of-water/">เครื่องวัดสีในน้ำตัวอย่าง HI727</a> , <a class="woocommerce-LoopProduct-link woocommerce-loop-product__link" href="https://www.hannathailand.com/product/hi711-checker-hc-total-chlorine/">เครื่องวัดปริมาณคลอรีนรวม รุ่น HI711</a> , <a class="woocommerce-LoopProduct-link woocommerce-loop-product__link" href="https://www.hannathailand.com/product/hi4015-00/">ซัลไฟด์สารต้านอนุมูลอิสระบัฟเฟอร์</a> , <a class="woocommerce-LoopProduct-link woocommerce-loop-product__link" href="https://www.hannathailand.com/product/phosphorous-marine/">เครื่องวัดปริมาณฟอสฟอรัส ช่วงต่ำมาก รุ่น HI736</a> | https://www.hannathailand.com/wp-content/uploads/2022/06/hi98195-600x600.jpg , https://www.hannathailand.com/wp-content/uploads/2021/12/hi98195_incase-500x500.jpg , https://www.hannathailand.com/wp-content/uploads/2021/07/8-500x500.jpg , https://www.hannathailand.com/wp-content/uploads/2022/06/miniphotometerfurammoniakmittel2416_11-600x600.jpg , https://www.hannathailand.com/wp-content/uploads/2022/06/miniphotometerfurchromvihoch839_11-600x600.jpg , https://www.hannathailand.com/wp-content/uploads/2022/06/miniphotometerfurammoniumhoch2418_11-600x600.jpg , https://www.hannathailand.com/wp-content/uploads/2022/06/miniphotometerfurfarbe843_11-600x600.jpg , https://www.hannathailand.com/wp-content/uploads/2022/06/hi711_lg-600x600.jpg , https://www.hannathailand.com/wp-content/uploads/2021/07/7-500x500.jpg , https://www.hannathailand.com/wp-content/uploads/2021/12/HI736-600x600.jpg
41 | เครื่องวัดคุณภาพน้ำแบบหลายพารามิเตอร์ รุ่น HI98199 (pH/EC/DO meter) | Multiparameter Portable HI9819X , แบบภาคสนาม , เครื่องวัดคุณภาพน้ำแบบหลายพารามิเตอร์ , แบบภาคสนาม , แบบภาคสนาม | https://www.hannathailand.com/product-category/tds-meter/tds-fieldwork/ | https://www.hannathailand.com/product/%e0%b9%80%e0%b8%84%e0%b8%a3%e0%b8%b7%e0%b9%88%e0%b8%ad%e0%b8%87%e0%b8%a7%e0%b8%b1%e0%b8%94%e0%b8%84%e0%b8%b8%e0%b8%93%e0%b8%a0%e0%b8%b2%e0%b8%9e%e0%b8%99%e0%b9%89%e0%b8%b3%e0%b9%81%e0%b8%9a%e0%b8%9a/ | HI98199 | 29,960.00 | น้ำหนัก 0.4 กก. ขนาด 18.5 × 3.5 × 9.3 เซนติเมตร | <div aria-labelledby="tab-title-additional_information" class="woocommerce-Tabs-panel woocommerce-Tabs-panel--additional_information panel entry-content" id="tab-additional_information" role="tabpanel"> <table class="woocommerce-product-attributes shop_attributes"> <tr class="woocommerce-product-attributes-item woocommerce-product-attributes-item--weight"> <th class="woocommerce-product-attributes-item__label">น้ำหนัก</th> <td class="woocommerce-product-attributes-item__value">0.4 กก.</td> </tr> <tr class="woocommerce-product-attributes-item woocommerce-product-attributes-item--dimensions"> <th class="woocommerce-product-attributes-item__label">ขนาด</th> <td class="woocommerce-product-attributes-item__value">18.5 × 3.5 × 9.3 เซนติเมตร</td> </tr> </table> </div> | HI98199 เป็นมิเตอร์มัลติพารามิเตอร์แบบพกพาที่ทนทาน อินพุตหัววัดดิจิทัลช่วยให้สามารถเชื่อมต่อกับหัววัด pH ความนำไฟฟ้า หรือหัววัดออกซิเจนละลายน้ำได้ ระหว่างโพรบทั้งสามตัวและทรานสดิวเซอร์ความดันบรรยากาศในตัว HI98199 สามารถวัดพารามิเตอร์คุณภาพน้ำได้สูงสุด 10 รายการ โดย 5 รายการวัดโดยเซ็นเซอร์ และอีก 5 รายการโดยการคำนวณ (เช่น EC ถึง TDS) มิเตอร์กันน้ำระดับมืออาชีพนี้เป็นไปตามมาตรฐาน IP67 และมาพร้อมกับอุปกรณ์เสริมที่จำเป็นทั้งหมดเพื่อวัดค่า pH/อุณหภูมิ บรรจุในกระเป๋าพกพาที่ทนทาน อิเล็กโทรดดิจิตอล USB-C สำหรับการถ่ายโอนข้อมูล จอแสดงผลดอทเมทริกซ์ The HI98199 is a rugged, portable multiparameter meter with a single digital probe input. The digital probe input allows the connection of either a pH, conductivity or dissolved oxygen probe. Between the three probes and a built-in barometric pressure transducer the HI98199 can measure up to 10 water quality parameters with 5 being measured by sensors and the other 5 by calculation (i.e. EC to TDS). This professional, waterproof meter complies to IP67 standards and is supplied with all necessary accessories to measure pH/temperature packaged into a durable carrying case. Digital Electrodes USB-C for Data Transfer Dot Matrix Display Superior Durability An IP67-rated, waterproof meter means that this meter is built to withstand immersion in 1m of water for up to 30 minutes. The meter has rubber gaskets sealing the battery compartment and connectors in epoxy to prevent any water from entering and damaging the internal electronics from water. With an ergonomic design and waterproofing the HI98199 will fit well in your hand and provides years of use. Note: The meter is displayed with an optional shockproof rubber boot for additional protection. Dot Matrix Display The large dot matrix display provides for an intuitive user interface in which the user is guided through any setup configuration or calibration. A dedicated help key provides for contextual help that is related to the screen being viewed at the time. The dot matrix display is viewable under bright sunlight and has a backlight for when viewing under poor lighting conditions. Alphanumeric Keypad The low profile vulcanized rubber keypad along with virtual keys provide for a quick entry of password, user ID and sample site. The configuration of the meter can be password protected to prevent any unwanted changes. The user and sample ID are stored with any logged readings and can be transferred to a PC for analysis or long term record keeping. Digital Probes HI98199 uses highly advance digital electrodes featuring a built-in microprocessor that performs the measurements. When these probes are connected to the meter they are automatically detected and the meter is updated to display the appropriate parameter. These digital electrodes also feature a quick connect DIN connector that provides a secure waterproof connection. Flexibility HI98199 is supplied with a pH/temperature probe. The meter can always be upgraded to measure dissolved oxygen or conductivity by purchasing the compatible probe.> View Probes Traceability The calibration information for a connected probe can be viewed at anytime using the dedicated Good Laboratory Practice (GLP) button on the meter. The calibration information includes the date, time, calibration points and probe characteristic. Quick Connect Digital Probe Connection with Auto-Sensor Recognition The Quick Connect DIN connector is designed for quick and secure waterproof connection. The meter will automatically recognizes the probe attached and uploads stored calibration data. Each probe then transmits readings digitally to the meter overcoming challenges faced with standard analog probes. USB-C Port for Data Transfer The USB-C port is used for transferring logged data to a PC using Windows compatible software. The HI98199 can log up to 45,000 samples either by interval logging at a set time period or by log on demand of an individual reading. Built-in Pressure Transducer The HI98199 has a built in pressure transducer for the measurement of barometric pressure. The pressure measurement can be viewed with any probe connected but the measurement is used when measuring dissolved oxygen for automatic atmospheric pressure compensation. Manual : Download Specifications SKU HI98199 Product Name Multiparameter Portable pH/EC/DO Waterproof Meter – HI98199 Quote Required Yes pH Range 0.00 to 14.00 pH pH Resolution 0.01 pH pH Accuracy ±0.02 pH pH Calibration automatic one, two, or three points of five standard buffers (pH 4.01, 6.86, 7.01, 9.18, 10.01) or one custom buffer pH Temperature Compensation yes mV Range ±600.0 mV mV Resolution 0.1 mV mV Accuracy ±0.5 mV EC Range 0 to 200 mS/cm EC Resolution 1 μS/cm; 0.001 mS/cm; 0.01 mS/cm; 0.1 mS/cm; 1 mS/cm EC Accuracy ±1.5% of reading or ±2 μS/cm whichever is greater EC Calibration automatic single-point, with six standard solutions (84 μS/cm, 1413 μS/cm, 5.00 mS/cm, 12.88 mS/cm, 80.0 mS/cm, 111.8 mS/cm) or custom point TDS Range 0.0 to 200.0 ppt (g/L) (the maximum value depends on the TDS factor) TDS Resolution 1 ppm (mg/L); 0.001 ppt (g/L); 0.01 ppt (g/L); 0.1 ppt (g/L); 1 ppt (g/L) TDS Accuracy ±1% of reading or ±1 ppm (mg/L) whichever is greater TDS Calibration based on conductivity calibration EC/TDS Temperature Compensation yes Temperature Correction Coefficient 0.00 to 6.00 %/°C EC to TDS Conversion Factor 0.00 to 1.00 Reference Temperature 25 °C or 20 °C Cell Type four ring EC/TDS Multi-range Measurement Modes yes Salinity (PSU) Range 0.00 to 70.00 PSU Salinity (PSU) Resolution 0.01 PSU Salinity (PSU) Accuracy ±2% of reading or ±0.01 PSU whichever is greater Salinity (PSU) Calibration based on conductivity calibration Salinity (Seawater Sigma) Range 0.0 to 50.0 σt, σ0, σ15 Salinity (Seawater Sigma) Resolution 0.1 σt, σ0, σ15 Salinity (Seawater Sigma) Accuracy ±1 σt, σ0, σ15 Salinity (Seawater Sigma) Calibration based on conductivity calibration Resistivity Range 0 to 999999 Ω•cm; 0 to 1000.0 kΩ•cm; 0 to 1.0000 MΩ•cm Resistivity Resolution 1 Ω•cm; 0.1 kΩ•cm; 0.0001 MΩ•cm Resistivity Calibration based on conductivity calibration Dissolved Oxygen Measurement Type galvanic Dissolved Oxygen Range 0.0 to 500.0%; 0.00 to 50.00 ppm (mg/L) Dissolved Oxygen Resolution 0.1%; 0.01 ppm (mg/L) Dissolved Oxygen Accuracy 0.0 to 300.0% Dissolved Oxygen Calibration automatic one or two points at 0, 100% or one custom point Dissolved Oxygen Temperature Compensation yes Barometric Pressure Compensation yes Salinity Compensation yes Temperature Range -5.00 to 55.00 °C; 23.00 to 131.00 °F; 268.15 to 328.15 K Temperature Resolution 0.01 °C; 0.01 °F; 0.01 K Temperature Accuracy ±0.15 °C; ±0.27 °F; ±0.15 K Temperature Calibration automatic at one custom point Temperature Compensation automatic from -5 to 55 °C (23 to 131 °F) Logging Type continuous logging or log-on-demand Logging Memory 45000 records Logging Interval one second to three hours Connectivity via USB-C with Hanna software Automatic Shut-Off Not used (disabled), 5, 10, 15, 20, 30, 60 minutes GLP yes Calibration Timeout Reminder yes Display dot matrix Battery Type/Life 1.5V AA batteries (4) / approximately 400 hours of continuous use without backlight (50 hours with backlight) IP Protection IP67 Environment 0 to 50 °C (32 to 122 °F); RH 100% Dimensions 185.0 x 93.0 x 35.2 mm (7.3 x 3.6 x 1.4”) Weight 400 g (14.2 oz.) Ordering Information HI98199 is supplied with the HI829113 pH digital probe with 4m (13’) cable, pH calibration solution sachets, PC software, micro USB cable, batteries, quality certificate, and instruction manual in a rugged carrying case. Atmospheric Pressure Range 450 to 850 mmHg; 17.72 to 33.46 in Hg 600.0 to 1133.2 mbar; 8.702 to 16.436 psi 0.5921 to 1.1184 atm; 60.00 to 113.32 kPa Atmospheric Pressure Resolution 0.1 mmHg; 0.01 in Hg; 0.1 mbar; 0.001 psi; 0.0001 atm; 0.01 kPa Atmospheric Pressure Accuracy ±3 mmHg within ±15 °C from the temperature during calibration Atmospheric Pressure Calibration automatic at one custom point | <div aria-labelledby="tab-title-description" class="woocommerce-Tabs-panel woocommerce-Tabs-panel--description panel entry-content active" id="tab-description" role="tabpanel"> <p>HI98199 เป็นมิเตอร์มัลติพารามิเตอร์แบบพกพาที่ทนทาน อินพุตหัววัดดิจิทัลช่วยให้สามารถเชื่อมต่อกับหัววัด pH ความนำไฟฟ้า หรือหัววัดออกซิเจนละลายน้ำได้ ระหว่างโพรบทั้งสามตัวและทรานสดิวเซอร์ความดันบรรยากาศในตัว HI98199 สามารถวัดพารามิเตอร์คุณภาพน้ำได้สูงสุด 10 รายการ โดย 5 รายการวัดโดยเซ็นเซอร์ และอีก 5 รายการโดยการคำนวณ (เช่น EC ถึง TDS) มิเตอร์กันน้ำระดับมืออาชีพนี้เป็นไปตามมาตรฐาน IP67 และมาพร้อมกับอุปกรณ์เสริมที่จำเป็นทั้งหมดเพื่อวัดค่า pH/อุณหภูมิ บรรจุในกระเป๋าพกพาที่ทนทาน</p> <ul> <li>อิเล็กโทรดดิจิตอล</li> <li>USB-C สำหรับการถ่ายโอนข้อมูล</li> <li>จอแสดงผลดอทเมทริกซ์</li> </ul> <p>The HI98199 is a rugged, portable multiparameter meter with a single digital probe input. The digital probe input allows the connection of either a pH, conductivity or dissolved oxygen probe. Between the three probes and a built-in barometric pressure transducer the HI98199 can measure up to 10 water quality parameters with 5 being measured by sensors and the other 5 by calculation (i.e. EC to TDS). This professional, waterproof meter complies to IP67 standards and is supplied with all necessary accessories to measure pH/temperature packaged into a durable carrying case.</p> <ul> <li>Digital Electrodes</li> <li>USB-C for Data Transfer</li> <li>Dot Matrix Display</li> </ul> <div class="prod-view-details-container"> <div class="prod-view-details-left"> <p><img alt="HI98199" class="aligncenter" decoding="async" height="520" loading="lazy" src="https://hanna-worldwide.com/media/wysiwyg/products/portables/pH/HI98199_with-boot-HI829113_angle-pH.jpg" title="HI98199" width="520"/></p> </div> <div class="prod-view-details-right"> <h3><strong>Superior Durability</strong></h3> <p>An IP67-rated, waterproof meter means that this meter is built to withstand immersion in 1m of water for up to 30 minutes. The meter has rubber gaskets sealing the battery compartment and connectors in epoxy to prevent any water from entering and damaging the internal electronics from water. With an ergonomic design and waterproofing the HI98199 will fit well in your hand and provides years of use.</p> <p>Note: The meter is displayed with an optional shockproof rubber boot for additional protection.</p> <h3><strong>Dot Matrix Display</strong></h3> <p>The large dot matrix display provides for an intuitive user interface in which the user is guided through any setup configuration or calibration. A dedicated help key provides for contextual help that is related to the screen being viewed at the time. The dot matrix display is viewable under bright sunlight and has a backlight for when viewing under poor lighting conditions.</p> <h3><strong>Alphanumeric Keypad</strong></h3> <p>The low profile vulcanized rubber keypad along with virtual keys provide for a quick entry of password, user ID and sample site. The configuration of the meter can be password protected to prevent any unwanted changes. The user and sample ID are stored with any logged readings and can be transferred to a PC for analysis or long term record keeping.</p> </div> </div> <div class="prod-view-details-container"> <div class="prod-view-details-left"> <p><img alt="Digital probes for HI98199" class="aligncenter" decoding="async" height="347" loading="lazy" src="https://hanna-worldwide.com/media/wysiwyg/products/Probes/pH/HI827113_HI763093_HI764103_HI98199_Group_3.jpg" title="Digital probes for HI98199" width="521"/></p> </div> <div class="prod-view-details-right"> <h3><strong>Digital Probes</strong></h3> <p>HI98199 uses highly advance digital electrodes featuring a built-in microprocessor that performs the measurements. When these probes are connected to the meter they are automatically detected and the meter is updated to display the appropriate parameter. These digital electrodes also feature a quick connect DIN connector that provides a secure waterproof connection.</p> <h3><strong>Flexibility</strong></h3> <p>HI98199 is supplied with a pH/temperature probe. The meter can always be upgraded to measure dissolved oxygen or conductivity by purchasing the compatible probe.<a href="https://hanna-worldwide.com/industries/beer/hydroponics/water-treatment/water-conditioning/ph/meters/categories/hi98199-probes.html"><button class="button" title="View Probes" type="button">&gt; View Probes</button></a></p> <h3><strong>Traceability</strong></h3> <p>The calibration information for a connected probe can be viewed at anytime using the dedicated Good Laboratory Practice (GLP) button on the meter. The calibration information includes the date, time, calibration points and probe characteristic.</p> </div> </div> <div class="prod-view-details-container"> <div class="prod-view-details-left"> <p><img alt="HI98199 USB" class="aligncenter" decoding="async" height="387" loading="lazy" src="https://hanna-worldwide.com/media/wysiwyg/products/portables/pH/HI98199_Connection_angle.jpg" title="HI98199 USB" width="387"/></p> </div> <div class="prod-view-details-right"> <h3><strong>Quick Connect Digital Probe Connection with Auto-Sensor Recognition</strong></h3> <p>The Quick Connect DIN connector is designed for quick and secure waterproof connection. The meter will automatically recognizes the probe attached and uploads stored calibration data. Each probe then transmits readings digitally to the meter overcoming challenges faced with standard analog probes.</p> <h3><strong>USB-C Port for Data Transfer</strong></h3> <p>The USB-C port is used for transferring logged data to a PC using Windows compatible software. The HI98199 can log up to 45,000 samples either by interval logging at a set time period or by log on demand of an individual reading.</p> <h3><strong>Built-in Pressure Transducer</strong></h3> <p>The HI98199 has a built in pressure transducer for the measurement of barometric pressure. The pressure measurement can be viewed with any probe connected but the measurement is used when measuring dissolved oxygen for automatic atmospheric pressure compensation.</p> </div> </div> <h3 class="spec-header"><strong>Manual : <a href="https://hanna-worldwide.com/mwdownloads/download/link/id/318">Download</a></strong></h3> <h3 class="spec-header"><strong>Specifications</strong></h3> <table> <tbody> <tr> <td width="301">SKU</td> <td width="301">HI98199</td> </tr> <tr> <td width="301">Product Name</td> <td width="301">Multiparameter Portable pH/EC/DO Waterproof Meter – HI98199</td> </tr> <tr> <td width="301">Quote Required</td> <td width="301">Yes</td> </tr> <tr> <td width="301">pH Range</td> <td width="301">0.00 to 14.00 pH</td> </tr> <tr> <td width="301">pH Resolution</td> <td width="301">0.01 pH</td> </tr> <tr> <td width="301">pH Accuracy</td> <td width="301">±0.02 pH</td> </tr> <tr> <td width="301">pH Calibration</td> <td width="301">automatic one, two, or three points of five standard buffers (pH 4.01, 6.86, 7.01, 9.18, 10.01) or one custom buffer</td> </tr> <tr> <td width="301">pH Temperature Compensation</td> <td width="301">yes</td> </tr> <tr> <td width="301">mV Range</td> <td width="301">±600.0 mV</td> </tr> <tr> <td width="301">mV Resolution</td> <td width="301">0.1 mV</td> </tr> <tr> <td width="301">mV Accuracy</td> <td width="301">±0.5 mV</td> </tr> <tr> <td width="301">EC Range</td> <td width="301">0 to 200 mS/cm</td> </tr> <tr> <td width="301">EC Resolution</td> <td width="301">1 μS/cm; 0.001 mS/cm; 0.01 mS/cm; 0.1 mS/cm; 1 mS/cm</td> </tr> <tr> <td width="301">EC Accuracy</td> <td width="301">±1.5% of reading or ±2 μS/cm whichever is greater</td> </tr> <tr> <td width="301">EC Calibration</td> <td width="301">automatic single-point, with six standard solutions (84 μS/cm, 1413 μS/cm, 5.00 mS/cm, 12.88 mS/cm, 80.0 mS/cm, 111.8 mS/cm) or custom point</td> </tr> <tr> <td width="301">TDS Range</td> <td width="301">0.0 to 200.0 ppt (g/L) (the maximum value depends on the TDS factor)</td> </tr> <tr> <td width="301">TDS Resolution</td> <td width="301">1 ppm (mg/L); 0.001 ppt (g/L); 0.01 ppt (g/L); 0.1 ppt (g/L); 1 ppt (g/L)</td> </tr> <tr> <td width="301">TDS Accuracy</td> <td width="301">±1% of reading or ±1 ppm (mg/L) whichever is greater</td> </tr> <tr> <td width="301">TDS Calibration</td> <td width="301">based on conductivity calibration</td> </tr> <tr> <td width="301">EC/TDS Temperature Compensation</td> <td width="301">yes</td> </tr> <tr> <td width="301">Temperature Correction Coefficient</td> <td width="301">0.00 to 6.00 %/°C</td> </tr> <tr> <td width="301">EC to TDS Conversion Factor</td> <td width="301">0.00 to 1.00</td> </tr> <tr> <td width="301">Reference Temperature</td> <td width="301">25 °C or 20 °C</td> </tr> <tr> <td width="301">Cell Type</td> <td width="301">four ring</td> </tr> <tr> <td width="301">EC/TDS Multi-range Measurement Modes</td> <td width="301">yes</td> </tr> <tr> <td width="301">Salinity (PSU) Range</td> <td width="301">0.00 to 70.00 PSU</td> </tr> <tr> <td width="301">Salinity (PSU) Resolution</td> <td width="301">0.01 PSU</td> </tr> <tr> <td width="301">Salinity (PSU) Accuracy</td> <td width="301">±2% of reading or ±0.01 PSU whichever is greater</td> </tr> <tr> <td width="301">Salinity (PSU) Calibration</td> <td width="301">based on conductivity calibration</td> </tr> <tr> <td width="301">Salinity (Seawater Sigma) Range</td> <td width="301">0.0 to 50.0 σt, σ0, σ15</td> </tr> <tr> <td width="301">Salinity (Seawater Sigma) Resolution</td> <td width="301">0.1 σt, σ0, σ15</td> </tr> <tr> <td width="301">Salinity (Seawater Sigma) Accuracy</td> <td width="301">±1 σt, σ0, σ15</td> </tr> <tr> <td width="301">Salinity (Seawater Sigma) Calibration</td> <td width="301">based on conductivity calibration</td> </tr> <tr> <td width="301">Resistivity Range</td> <td width="301">0 to 999999 Ω•cm; 0 to 1000.0 kΩ•cm; 0 to 1.0000 MΩ•cm</td> </tr> <tr> <td width="301">Resistivity Resolution</td> <td width="301">1 Ω•cm; 0.1 kΩ•cm; 0.0001 MΩ•cm</td> </tr> <tr> <td width="301">Resistivity Calibration</td> <td width="301">based on conductivity calibration</td> </tr> <tr> <td width="301">Dissolved Oxygen Measurement Type</td> <td width="301">galvanic</td> </tr> <tr> <td width="301">Dissolved Oxygen Range</td> <td width="301">0.0 to 500.0%; 0.00 to 50.00 ppm (mg/L)</td> </tr> <tr> <td width="301">Dissolved Oxygen Resolution</td> <td width="301">0.1%; 0.01 ppm (mg/L)</td> </tr> <tr> <td width="301">Dissolved Oxygen Accuracy</td> <td width="301">0.0 to 300.0%</td> </tr> <tr> <td width="301">Dissolved Oxygen Calibration</td> <td width="301">automatic one or two points at 0, 100% or one custom point</td> </tr> <tr> <td width="301">Dissolved Oxygen Temperature Compensation</td> <td width="301">yes</td> </tr> <tr> <td width="301">Barometric Pressure Compensation</td> <td width="301">yes</td> </tr> <tr> <td width="301">Salinity Compensation</td> <td width="301">yes</td> </tr> <tr> <td width="301">Temperature Range</td> <td width="301">-5.00 to 55.00 °C; 23.00 to 131.00 °F; 268.15 to 328.15 K</td> </tr> <tr> <td width="301">Temperature Resolution</td> <td width="301">0.01 °C; 0.01 °F; 0.01 K</td> </tr> <tr> <td width="301">Temperature Accuracy</td> <td width="301">±0.15 °C; ±0.27 °F; ±0.15 K</td> </tr> <tr> <td width="301">Temperature Calibration</td> <td width="301">automatic at one custom point</td> </tr> <tr> <td width="301">Temperature Compensation</td> <td width="301">automatic from -5 to 55 °C (23 to 131 °F)</td> </tr> <tr> <td width="301">Logging Type</td> <td width="301">continuous logging or log-on-demand</td> </tr> <tr> <td width="301">Logging Memory</td> <td width="301">45000 records</td> </tr> <tr> <td width="301">Logging Interval</td> <td width="301">one second to three hours</td> </tr> <tr> <td width="301">Connectivity</td> <td width="301">via USB-C with Hanna software</td> </tr> <tr> <td width="301">Automatic Shut-Off</td> <td width="301">Not used (disabled), 5, 10, 15, 20, 30, 60 minutes</td> </tr> <tr> <td width="301">GLP</td> <td width="301">yes</td> </tr> <tr> <td width="301">Calibration Timeout Reminder</td> <td width="301">yes</td> </tr> <tr> <td width="301">Display</td> <td width="301">dot matrix</td> </tr> <tr> <td width="301">Battery Type/Life</td> <td width="301">1.5V AA batteries (4) / approximately 400 hours of continuous use without backlight (50 hours with backlight)</td> </tr> <tr> <td width="301">IP Protection</td> <td width="301">IP67</td> </tr> <tr> <td width="301">Environment</td> <td width="301">0 to 50 °C (32 to 122 °F); RH 100%</td> </tr> <tr> <td width="301">Dimensions</td> <td width="301">185.0 x 93.0 x 35.2 mm (7.3 x 3.6 x 1.4”)</td> </tr> <tr> <td width="301">Weight</td> <td width="301">400 g (14.2 oz.)</td> </tr> <tr> <td width="301">Ordering Information</td> <td width="301">HI98199 is supplied with the HI829113 pH digital probe with 4m (13’) cable, pH calibration solution sachets, PC software, micro USB cable, batteries, quality certificate, and instruction manual in a rugged carrying case.</td> </tr> <tr> <td width="301">Atmospheric Pressure Range</td> <td width="301">450 to 850 mmHg; 17.72 to 33.46 in Hg<br/> 600.0 to 1133.2 mbar; 8.702 to 16.436 psi<br/> 0.5921 to 1.1184 atm; 60.00 to 113.32 kPa</td> </tr> <tr> <td width="301">Atmospheric Pressure Resolution</td> <td width="301">0.1 mmHg; 0.01 in Hg; 0.1 mbar; 0.001 psi; 0.0001 atm; 0.01 kPa</td> </tr> <tr> <td width="301">Atmospheric Pressure Accuracy</td> <td width="301">±3 mmHg within ±15 °C from the temperature during calibration</td> </tr> <tr> <td width="301">Atmospheric Pressure Calibration</td> <td width="301">automatic at one custom point</td> </tr> </tbody> </table> <p> </p> </div> | ไม่มี | ไม่มี | https://www.hannathailand.com/wp-content/uploads/2022/11/HI98199.jpg | เครื่องวัดคุณภาพน้ำ สำหรับสระว่ายน้ำและสปา แบบหลายพารามิเตอร์ รวมถึงค่า pH รุ่น HI83326-02 , เครื่องวัดคุณภาพน้ำดีและน้ำเสีย รวมถึงค่า COD & pH รุ่น HI83399-02 , เครื่องวัดคุณภาพน้ำ แบบหลายพารามิเตอร์ ช่วงต่ำ รุ่น HI991300 (pH/EC/TDS/°C) , เครื่องวัดคุณภาพน้ำดีและน้ำเสีย แบบหลายพารามิเตอร์ รวมถึงค่า pH รุ่น HI83300-02 , HI7609829-2 – Dissolved Oxygen Sensor for HI9829 Multiparameter , เครื่องวัดคุณภาพน้ำบอยเลอร์และคูลลิ่ง แบบหลายพารามิเตอร์ รวมถึงค่า pH รุ่น HI83305-02 , HI7609829-0 – pH Sensor for HI9829 Multiparameter , เครื่องวัดค่าคุณภาพน้ำ รุ่น HI5521 (pH/ORP และ EC/TDS/Salinity/Resistivity พร้อมโหมด CAL Check™) | <a class="woocommerce-LoopProduct-link woocommerce-loop-product__link" href="https://www.hannathailand.com/product/%e0%b8%aa%e0%b8%a3%e0%b8%b0%e0%b8%a7%e0%b9%88%e0%b8%b2%e0%b8%a2%e0%b8%99%e0%b9%89%e0%b8%b3%e0%b9%81%e0%b8%a5%e0%b8%b0%e0%b8%aa%e0%b8%9b%e0%b8%b2/">เครื่องวัดคุณภาพน้ำ สำหรับสระว่ายน้ำและสปา แบบหลายพารามิเตอร์ รวมถึงค่า pH รุ่น HI83326-02</a> , <a class="woocommerce-LoopProduct-link woocommerce-loop-product__link" href="https://www.hannathailand.com/product/water-wastewater-multiparameter-with-cod-photometer-and-ph-meter/">เครื่องวัดคุณภาพน้ำดีและน้ำเสีย รวมถึงค่า COD &amp; pH รุ่น HI83399-02</a> , <a class="woocommerce-LoopProduct-link woocommerce-loop-product__link" href="https://www.hannathailand.com/product/hi991300-multiparameter-phectdsc-ec-to-3999-%c2%b5s/">เครื่องวัดคุณภาพน้ำ แบบหลายพารามิเตอร์ ช่วงต่ำ รุ่น HI991300 (pH/EC/TDS/°C)</a> , <a class="woocommerce-LoopProduct-link woocommerce-loop-product__link" href="https://www.hannathailand.com/product/%e0%b8%99%e0%b9%89%e0%b8%b3%e0%b8%94%e0%b8%b5%e0%b9%81%e0%b8%a5%e0%b8%b0%e0%b8%99%e0%b9%89%e0%b8%b3%e0%b9%80%e0%b8%aa%e0%b8%b5%e0%b8%a2/">เครื่องวัดคุณภาพน้ำดีและน้ำเสีย แบบหลายพารามิเตอร์ รวมถึงค่า pH รุ่น HI83300-02</a> , <a class="woocommerce-LoopProduct-link woocommerce-loop-product__link" href="https://www.hannathailand.com/product/hi7609829-2-dissolved-oxygen-sensor-for-hi9829-multiparameter/">HI7609829-2 – Dissolved Oxygen Sensor for HI9829 Multiparameter</a> , <a class="woocommerce-LoopProduct-link woocommerce-loop-product__link" href="https://www.hannathailand.com/product/%e0%b8%9a%e0%b8%ad%e0%b8%a2%e0%b9%80%e0%b8%a5%e0%b8%ad%e0%b8%a3%e0%b9%8c%e0%b9%81%e0%b8%a5%e0%b8%b0%e0%b8%84%e0%b8%b9%e0%b8%a5%e0%b8%a5%e0%b8%b4%e0%b9%88%e0%b8%87/">เครื่องวัดคุณภาพน้ำบอยเลอร์และคูลลิ่ง แบบหลายพารามิเตอร์ รวมถึงค่า pH รุ่น HI83305-02</a> , <a class="woocommerce-LoopProduct-link woocommerce-loop-product__link" href="https://www.hannathailand.com/product/hi7609829-0-ph-sensor-for-hi9829-multiparameter/">HI7609829-0 – pH Sensor for HI9829 Multiparameter</a> , <a class="woocommerce-LoopProduct-link woocommerce-loop-product__link" href="https://www.hannathailand.com/product/ph-ec-orp-tds-salinity-ise-meter-hanna-hanna-thailand/">เครื่องวัดค่าคุณภาพน้ำ รุ่น HI5521 (pH/ORP และ EC/TDS/Salinity/Resistivity พร้อมโหมด CAL Check™)</a> | https://www.hannathailand.com/wp-content/uploads/2022/11/HI98199-600x600.jpg , https://www.hannathailand.com/wp-content/uploads/2022/11/HI98199-1-600x600.jpg , https://www.hannathailand.com/wp-content/uploads/2022/11/HI98199-2-600x600.jpg , https://www.hannathailand.com/wp-content/uploads/2022/11/HI98199-3-600x600.jpg , https://www.hannathailand.com/wp-content/uploads/2022/11/HI98199-4-600x600.jpg , https://www.hannathailand.com/wp-content/uploads/2022/11/HI98199-5-600x600.jpg , https://www.hannathailand.com/wp-content/uploads/2022/11/HI98199-6-600x600.jpg , https://www.hannathailand.com/wp-content/uploads/2022/09/HI83326-600x600.jpg , https://www.hannathailand.com/wp-content/uploads/2021/12/HI83399-1-600x600.jpg , https://www.hannathailand.com/wp-content/uploads/2022/06/hi991300_c720x72041235e8b36d4432eae66e66eb7a32aee-600x600.jpg , https://www.hannathailand.com/wp-content/uploads/2022/09/HI83300-600x600.jpg , https://www.hannathailand.com/wp-content/uploads/2021/12/hi7609829_2_do-500x500.jpg , https://www.hannathailand.com/wp-content/uploads/2022/09/HI83305-600x600.jpg , https://www.hannathailand.com/wp-content/uploads/2022/06/hi7609829_0_1_ph-600x600.jpg , https://www.hannathailand.com/wp-content/uploads/2022/06/hi55211-600x600.jpg
42 | เครื่องวัดคุณภาพน้ำแบบหลายพารามิเตอร์ รุ่น HI9829 (pH/ISE/EC/DO/Turbidity) | สินค้าทั้งหมด , เครื่องวัดการนำไฟฟ้า/ของแข็งละลายในน้ำ , เครื่องวัดความขุ่น , เครื่องวัดความเป็นกรด-ด่าง/โออาร์พี , เครื่องวัดคุณภาพน้ำแบบหลายพารามิเตอร์ , เครื่องวัดปริมาณไอออนแบบเฉพาะเจาะจง , เครื่องวัดออกซิเจนในน้ำ , แบบภาคสนาม , แบบภาคสนาม , แบบภาคสนาม , แบบภาคสนาม , แบบภาคสนาม , แบบภาคสนาม | https://www.hannathailand.com/product-category/dissolved-oxygen-meter/oxygen-fieldwork/ | https://www.hannathailand.com/product/hi9829-multiparameter-phiseecdoturbidity-waterproof-meter-with-gps-option/ | HI9829 | 225,128.00 |  | <div aria-labelledby="tab-title-additional_information" class="woocommerce-Tabs-panel woocommerce-Tabs-panel--additional_information panel entry-content" id="tab-additional_information" role="tabpanel"> </div> | HI9829 เป็นมิเตอร์มัลติพารามิเตอร์บันทึกข้อมูลแบบพกพากันน้ำได้ ซึ่งตรวจสอบพารามิเตอร์คุณภาพน้ำที่แตกต่างกันได้สูงสุด 14 รายการ หัววัดหลายเซ็นเซอร์ที่ใช้ไมโครโปรเซสเซอร์ช่วยให้สามารถตรวจวัดพารามิเตอร์หลักๆ ได้ รวมถึง pH, ORP, สภาพการนำไฟฟ้า, ออกซิเจนละลายน้ำ, ความขุ่น, แอมโมเนียม, คลอไรด์, ไนเตรต และอุณหภูมิ โพรบจะส่งการอ่านแบบดิจิทัลพร้อมตัวเลือกในการบันทึกข้อมูลในขณะที่ไม่ได้เชื่อมต่อกับมิเตอร์ GPS ที่เป็นอุปกรณ์เสริมช่วยให้สามารถติดตามตำแหน่งของการวัดได้ ระบบที่สมบูรณ์นั้นติดตั้งง่ายและใช้งานง่าย HI9829 สามารถปรับแต่งได้สูงและมาพร้อมกับอุปกรณ์เสริมที่จำเป็นทั้งหมด บรรจุในกระเป๋าหิ้วที่ทนทาน The HI9829 is a waterproof portable logging multiparameter meter that monitors up to 14 different water quality parameters. The microprocessor based multi-sensor probe allows for the measurement of key parameters including pH, ORP, conductivity, dissolved oxygen, turbidity, ammonium, chloride, nitrate, and temperature. The probe transmits readings digitally with options to log data while disconnected from the meter. An optional GPS provides location tracking of measurements. The complete system is simple to setup and easy to use. The HI9829 is highly customizable and supplied with all necessary accessories, packaged in a durable carrying case. Waterproof Protection – The meter is enclosed in an IP67 rated waterproof casing and can withstand immersion in water at a depth of 1 m for up to 30 minutes. The probe features an IP68 rating for continuous immersion in water. Backlit Dot Matrix LCD Display – The HI9829 features a backlit graphic LCD with on-screen help and the capability to display up to twelve parameters simultaneously. The graphic display allows for the use of virtual keys to provide for an intuitive user interface. Intuitive Keypad – The fitted rubber keypad has dedicated keys for power, backlight, up/down arrows, help and alphanumeric characters. The meter also features two virtual soft keys that navigate the user through the configuration of each parameter, meter setup, and logging of data. The interface is intuitive for any user’s level of experience. Dedicated Help Key – Contextual help is always available through a dedicated “HELP” key. Clear tutorial messages and directions are available on-screen to quickly and easily guide users through setup and calibration. The help information displayed is relative to the setting/option being viewed. Auto-sensor Recognition – The probe and meter automatically recognize the sensors that are connected. Any ports not used on the probe will not have the parameter displayed or be configurable. Automatic temperature compensation – Integrated temperature sensor allows for automatic temperature compensation of pH, conductivity, and dissolved oxygen measurements. Automatic Barometric Pressure Compensation – The meter features a built-in barometer with user-selectable units for dissolved oxygen pressure compensation. Quick Calibration – Quick Calibration provides a speedy, single point calibration for pH, conductivity, and dissolved oxygen. Standard calibration options are available including pH up to three points, Conductivity at one point and dissolved oxygen up to two points. GLP Data – HI9829 includes a GLP feature thatallows users to view calibration data and calibration expiration information at the touch of a key. Calibration data includes date, time, buffers/standards used for calibration, and slope characteristics. Data Logging – The HI9829 allows users to store up to 44,000 continuous or log-on-demand samples with logging intervals from one second to three hours. Graphing Capability – Trend graphing with sample date and time stamp may be viewed on the display or transferred to a pc. PC Connectivity – Logged data can be transferred to a Windows compatible PC with the included HI7698291 USB adapter and HI929829 software. Long Battery Life – The display of the meter has a battery icon indicator to show the remaining power. The meter is supplied with four 1.5V “C “ NiMH rechargeable batteries that provide up to 140 hours of battery life* Rugged thermoformed carrying case – The HI9829 meter, probe, and all accessories are supplied in a rugged carrying case designed to provide years of use. The inside compartment of the carrying case is thermoformed to securely hold and protect all of the components. Specifications pH Range 0.00 to 14.00 pH pH Resolution 0.01 pH pH Accuracy ±0.02 pH pH Calibration automatic one, two, or three points with automatic recognition of five standard buffers (pH 4.01, 6.86, 7.01, 9.18, 10.01) or one custom buffer mV Range ±600.0 mV mV Resolution 0.1 mV mV Accuracy ±0.5 mV ORP Range ±2000 mV ORP Resolution 0.1 mV ORP Accuracy ±1.0 mV ORP Calibration automatic at one custom point (relative mV) EC Range 0 to 200 mS/cm (absolute EC up to 400 mS/cm) EC Resolution Manual: 1 µS/cm; 0.001 mS/cm; 0.01 mS/cm; 0.1 mS/cm; 1 mS/cm, Automatic: 1 µS/cm from 0 to 9999 µS/cm; 0.01 mS/cm from 10.00 to 99.99 mS/cm; 0.1 mS/cm from 100.0 to 400.0 mS/cm, Automatic (mS/cm): 0.001 mS/cm from 0.000 to 9.999 mS/cm; 0.01 mS/cm from 10.00 to 99.99 mS/cm; 0.1 mS/cm from 100.0 to 400.0 mS/cm EC Accuracy ±1% of reading or ±1 µS/cm whichever is greater EC Calibration automatic single point, with six standard solutions (84 µS/cm, 1413 µS/cm, 5.00 mS/cm, 12.88 mS/cm, 80.0 mS/cm, 111.8 mS/cm) or custom point TDS Range 0 to 400000 ppm (mg/L); (the maximum value depends on the TDS factor) TDS Resolution Manual: 1 ppm (mg/L); 0.001 ppt (g/L); 0.01 ppt (g/L); 0.1 ppt (g/L); 1 ppt (g/L), Automatic: 1 ppm (mg/L) from 0 to 9999 ppm (mg/L); 0.01 ppt (g/L) from 10.00 to 99.99 ppt (g/L); 0.1 ppt (g/L) from 100.0 to 400.0 ppt (g/L), Automatic ppt (g/L): 0.001 ppt (g/L) from 0.000 to 9.999 ppt (g/L); 0.01 ppt (g/L) from 10.00 to 99.99 ppt (g/L); 0.1 ppt (g/L) from 100.0 to 400.0 ppt (g/L) TDS Accuracy ±1% of reading or ±1 ppm (mg/L), whichever is greater TDS Calibration based on conductivity or salinity calibration Resistivity Range 0 to 999999 Ω•cm; 0 to 1000.0 kΩ•cm; 0 to 1.0000 MΩ•cm Resistivity Resolution dependent on resistivity reading Resistivity Calibration based on conductivity calibration Salinity Range 0.00 to 70.00 PSU Salinity Resolution 0.01 PSU Salinity Accuracy ±2% of reading or ±0.01 PSU whichever is greater Salinity Calibration based on conductivity calibration Seawater σ Range 0.0 to 50.0 σt, σ₀, σ₁₅ Seawater σ Resolution 0.1 σt, σ₀, σ₁₅ Seawater σ Accuracy ±1 σt, σ₀, σ₁₅ Seawater σ Calibration based on conductivity or salinity calibration Ammonium-Nitrogen Range 0.02 to 200.0 ppm Am (as NH4 +-N) Ammonium-Nitrogen Resolution 0.01 ppm to 1 ppm 0.1 ppm to 200.0 ppm Ammonium-Nitrogen Accuracy ±5 % reading or 2 ppm Ammonium-Nitrogen Calibration 1 or 2 point, 10 ppm and 100 ppm Chloride Range 0.6 to 200.0 ppm Cl (as Cl- ) Chloride Resolution 0.01 ppm to 1 ppm 0.1 ppm to 200.0 ppm Chloride Accuracy ±5 % of reading or 2 ppm Chloride Calibration 1 or 2 point, 10 ppm and 100 ppm Nitrate-Nitrogen Range 0.62 to 200.0 ppm Ni (as NO3 – -N) Nitrate-Nitrogen Resolution 0.01 ppm to 1 ppm 0.1 ppm to 200 ppm Nitrate-Nitrogen Accuracy ±5 % of reading or 2 ppm Nitrate-Nitrogen Calibration 1 or 2 point, 10 ppm and 100 ppm Turbidity Range 0.0 to 99.9 FNU; 100 to 1000 FNU Turbidity Resolution 0.1 FNU from 0.0 to 99.9 FNU 1 FNU from 100 to 1000 FNU Turbidity Accuracy ±0.3 FNU or ±2 % of reading, whichever is greater Turbidity Calibration Automatic 1, 2, or, 3 points at 0, 20 and 200 FNU, or custom DO Range 0.0 to 500.0%; 0.00 to 50.00 ppm (mg/L) DO Resolution 0.1%; 0.01 ppm (mg/L) DO Accuracy 0.0 to 300.0% saturation: ±1.5% of reading or ±1.0% saturation whichever is greater, 0.00 to 30.00 ppm (mg/L): ±1.5% of reading or ±0.10 ppm (mg/L), whichever is greater, 30.00 ppm (mg/L) to 50.00 ppm (mg/L): ±3% of reading, 300.0 to 500.0% saturation: ±3% of reading DO Calibration automatic one or two points at 0 and 100% or one custom point Atmospheric Pressure Range 450 to 850 mm Hg; 17.72 to 33.46 in Hg; 600.0 to 1133.2 mbar; 8.702 to 16.436 psi; 0.5921 to 1.1184 atm; 60.00 to 113.32 kPa Atmospheric Pressure Resolution 0.1 mm Hg; 0.01 in Hg; 0.1 mbar; 0.001 psi; 0.0001 atm; 0.01 kPa Atmospheric Pressure Accuracy ±3 mm Hg within ±15°C from the temperature during calibration Atmospheric Pressure Calibration automatic at one custom point Temperature Range -5.00 to 55.00 °C, 23.00 to 131.00 °F, 268.15 to 328.15 K Temperature Resolution 0.01 K, 0.01 °C, 0.01 °F Temperature Accuracy ±0.15 °C; ±0.27 °F; ±0.15 K Temperature Calibration automatic at one custom point Temperature Compensation automatic from -5 to 55 °C (23 to 131 °F) Logging Memory 44,000 records (continuous logging or log-on-demand of all parameters) Logging Interval one second to three hours PC Connectivity USB (with HI 929829 software) Battery Type/Life 1.2V (4) NiMH, rechargeable batteries, size C type; up to 140 hours depending on configuration Waterproof Protection IP67 Environment 0 to 50°C (32 to 122°F); RH max 100% Dimensions 221 x 115 x 55 mm (8.7 x 4.5 x 2.2”) Weight 750 g (26.5 oz.) GPS 12 channel receiver 10 m (30 ft) accuracy Ordering Information The HI9829 and HI98290 (GPS model) are supplied with a HI710140 hard carrying case, HI7612VDC adapter, HI7698292 probe maintenance kit, HI929829 PC application software, HI7698291 USB cable (PC to meter), HI710045 power supply cable, HI710046 cigarette lighter power cable, HI9829-25 quick calibration solution, HI920005 iButton with holder (5), HI7609829-1 pH/ORP sensor, HI7609829-2 galvanic DO sensor, HI7609829-3 EC sensor, HI7698290 short calibration beaker, HI7698295 short protective weighted shield, NiMH rechargeable “C” cell batteries (4), 12VDC power adapter, and instruction manual. Probes selected with turbidity option will include the HI7609829-4 EC/turbidity sensor, HI7698293 long calibration beaker and HI7698296 long protective weighted shield in place of the EC sensor, short calibration beaker and short protective shield. Probes selected with turbidity option will also include turbidity calibration solutions (230 ml); HI9829-16 0 FNU, HI769829-17 20 FNU, and HI9829-18 200 FNU. | <div aria-labelledby="tab-title-description" class="woocommerce-Tabs-panel woocommerce-Tabs-panel--description panel entry-content active" id="tab-description" role="tabpanel"> <p>HI9829 เป็นมิเตอร์มัลติพารามิเตอร์บันทึกข้อมูลแบบพกพากันน้ำได้ ซึ่งตรวจสอบพารามิเตอร์คุณภาพน้ำที่แตกต่างกันได้สูงสุด 14 รายการ หัววัดหลายเซ็นเซอร์ที่ใช้ไมโครโปรเซสเซอร์ช่วยให้สามารถตรวจวัดพารามิเตอร์หลักๆ ได้ รวมถึง pH, ORP, สภาพการนำไฟฟ้า, ออกซิเจนละลายน้ำ, ความขุ่น, แอมโมเนียม, คลอไรด์, ไนเตรต และอุณหภูมิ โพรบจะส่งการอ่านแบบดิจิทัลพร้อมตัวเลือกในการบันทึกข้อมูลในขณะที่ไม่ได้เชื่อมต่อกับมิเตอร์ GPS ที่เป็นอุปกรณ์เสริมช่วยให้สามารถติดตามตำแหน่งของการวัดได้ ระบบที่สมบูรณ์นั้นติดตั้งง่ายและใช้งานง่าย HI9829 สามารถปรับแต่งได้สูงและมาพร้อมกับอุปกรณ์เสริมที่จำเป็นทั้งหมด บรรจุในกระเป๋าหิ้วที่ทนทาน</p> <p>The HI9829 is a waterproof portable logging multiparameter meter that monitors up to 14 different water quality parameters. The microprocessor based multi-sensor probe allows for the measurement of key parameters including pH, ORP, conductivity, dissolved oxygen, turbidity, ammonium, chloride, nitrate, and temperature. The probe transmits readings digitally with options to log data while disconnected from the meter. An optional GPS provides location tracking of measurements. The complete system is simple to setup and easy to use. The HI9829 is highly customizable and supplied with all necessary accessories, packaged in a durable carrying case.</p> <p dir="ltr"><strong>Waterproof Protection </strong>– The meter is enclosed in an IP67 rated waterproof casing and can withstand immersion in water at a depth of 1 m for up to 30 minutes. The probe features an IP68 rating for continuous immersion in water.</p> <p dir="ltr"><strong>Backlit Dot Matrix LCD Display </strong>– The HI9829 features a backlit graphic LCD with on-screen help and the capability to display up to twelve parameters simultaneously. The graphic display allows for the use of virtual keys to provide for an intuitive user interface.</p> <p dir="ltr"><strong>Intuitive Keypad</strong> – The fitted rubber keypad has dedicated keys for power, backlight, up/down arrows, help and alphanumeric characters. The meter also features two virtual soft keys that navigate the user through the configuration of each parameter, meter setup, and logging of data. The interface is intuitive for any user’s level of experience.</p> <p dir="ltr"><strong>Dedicated Help Key</strong> – Contextual help is always available through a dedicated “HELP” key. Clear tutorial messages and directions are available on-screen to quickly and easily guide users through setup and calibration. The help information displayed is relative to the setting/option being viewed.</p> <p dir="ltr"><strong>Auto-sensor Recognition</strong> – The probe and meter automatically recognize the sensors that are connected. Any ports not used on the probe will not have the parameter displayed or be configurable.</p> <p dir="ltr"><strong>Automatic temperature compensation</strong> – Integrated temperature sensor allows for automatic temperature compensation of pH, conductivity, and dissolved oxygen measurements.</p> <p dir="ltr"><strong>Automatic Barometric Pressure Compensation</strong> – The meter features a built-in barometer with user-selectable units for dissolved oxygen pressure compensation.</p> <p dir="ltr"><strong>Quick Calibration</strong> – Quick Calibration provides a speedy, single point calibration for pH, conductivity, and dissolved oxygen. Standard calibration options are available including pH up to three points, Conductivity at one point and dissolved oxygen up to two points.</p> <p dir="ltr"><strong>GLP Data</strong> – HI9829 includes a GLP feature thatallows users to view calibration data and calibration expiration information at the touch of a key. Calibration data includes date, time, buffers/standards used for calibration, and slope characteristics.</p> <p dir="ltr"><strong>Data Logging</strong> – The HI9829 allows users to store up to 44,000 continuous or log-on-demand samples with logging intervals from one second to three hours.</p> <p dir="ltr"><strong>Graphing Capability</strong> – Trend graphing with sample date and time stamp may be viewed on the display or transferred to a pc.</p> <p dir="ltr"><strong>PC Connectivity</strong> – Logged data can be transferred to a Windows compatible PC with the included HI7698291 USB adapter and HI929829 software.</p> <p dir="ltr"><strong>Long Battery Life</strong> – The display of the meter has a battery icon indicator to show the remaining power. The meter is supplied with four 1.5V “C “ NiMH rechargeable batteries that provide up to 140 hours of battery life*</p> <p dir="ltr"><span id="docs-internal-guid-8f8c06df-7c5b-c8fe-f920-a269edc3a71b"><strong>Rugged thermoformed carrying case</strong> – The HI9829 meter, probe, and all accessories are supplied in a rugged carrying case designed to provide years of use. The inside compartment of the carrying case is thermoformed to securely hold and protect all of the components.</span></p> <h3 class="spec-header">Specifications</h3> <table class="data-table" id="product-attribute-specs-table-1"> <colgroup> <col width="25%"/> <col/></colgroup> <tbody> <tr class="first odd"> <th class="label">pH Range</th> <td class="data last">0.00 to 14.00 pH</td> </tr> <tr class="even"> <th class="label">pH Resolution</th> <td class="data last">0.01 pH</td> </tr> <tr class="odd"> <th class="label">pH Accuracy</th> <td class="data last">±0.02 pH</td> </tr> <tr class="even"> <th class="label">pH Calibration</th> <td class="data last">automatic one, two, or three points with automatic recognition of five standard buffers (pH 4.01, 6.86, 7.01, 9.18, 10.01) or one custom buffer</td> </tr> <tr class="odd"> <th class="label">mV Range</th> <td class="data last">±600.0 mV</td> </tr> <tr class="even"> <th class="label">mV Resolution</th> <td class="data last">0.1 mV</td> </tr> <tr class="odd"> <th class="label">mV Accuracy</th> <td class="data last">±0.5 mV</td> </tr> <tr class="even"> <th class="label">ORP Range</th> <td class="data last">±2000 mV</td> </tr> <tr class="odd"> <th class="label">ORP Resolution</th> <td class="data last">0.1 mV</td> </tr> <tr class="even"> <th class="label">ORP Accuracy</th> <td class="data last">±1.0 mV</td> </tr> <tr class="odd"> <th class="label">ORP Calibration</th> <td class="data last">automatic at one custom point (relative mV)</td> </tr> <tr class="even"> <th class="label">EC Range</th> <td class="data last">0 to 200 mS/cm (absolute EC up to 400 mS/cm)</td> </tr> <tr class="odd"> <th class="label">EC Resolution</th> <td class="data last">Manual: 1 µS/cm; 0.001 mS/cm; 0.01 mS/cm; 0.1 mS/cm; 1 mS/cm, Automatic: 1 µS/cm from 0 to 9999 µS/cm; 0.01 mS/cm from 10.00 to 99.99 mS/cm; 0.1 mS/cm from 100.0 to 400.0 mS/cm, Automatic (mS/cm): 0.001 mS/cm from 0.000 to 9.999 mS/cm; 0.01 mS/cm from 10.00 to 99.99 mS/cm; 0.1 mS/cm from 100.0 to 400.0 mS/cm</td> </tr> <tr class="even"> <th class="label">EC Accuracy</th> <td class="data last">±1% of reading or ±1 µS/cm whichever is greater</td> </tr> <tr class="odd"> <th class="label">EC Calibration</th> <td class="data last">automatic single point, with six standard solutions (84 µS/cm, 1413 µS/cm, 5.00 mS/cm, 12.88 mS/cm, 80.0 mS/cm, 111.8 mS/cm) or custom point</td> </tr> <tr class="even"> <th class="label">TDS Range</th> <td class="data last">0 to 400000 ppm (mg/L); (the maximum value depends on the TDS factor)</td> </tr> <tr class="odd"> <th class="label">TDS Resolution</th> <td class="data last">Manual: 1 ppm (mg/L); 0.001 ppt (g/L); 0.01 ppt (g/L); 0.1 ppt (g/L); 1 ppt (g/L), Automatic: 1 ppm (mg/L) from 0 to 9999 ppm (mg/L); 0.01 ppt (g/L) from 10.00 to 99.99 ppt (g/L); 0.1 ppt (g/L) from 100.0 to 400.0 ppt (g/L), Automatic ppt (g/L): 0.001 ppt (g/L) from 0.000 to 9.999 ppt (g/L); 0.01 ppt (g/L) from 10.00 to 99.99 ppt (g/L); 0.1 ppt (g/L) from 100.0 to 400.0 ppt (g/L)</td> </tr> <tr class="even"> <th class="label">TDS Accuracy</th> <td class="data last">±1% of reading or ±1 ppm (mg/L), whichever is greater</td> </tr> <tr class="odd"> <th class="label">TDS Calibration</th> <td class="data last">based on conductivity or salinity calibration</td> </tr> <tr class="even"> <th class="label">Resistivity Range</th> <td class="data last">0 to 999999 Ω•cm; 0 to 1000.0 kΩ•cm; 0 to 1.0000 MΩ•cm</td> </tr> <tr class="odd"> <th class="label">Resistivity Resolution</th> <td class="data last">dependent on resistivity reading</td> </tr> <tr class="even"> <th class="label">Resistivity Calibration</th> <td class="data last">based on conductivity calibration</td> </tr> <tr class="odd"> <th class="label">Salinity Range</th> <td class="data last">0.00 to 70.00 PSU</td> </tr> <tr class="even"> <th class="label">Salinity Resolution</th> <td class="data last">0.01 PSU</td> </tr> <tr class="odd"> <th class="label">Salinity Accuracy</th> <td class="data last">±2% of reading or ±0.01 PSU whichever is greater</td> </tr> <tr class="even"> <th class="label">Salinity Calibration</th> <td class="data last">based on conductivity calibration</td> </tr> <tr class="odd"> <th class="label">Seawater σ Range</th> <td class="data last">0.0 to 50.0 σt, σ₀, σ₁₅</td> </tr> <tr class="even"> <th class="label">Seawater σ Resolution</th> <td class="data last">0.1 σt, σ₀, σ₁₅</td> </tr> <tr class="odd"> <th class="label">Seawater σ Accuracy</th> <td class="data last">±1 σt, σ₀, σ₁₅</td> </tr> <tr class="even"> <th class="label">Seawater σ Calibration</th> <td class="data last">based on conductivity or salinity calibration</td> </tr> <tr class="odd"> <th class="label">Ammonium-Nitrogen Range</th> <td class="data last">0.02 to 200.0 ppm Am (as NH4 +-N)</td> </tr> <tr class="even"> <th class="label">Ammonium-Nitrogen Resolution</th> <td class="data last">0.01 ppm to 1 ppm 0.1 ppm to 200.0 ppm</td> </tr> <tr class="odd"> <th class="label">Ammonium-Nitrogen Accuracy</th> <td class="data last">±5 % reading or 2 ppm</td> </tr> <tr class="even"> <th class="label">Ammonium-Nitrogen Calibration</th> <td class="data last">1 or 2 point, 10 ppm and 100 ppm</td> </tr> <tr class="odd"> <th class="label">Chloride Range</th> <td class="data last">0.6 to 200.0 ppm Cl (as Cl- )</td> </tr> <tr class="even"> <th class="label">Chloride Resolution</th> <td class="data last">0.01 ppm to 1 ppm 0.1 ppm to 200.0 ppm</td> </tr> <tr class="odd"> <th class="label">Chloride Accuracy</th> <td class="data last">±5 % of reading or 2 ppm</td> </tr> <tr class="even"> <th class="label">Chloride Calibration</th> <td class="data last">1 or 2 point, 10 ppm and 100 ppm</td> </tr> <tr class="odd"> <th class="label">Nitrate-Nitrogen Range</th> <td class="data last">0.62 to 200.0 ppm Ni (as NO3 – -N)</td> </tr> <tr class="even"> <th class="label">Nitrate-Nitrogen Resolution</th> <td class="data last">0.01 ppm to 1 ppm 0.1 ppm to 200 ppm</td> </tr> <tr class="odd"> <th class="label">Nitrate-Nitrogen Accuracy</th> <td class="data last">±5 % of reading or 2 ppm</td> </tr> <tr class="even"> <th class="label">Nitrate-Nitrogen Calibration</th> <td class="data last">1 or 2 point, 10 ppm and 100 ppm</td> </tr> <tr class="odd"> <th class="label">Turbidity Range</th> <td class="data last">0.0 to 99.9 FNU; 100 to 1000 FNU</td> </tr> <tr class="even"> <th class="label">Turbidity Resolution</th> <td class="data last">0.1 FNU from 0.0 to 99.9 FNU 1 FNU from 100 to 1000 FNU</td> </tr> <tr class="odd"> <th class="label">Turbidity Accuracy</th> <td class="data last">±0.3 FNU or ±2 % of reading, whichever is greater</td> </tr> <tr class="even"> <th class="label">Turbidity Calibration</th> <td class="data last">Automatic 1, 2, or, 3 points at 0, 20 and 200 FNU, or custom</td> </tr> <tr class="odd"> <th class="label">DO Range</th> <td class="data last">0.0 to 500.0%; 0.00 to 50.00 ppm (mg/L)</td> </tr> <tr class="even"> <th class="label">DO Resolution</th> <td class="data last">0.1%; 0.01 ppm (mg/L)</td> </tr> <tr class="odd"> <th class="label">DO Accuracy</th> <td class="data last">0.0 to 300.0% saturation: ±1.5% of reading or ±1.0% saturation whichever is greater, 0.00 to 30.00 ppm (mg/L): ±1.5% of reading or ±0.10 ppm (mg/L), whichever is greater, 30.00 ppm (mg/L) to 50.00 ppm (mg/L): ±3% of reading, 300.0 to 500.0% saturation: ±3% of reading</td> </tr> <tr class="even"> <th class="label">DO Calibration</th> <td class="data last">automatic one or two points at 0 and 100% or one custom point</td> </tr> <tr class="odd"> <th class="label">Atmospheric Pressure Range</th> <td class="data last">450 to 850 mm Hg; 17.72 to 33.46 in Hg; 600.0 to 1133.2 mbar; 8.702 to 16.436 psi; 0.5921 to 1.1184 atm; 60.00 to 113.32 kPa</td> </tr> <tr class="even"> <th class="label">Atmospheric Pressure Resolution</th> <td class="data last">0.1 mm Hg; 0.01 in Hg; 0.1 mbar; 0.001 psi; 0.0001 atm; 0.01 kPa</td> </tr> <tr class="odd"> <th class="label">Atmospheric Pressure Accuracy</th> <td class="data last">±3 mm Hg within ±15°C from the temperature during calibration</td> </tr> <tr class="even"> <th class="label">Atmospheric Pressure Calibration</th> <td class="data last">automatic at one custom point</td> </tr> <tr class="odd"> <th class="label">Temperature Range</th> <td class="data last">-5.00 to 55.00 °C, 23.00 to 131.00 °F, 268.15 to 328.15 K</td> </tr> <tr class="even"> <th class="label">Temperature Resolution</th> <td class="data last">0.01 K, 0.01 °C, 0.01 °F</td> </tr> <tr class="odd"> <th class="label">Temperature Accuracy</th> <td class="data last">±0.15 °C; ±0.27 °F; ±0.15 K</td> </tr> <tr class="even"> <th class="label">Temperature Calibration</th> <td class="data last">automatic at one custom point</td> </tr> <tr class="odd"> <th class="label">Temperature Compensation</th> <td class="data last">automatic from -5 to 55 °C (23 to 131 °F)</td> </tr> <tr class="even"> <th class="label">Logging Memory</th> <td class="data last">44,000 records (continuous logging or log-on-demand of all parameters)</td> </tr> <tr class="odd"> <th class="label">Logging Interval</th> <td class="data last">one second to three hours</td> </tr> <tr class="even"> <th class="label">PC Connectivity</th> <td class="data last">USB (with HI 929829 software)</td> </tr> <tr class="odd"> <th class="label">Battery Type/Life</th> <td class="data last">1.2V (4) NiMH, rechargeable batteries, size C type; up to 140 hours depending on configuration</td> </tr> <tr class="even"> <th class="label">Waterproof Protection</th> <td class="data last">IP67</td> </tr> <tr class="odd"> <th class="label">Environment</th> <td class="data last">0 to 50°C (32 to 122°F); RH max 100%</td> </tr> <tr class="even"> <th class="label">Dimensions</th> <td class="data last">221 x 115 x 55 mm (8.7 x 4.5 x 2.2”)</td> </tr> <tr class="odd"> <th class="label">Weight</th> <td class="data last">750 g (26.5 oz.)</td> </tr> <tr class="even"> <th class="label">GPS</th> <td class="data last">12 channel receiver 10 m (30 ft) accuracy</td> </tr> <tr class="last odd"> <th class="label">Ordering Information</th> <td class="data last">The HI9829 and HI98290 (GPS model) are supplied with a HI710140 hard carrying case, HI7612VDC adapter, HI7698292 probe maintenance kit, HI929829 PC application software, HI7698291 USB cable (PC to meter), HI710045 power supply cable, HI710046 cigarette lighter power cable, HI9829-25 quick calibration solution, HI920005 iButton with holder (5), HI7609829-1 pH/ORP sensor, HI7609829-2 galvanic DO sensor, HI7609829-3 EC sensor, HI7698290 short calibration beaker, HI7698295 short protective weighted shield, NiMH rechargeable “C” cell batteries (4), 12VDC power adapter, and instruction manual. <p>Probes selected with turbidity option will include the HI7609829-4 EC/turbidity sensor, HI7698293 long calibration beaker and HI7698296 long protective weighted shield in place of the EC sensor, short calibration beaker and short protective shield. Probes selected with turbidity option will also include turbidity calibration solutions (230 ml); HI9829-16 0 FNU, HI769829-17 20 FNU, and HI9829-18 200 FNU.</p></td> </tr> </tbody> </table> </div> | ไม่มี | ไม่มี | https://www.hannathailand.com/wp-content/uploads/2022/06/hi9829_v2.jpg | เครื่องวัดปริมาณฟอสเฟต ช่วงต่ำ รุ่น HI713 , เครื่องวัดปริมาณโครเมี่ยม ช่วงสูง รุ่น HI723 , เครื่องวัดปริมาณฟอสฟอรัส ช่วงสูง รุ่น HI706 , เครื่องวัดคลอรีน , เครื่องวัดปริมาณคลอรีนรวม รุ่น HI711 , เครื่องวัดปริมาณฟอสเฟต ช่วงสูง รุ่น HI717 , เครื่องวัดปริมาณแอมโมเนีย ในน้ำ รุ่น HI715 , น้ำยามาตรฐานสอบเทียบ ค่ามาตรฐานความเค็ม | <a class="woocommerce-LoopProduct-link woocommerce-loop-product__link" href="https://www.hannathailand.com/product/hi713-checker-hc-phosphate-lr/">เครื่องวัดปริมาณฟอสเฟต ช่วงต่ำ รุ่น HI713</a> , <a class="woocommerce-LoopProduct-link woocommerce-loop-product__link" href="https://www.hannathailand.com/product/hi723-checker-hc-chromium-vi-hr/">เครื่องวัดปริมาณโครเมี่ยม ช่วงสูง รุ่น HI723</a> , <a class="woocommerce-LoopProduct-link woocommerce-loop-product__link" href="https://www.hannathailand.com/product/hi706-checker-hc-phosphorous-hr/">เครื่องวัดปริมาณฟอสฟอรัส ช่วงสูง รุ่น HI706</a> , <a class="woocommerce-LoopProduct-link woocommerce-loop-product__link" href="https://www.hannathailand.com/product/free-chlorine/">เครื่องวัดคลอรีน</a> , <a class="woocommerce-LoopProduct-link woocommerce-loop-product__link" href="https://www.hannathailand.com/product/hi711-checker-hc-total-chlorine/">เครื่องวัดปริมาณคลอรีนรวม รุ่น HI711</a> , <a class="woocommerce-LoopProduct-link woocommerce-loop-product__link" href="https://www.hannathailand.com/product/hi717-checker-hc-phosphate-hr/">เครื่องวัดปริมาณฟอสเฟต ช่วงสูง รุ่น HI717</a> , <a class="woocommerce-LoopProduct-link woocommerce-loop-product__link" href="https://www.hannathailand.com/product/hi715-checker-hc-ammonia-mr/">เครื่องวัดปริมาณแอมโมเนีย ในน้ำ รุ่น HI715</a> , <a class="woocommerce-LoopProduct-link woocommerce-loop-product__link" href="https://www.hannathailand.com/product/hi7080l/">น้ำยามาตรฐานสอบเทียบ ค่ามาตรฐานความเค็ม</a> | https://www.hannathailand.com/wp-content/uploads/2022/06/hi9829_v2-600x600.jpg , https://www.hannathailand.com/wp-content/uploads/2021/12/hi9829incase-500x500.jpg , https://www.hannathailand.com/wp-content/uploads/2021/12/hi9829_hand_button_help-500x500.jpg , https://www.hannathailand.com/wp-content/uploads/2022/06/hi713_lg51caffcdce23e-600x600.jpg , https://www.hannathailand.com/wp-content/uploads/2022/06/miniphotometerfurchromvihoch839_11-600x600.jpg , https://www.hannathailand.com/wp-content/uploads/2022/06/hi706_400-600x600.jpg , https://www.hannathailand.com/wp-content/uploads/2021/07/1-500x500.jpg , https://www.hannathailand.com/wp-content/uploads/2022/06/hi711_lg-600x600.jpg , https://www.hannathailand.com/wp-content/uploads/2022/06/miniphotometerfurphosphathoch827_11-600x600.jpg , https://www.hannathailand.com/wp-content/uploads/2022/06/miniphotometerfurammoniakmittel2416_11-600x600.jpg , https://www.hannathailand.com/wp-content/uploads/2021/07/11-500x500.jpg
43 | เครื่องวัดคุณภาพน้ำแบบหลายพารามิเตอร์ แบบเชื่อมต่อผ่านบลูทูธ รุ่น HI98494 | สินค้าทั้งหมด , สินค้าแนะนำ , Multiparameter Portable HI9819X , อุตสาหกรรมทั่วไป , เครื่องวัดออกซิเจนในน้ำ , แบบภาคสนาม , เครื่องวัดคุณภาพน้ำแบบหลายพารามิเตอร์ , แบบภาคสนาม , เครื่องวัดความเป็นกรด-ด่าง/โออาร์พี , แบบภาคสนาม , เครื่องวัดการนำไฟฟ้า/ของแข็งละลายในน้ำ , แบบภาคสนาม , เครื่องวัดอุณหภูมิ/ความชื้น/แสง , แบบภาคสนาม | https://www.hannathailand.com/product-category/thermometer/thermo-fieldwork/ | https://www.hannathailand.com/product/%e0%b9%80%e0%b8%84%e0%b8%a3%e0%b8%b7%e0%b9%88%e0%b8%ad%e0%b8%87%e0%b8%a7%e0%b8%b1%e0%b8%94%e0%b8%84%e0%b8%b8%e0%b8%93%e0%b8%a0%e0%b8%b2%e0%b8%9e%e0%b8%99%e0%b9%89%e0%b8%b3%e0%b9%81%e0%b8%9a%e0%b8%9a-2/ | HI98494 | 3,103.00 | น้ำหนัก 0.5 กก. ขนาด 9.5 × 3.5 × 18.5 เซนติเมตร | <div aria-labelledby="tab-title-additional_information" class="woocommerce-Tabs-panel woocommerce-Tabs-panel--additional_information panel entry-content" id="tab-additional_information" role="tabpanel"> <table class="woocommerce-product-attributes shop_attributes"> <tr class="woocommerce-product-attributes-item woocommerce-product-attributes-item--weight"> <th class="woocommerce-product-attributes-item__label">น้ำหนัก</th> <td class="woocommerce-product-attributes-item__value">0.5 กก.</td> </tr> <tr class="woocommerce-product-attributes-item woocommerce-product-attributes-item--dimensions"> <th class="woocommerce-product-attributes-item__label">ขนาด</th> <td class="woocommerce-product-attributes-item__value">9.5 × 3.5 × 18.5 เซนติเมตร</td> </tr> </table> </div> | HI98494 เป็นมิเตอร์มัลติพารามิเตอร์บันทึกข้อมูลแบบพกพากันน้ำที่ตรวจสอบพารามิเตอร์คุณภาพน้ำที่แตกต่างกันได้ถึง 12 รายการ รวมถึงที่วัดได้ 6 รายการและคำนวณได้ 6 รายการ หัววัดหลายเซ็นเซอร์ที่ใช้ไมโครโปรเซสเซอร์ช่วยให้สามารถตรวจวัดพารามิเตอร์หลักๆ ซึ่งรวมถึง pH, ORP, สภาพการนำไฟฟ้า, ออกซิเจนละลายน้ำ และอุณหภูมิ โพรบส่งข้อมูลการอ่านแบบดิจิทัลไปยังมิเตอร์ ซึ่งสามารถแสดงและบันทึกจุดข้อมูลได้ ข้อมูลที่บันทึกไว้ในมิเตอร์สามารถโอนผ่าน Bluetooth® ไปยังอุปกรณ์อัจฉริยะที่ติดตั้งแอป Hanna Lab ได้ HI98494 มาพร้อมกับอุปกรณ์เสริมที่จำเป็นทั้งหมดและบรรจุในกระเป๋าหิ้วที่ทนทาน การเชื่อมต่อ Bluetooth® OPDO: เทคโนโลยีออกซิเจนละลายน้ำแบบใช้แสง จอแสดงผลดอทเมทริกซ์ 12 พารามิเตอร์ HI98494 is a waterproof portable logging multiparameter meter that monitors up to 12 different water quality parameters including 6 measured and 6 calculated. The microprocessor based multi-sensor probe allows for the measurement of key parameters including pH, ORP, conductivity, dissolved oxygen, and temperature. The probe transmits readings digitally to the meter, where data points can be displayed and logged. Data logged in the meter can be transferred by Bluetooth® to a smart device with the Hanna Lab App installed. The HI98494 is supplied with all necessary accessories and packaged in a durable carrying case. Bluetooth® Connectivity OPDO: Optical Dissolved Oxygen Technology 12 Parameter Dot Matrix Display Measurements & Logging Measure up to 12 parameters. Don’t lose important data with automatic interval logging of up to 45,000 samples or choose to log-on-demand to store measurement data for key points. Dual Power Source The meter operates on a built-in lithium-ion battery and will automatically switch to AA alkaline batteries for at least 200 hours of testing. GLP Data For better traceability, calibration information is recorded along with a time and date stamp and stored with logged data. Quick-Calibration Quick Calibration provides a speedy, single point calibration for pH, conductivity, and dissolved oxygen. Standard calibration options are also available. Built to be Durable Designed to withstand the knocks, drops, and spills of real life, the IP67 body ensures top performance in any environment. These meters are protected against dust and water intrusion from any direction. Quick Connect Probe A Quick Connect DIN connector makes attaching and removing the probe simple and easy. The rubber coating protects the cable and provides a water-tight seal without twisting. Data Transfer & Charging The USB Type-C port provides for easy data transfer to memory stick, PC, or other device and is used to charge internal lithium-ion battery. Digital Probe Digital probe with built-in temperature sensor and three ports for pH (ORP), EC and optical DO sensors. Once connected, the meter automatically recognize the sensors. Multiparameter Probe and Sensors Sensor replacement is quick and easy with field replaceable, screw type connectors and are color-coded for easy identification. pH/ORP Sensor HI7698194-0 (pH only) HI7698194-1 (pH/ORP) EC sensor HI7698194-3 Optical DO Sensor HI7698494-5 * The optical dissolved oxygen sensor uses a smart cap that has an RFID tag that keeps track of the age of the cap and alerts you when it should be replaced. Manual : Download Specifications : SKU HI98494-web Product Name Multiparameter Bluetooth® portable pH/EC/OPDO Meter – HI98494 Quote Required Yes pH Range 0.00 to 14.00 pH* pH Resolution 0.01 pH pH Accuracy ± 0.02 pH pH Calibration one point, using HI9828-25 Quick calibration solution up to three points using five standard buffers (pH 4.01, 6.86, 7.01, 9.18, 10.01) and one custom buffer pH Temperature Compensation automatic from -5 to 50 °C (23 to 122 °F) ORP Range ± 2000.0 mV ORP Resolution 0.1 mV ORP Accuracy ± 1.0 mV ORP Calibration one point (relative mV) mV Range pH in mV ± 600.0 mV mV Resolution pH in mV 0.1 mV mV Accuracy pH in mV mV Relative Offset ± 0.5 mV EC Range 0 to 200 mS/cm (absolute EC up to 400 mS/cm) EC Resolution auto-ranging EC Accuracy ±1 % of reading or ±1 μS/cm, whichever is greater EC Calibration One point, using HI9828-25 Quick calibration solution One point, using six standard solutions (84 μS/cm, 1413 μS/cm, 5.00 mS/cm, 12.88 mS/cm, 80.0 mS/cm, 111.8 mS/cm) or custom point TDS Range 0 to 400000 ppm (mg/L); (the maximum value depends on the TDS factor) TDS Resolution manual TDS Accuracy ±1 % of reading or ±1 ppm (mg/L), whichever is greater TDS Calibration Based on conductivity calibration EC/TDS Temperature Compensation automatic from -5 to 50 °C (23 to 122 °F) Temperature Correction Coefficient 0.00 to 6.00 %/°C EC to TDS Conversion Factor 0.00 to 1.00 Reference Temperature 20 °C or 25 °C Cell Type potentiometric four pole EC/TDS Multi-range Measurement Modes yes Salinity (PSU) Range 0.00 to 70.00 PSU Salinity (PSU) Resolution 0.01 PSU Salinity (PSU) Accuracy ±2% of reading or ±0.01 PSU, whichever is greater Salinity (PSU) Calibration One point, using a custom solution Salinity (Seawater Sigma) Range 0.0 to 50.0 σt, σ0, σ15 Salinity (Seawater Sigma) Resolution 0.1 σt, σ0, σ15 Salinity (Seawater Sigma) Accuracy ±1.0 σt, σ0, σ15 Salinity (Seawater Sigma) Calibration Based on conductivity or salinity calibration Resistivity Range 0 to 999999 Ω·cm Resistivity Resolution 1 Ω·cm; 0.1 kΩ·cm; 0.0001 MΩ·cm Resistivity Calibration Based on conductivity or salinity calibration Dissolved Oxygen Measurement Type optical luminscent technology Dissolved Oxygen Range 0.00 to 50.00 mg/L 0.0 to 500.0 % saturation Dissolved Oxygen Resolution 0.01 mg/L 0.1 % saturation Dissolved Oxygen Accuracy ±1.5 % of reading ± 0.01 mg/L from 0.00 to 20.00 mg/L ±5 % of reading from 20.00 to 50.00 mg/L ±1.5 % of reading ±0.1 % from 0.0 to 200.0 % saturation ±5 % of reading from 200.0 to 500.0 % saturation Dissolved Oxygen Calibration one point, quick calibration in water-saturated air One or two points, at 100 % and 0 % One point, using a custom solution (% saturation or mg/L ) Dissolved Oxygen Temperature Compensation automatic from -5 to 50 °C (23 to 122 °F) Altitude Compensation automatic Temperature Range -5.00 to 50.00 °C, 23.00 to 122.00 °F, 268.15 to 323.15 K Temperature Resolution 0.01 °C; 0.01 °F; 0.01 K Temperature Accuracy ±0.15 °C; ±0.27 °F; ±0.15 K Temperature Calibration One point using a custom value pH Electrode HI7698194-0 pH/ORP Electrode HI7698194-1 (supplied) EC/TDS Probe HI7698194-3 (supplied) DO Probe HI7698494-5 (supplied) Multi-parameter Probe HI7698494 (supplied) Temperature Probe built-in Logging Type interval and log on demand Logging Memory 50000 records, interval logging 20000 records, log-on-demand of all parameters Logging Interval 1 second to 3 hours Connectivity Bluetooth®, USB-C (mass-storage host), USB-C (mass-storage device) Automatic Shut-Off 5, 10, 15, 20, 30, 60 minutes or disabled GLP yes Display backlit dot matrix Battery Type/Life Minimum 200 hours (AA batteries, without backlighting and Bluetooth®) Minimum 50 hours (Li-ion battery, without backlighting and Bluetooth®) IP Protection IP67 Environment 0 to 50 °C (32 to 122 °F); RH 100 % Dimensions 185 x 93 x 35.2 mm (7.3 x 3.6 x 1.4”) Weight 435 g (13.3 oz) Ordering Information HI98494 is delivered in a rugged thermoformed carrying case and is supplied with, HI7698494 multi-sensor probe, HI7698194-1 pH/ORP sensor, HI7698194-3 EC/TDS/Resistivity/Salinity sensor, HI7698494-5 optical DO sensor, HI764113-1 DO smart cap with o ring, HI7698295 short protective probe shield, HI7698290 calibration beaker, HI9828-20 quick calibration standard solution (230 mL), HI7040 Zero oxygen solution set (120 mL), HI76984942 probe maintenance kit, HI920016 USB cable, 1.5V AA alkaline batteries (4 pcs.), instrument quality certificate, probe quality certificate, DO smart cap quality certificate, and instruction manual. Notes *The range may be limited by the sensor’s limits. Atmospheric Pressure Range 450.0 to 850.0 mmHg 17.72 to 33.46 inHg 600.0 to 1133.2 mbar 8.702 to 16.436 psi 0.5921 to 1.1184 atm 60.00 to 113.32 kPa Atmospheric Pressure Resolution 0.1 mmHg; 0.01 in Hg; 0.1 mbar 0.001 psi; 0.0001 atm; 0.01 kPa Atmospheric Pressure Accuracy ±3.0 mmHg within ±15°C from calibration temperature Atmospheric Pressure Calibration One point using a custom value Dimensions 185 x 93 x 35.2 mm (7.3 x 3.6 x 1.4”) Weight 435 g (13.3 oz) Ordering Information HI98494 is delivered in a rugged thermoformed carrying case and is supplied with, HI7698494 multi-sensor probe, HI7698194-1 pH/ORP sensor, HI7698194-3 EC/TDS/Resistivity/Salinity sensor, HI7698494-5 optical DO sensor, HI764113-1 DO smart cap with o ring, HI7698295 short protective probe shield, HI7698290 calibration beaker, HI9828-20 quick calibration standard solution (230 mL), HI7040 Zero oxygen solution set (120 mL), HI76984942 probe maintenance kit, HI920016 USB cable, 1.5V AA alkaline batteries (4 pcs.), instrument quality certificate, probe quality certificate, DO smart cap quality certificate, and instruction manual. Notes *The range may be limited by the sensor’s limits. Atmospheric Pressure Range 450.0 to 850.0 mmHg 17.72 to 33.46 inHg 600.0 to 1133.2 mbar 8.702 to 16.436 psi 0.5921 to 1.1184 atm 60.00 to 113.32 kPa Atmospheric Pressure Resolution 0.1 mmHg; 0.01 in Hg; 0.1 mbar 0.001 psi; 0.0001 atm; 0.01 kPa Atmospheric Pressure Accuracy ±3.0 mmHg within ±15°C from calibration temperature Atmospheric Pressure Calibration One point using a custom value | <div aria-labelledby="tab-title-description" class="woocommerce-Tabs-panel woocommerce-Tabs-panel--description panel entry-content active" id="tab-description" role="tabpanel"> <p>HI98494 เป็นมิเตอร์มัลติพารามิเตอร์บันทึกข้อมูลแบบพกพากันน้ำที่ตรวจสอบพารามิเตอร์คุณภาพน้ำที่แตกต่างกันได้ถึง 12 รายการ รวมถึงที่วัดได้ 6 รายการและคำนวณได้ 6 รายการ หัววัดหลายเซ็นเซอร์ที่ใช้ไมโครโปรเซสเซอร์ช่วยให้สามารถตรวจวัดพารามิเตอร์หลักๆ ซึ่งรวมถึง pH, ORP, สภาพการนำไฟฟ้า, ออกซิเจนละลายน้ำ และอุณหภูมิ โพรบส่งข้อมูลการอ่านแบบดิจิทัลไปยังมิเตอร์ ซึ่งสามารถแสดงและบันทึกจุดข้อมูลได้ ข้อมูลที่บันทึกไว้ในมิเตอร์สามารถโอนผ่าน Bluetooth® ไปยังอุปกรณ์อัจฉริยะที่ติดตั้งแอป Hanna Lab ได้ HI98494 มาพร้อมกับอุปกรณ์เสริมที่จำเป็นทั้งหมดและบรรจุในกระเป๋าหิ้วที่ทนทาน</p> <ul> <li>การเชื่อมต่อ Bluetooth®</li> <li>OPDO: เทคโนโลยีออกซิเจนละลายน้ำแบบใช้แสง</li> <li>จอแสดงผลดอทเมทริกซ์ 12 พารามิเตอร์</li> </ul> <p>HI98494 is a waterproof portable logging multiparameter meter that monitors up to 12 different water quality parameters including 6 measured and 6 calculated. The microprocessor based multi-sensor probe allows for the measurement of key parameters including pH, ORP, conductivity, dissolved oxygen, and temperature. The probe transmits readings digitally to the meter, where data points can be displayed and logged. Data logged in the meter can be transferred by Bluetooth<sup>®</sup> to a smart device with the Hanna Lab App installed. The HI98494 is supplied with all necessary accessories and packaged in a durable carrying case.</p> <ul> <li>Bluetooth<sup>®</sup> Connectivity</li> <li>OPDO: Optical Dissolved Oxygen Technology</li> <li>12 Parameter Dot Matrix Display</li> </ul> <div class="prod-view-details-container"> <div class="prod-view-details-left big-image"> <p><img alt="hi98494_side" class="aligncenter" decoding="async" height="389" loading="lazy" src="https://hanna-worldwide.com/media/wysiwyg/products/portables/multiparameter/hi98494_side.jpg" width="311"/></p> </div> <div class="prod-view-details-right"> <div class="cell small-12 large-auto" data-details=""> <div class="grid-x grid-padding-x grid-padding-y" data-detail-item=""> <div class="cell small-12 large-auto"> <h2><strong>Measurements &amp; Logging</strong></h2> <p>Measure up to 12 parameters. Don’t lose important data with automatic interval logging of up to 45,000 samples or choose to log-on-demand to store measurement data for key points.</p> </div> </div> <div class="grid-x grid-padding-x grid-padding-y" data-detail-item=""> <div class="cell small-12 large-auto"> <h2><strong>Dual Power Source</strong></h2> <p>The meter operates on a built-in lithium-ion battery and will automatically switch to AA alkaline batteries for at least 200 hours of testing.</p> </div> </div> <div class="grid-x grid-padding-x grid-padding-y" data-detail-item=""> <div class="cell small-12 large-auto"> <h2><strong>GLP Data</strong></h2> <p>For better traceability, calibration information is recorded along with a time and date stamp and stored with logged data.</p> </div> </div> <div class="grid-x grid-padding-x grid-padding-y" data-detail-item=""> <div class="cell small-12 large-auto"> <h2><strong>Quick-Calibration</strong></h2> <p>Quick Calibration provides a speedy, single point calibration for pH, conductivity, and dissolved oxygen. Standard calibration options are also available.</p> </div> </div> </div> </div> </div> <div class="prod-view-details-container"> <div class="prod-view-details-left"> <div class="cell small-12 large-auto small-order-2 large-order-1" data-details=""> <div class="grid-x grid-padding-x grid-padding-y" data-detail-item=""> <div class="cell small-12 large-auto"> <h2><strong>Built to be Durable</strong></h2> <p>Designed to withstand the knocks, drops, and spills of real life, the IP67 body ensures top performance in any environment. These meters are protected against dust and water intrusion from any direction.</p> </div> </div> <div class="grid-x grid-padding-x grid-padding-y" data-detail-item=""> <div class="cell small-12 large-auto"> <h2><strong>Quick Connect Probe</strong></h2> <p>A Quick Connect DIN connector makes attaching and removing the probe simple and easy. The rubber coating protects the cable and provides a water-tight seal without twisting.</p> </div> </div> <div class="grid-x grid-padding-x grid-padding-y" data-detail-item=""> <div class="cell small-12 large-auto"> <h2><strong>Data Transfer &amp; Charging</strong></h2> <p>The USB Type-C port provides for easy data transfer to memory stick, PC, or other device and is used to charge internal lithium-ion battery.</p> </div> </div> <div class="grid-x grid-padding-x grid-padding-y" data-detail-item=""> <div class="cell small-12 large-auto"> <h2><strong>Digital Probe</strong></h2> <p>Digital probe with built-in temperature sensor and three ports for pH (ORP), EC and optical DO sensors. Once connected, the meter automatically recognize the sensors.</p> </div> </div> </div> </div> <div class="prod-view-details-right big-image"> <p><img alt="HI98494_USBC_QuickConnect" class="aligncenter" decoding="async" height="366" loading="lazy" src="https://hanna-worldwide.com/media/wysiwyg/products/portables/multiparameter/HI98494_USBC_QuickConnect_1_.jpg" width="293"/></p> </div> </div> <div class="prod-view-details-container"> <div class="prod-view-details-left big-image"> <p><img alt="HI7698494_sensors" class="aligncenter" decoding="async" height="389" loading="lazy" src="https://hanna-worldwide.com/media/wysiwyg/products/portables/multiparameter/_HI7698494_sensors.jpg" width="311"/></p> </div> <div class="prod-view-details-right"> <div class="cell small-12 large-auto" data-details=""> <div class="grid-x grid-padding-x grid-padding-y" data-detail-item=""> <div class="cell small-12 large-auto"> <h2><strong>Multiparameter Probe and Sensors</strong></h2> <p>Sensor replacement is quick and easy with field replaceable, screw type connectors and are color-coded for easy identification.</p> </div> </div> <div class="grid-x grid-padding-x grid-padding-y" data-detail-item=""> <div class="cell small-12 large-shrink sensor"> <div><img alt="pH Sensor HI7698194-0" class="img-circle float-center aligncenter" decoding="async" height="238" loading="lazy" src="https://hanna-worldwide.com/media/wysiwyg/products/portables/multiparameter/hi98494-image-ph.jpg" width="238"/></div> <div class="cell small-12 large-auto"> <h3><strong>pH/ORP Sensor</strong></h3> <p>HI7698194-0 (pH only)<br/> HI7698194-1 (pH/ORP)</p> </div> </div> <div class="cell small-12 large-shrink sensor"> <div><img alt="HI7698194-3 EC Sensor" class="img-circle float-center aligncenter" decoding="async" height="224" loading="lazy" src="https://hanna-worldwide.com/media/wysiwyg/products/portables/multiparameter/hi98494-image-ec.jpg" width="224"/></div> <div class="cell small-12 large-auto"> <h3><strong>EC sensor</strong></h3> <p>HI7698194-3</p> </div> </div> <div class="cell small-12 large-shrink sensor"> <div><img alt="HI98494 OPDO Oxygen sensor" class="img-circle float-center aligncenter" decoding="async" height="216" loading="lazy" src="https://hanna-worldwide.com/media/wysiwyg/products/portables/multiparameter/hi98494-image-do.jpg" width="216"/></div> <div class="cell small-12 large-auto"> <h3><strong>Optical DO Sensor</strong></h3> <p>HI7698494-5<br/> * The optical dissolved oxygen sensor uses a smart cap that has an RFID tag that keeps track of the age of the cap and alerts you when it should be replaced.</p> </div> </div> </div> </div> </div> </div> <h3 class="spec-header"><strong>Manual : <a href="https://hanna-worldwide.com/mwdownloads/download/link/id/2649">Download</a></strong></h3> <h3 class="spec-header"><strong>Specifications : </strong></h3> <table> <tbody> <tr> <td width="160"><strong>SKU</strong></td> <td width="441"><strong>HI98494-web</strong></td> </tr> <tr> <td width="160"><strong>Product Name</strong></td> <td width="441"><strong>Multiparameter Bluetooth® portable pH/EC/OPDO Meter – HI98494</strong></td> </tr> <tr> <td width="160"><strong>Quote Required</strong></td> <td width="441"><strong>Yes</strong></td> </tr> <tr> <td width="160"><strong>pH Range</strong></td> <td width="441"><strong>0.00 to 14.00 pH*</strong></td> </tr> <tr> <td width="160"><strong>pH Resolution</strong></td> <td width="441"><strong>0.01 pH</strong></td> </tr> <tr> <td width="160"><strong>pH Accuracy</strong></td> <td width="441"><strong>± 0.02 pH</strong></td> </tr> <tr> <td width="160"><strong>pH Calibration</strong></td> <td width="441"><strong>one point, using HI9828-25 Quick calibration solution up to three points using five standard buffers (pH 4.01, 6.86, 7.01, 9.18, 10.01) and one custom buffer</strong></td> </tr> <tr> <td width="160"><strong>pH Temperature Compensation</strong></td> <td width="441"><strong>automatic from -5 to 50 °C (23 to 122 °F)</strong></td> </tr> <tr> <td width="160"><strong>ORP Range</strong></td> <td width="441"><strong>± 2000.0 mV</strong></td> </tr> <tr> <td width="160"><strong>ORP Resolution</strong></td> <td width="441"><strong>0.1 mV</strong></td> </tr> <tr> <td width="160"><strong>ORP Accuracy</strong></td> <td width="441"><strong>± 1.0 mV</strong></td> </tr> <tr> <td width="160"><strong>ORP Calibration</strong></td> <td width="441"><strong>one point (relative mV)</strong></td> </tr> <tr> <td width="160"><strong>mV Range</strong></td> <td width="441"><strong>pH in mV ± 600.0 mV</strong></td> </tr> <tr> <td width="160"><strong>mV Resolution</strong></td> <td width="441"><strong>pH in mV 0.1 mV</strong></td> </tr> <tr> <td width="160"><strong>mV Accuracy</strong></td> <td width="441"><strong>pH in mV</strong></td> </tr> <tr> <td width="160"><strong>mV Relative Offset</strong></td> <td width="441"><strong>± 0.5 mV</strong></td> </tr> <tr> <td width="160"><strong>EC Range</strong></td> <td width="441"><strong>0 to 200 mS/cm (absolute EC up to 400 mS/cm)</strong></td> </tr> <tr> <td width="160"><strong>EC Resolution</strong></td> <td width="441"><strong>auto-ranging</strong></td> </tr> <tr> <td width="160"><strong>EC Accuracy</strong></td> <td width="441"><strong>±1 % of reading or ±1 </strong><strong>μ</strong><strong>S/cm, whichever is greater</strong></td> </tr> <tr> <td width="160"><strong>EC Calibration</strong></td> <td width="441"><strong>One point, using HI9828-25 Quick calibration solution One point, using six standard solutions (84 </strong><strong>μ</strong><strong>S/cm, 1413 </strong><strong>μ</strong><strong>S/cm, 5.00 mS/cm, 12.88 mS/cm, 80.0 mS/cm, 111.8 mS/cm) or custom point</strong></td> </tr> <tr> <td width="160"><strong>TDS Range</strong></td> <td width="441"><strong>0 to 400000 ppm (mg/L); (the maximum value depends on the TDS factor)</strong></td> </tr> <tr> <td width="160"><strong>TDS Resolution</strong></td> <td width="441"><strong>manual</strong></td> </tr> <tr> <td width="160"><strong>TDS Accuracy</strong></td> <td width="441"><strong>±1 % of reading or ±1 ppm (mg/L), whichever is greater</strong></td> </tr> <tr> <td width="160"><strong>TDS Calibration</strong></td> <td width="441"><strong>Based on conductivity calibration</strong></td> </tr> <tr> <td width="160"><strong>EC/TDS Temperature Compensation</strong></td> <td width="441"><strong>automatic from -5 to 50 °C (23 to 122 °F)</strong></td> </tr> <tr> <td width="160"><strong>Temperature Correction Coefficient</strong></td> <td width="441"><strong>0.00 to 6.00 %/°C</strong></td> </tr> <tr> <td width="160"><strong>EC to TDS Conversion Factor</strong></td> <td width="441"><strong>0.00 to 1.00</strong></td> </tr> <tr> <td width="160"><strong>Reference Temperature</strong></td> <td width="441"><strong>20 °C or 25 °C</strong></td> </tr> <tr> <td width="160"><strong>Cell Type</strong></td> <td width="441"><strong>potentiometric four pole</strong></td> </tr> <tr> <td width="160"><strong>EC/TDS Multi-range Measurement Modes</strong></td> <td width="441"><strong>yes</strong></td> </tr> <tr> <td width="160"><strong>Salinity (PSU) Range</strong></td> <td width="441"><strong>0.00 to 70.00 PSU</strong></td> </tr> <tr> <td width="160"><strong>Salinity (PSU) Resolution</strong></td> <td width="441"><strong>0.01 PSU</strong></td> </tr> <tr> <td width="160"><strong>Salinity (PSU) Accuracy</strong></td> <td width="441"><strong>±2% of reading or ±0.01 PSU, whichever is greater</strong></td> </tr> <tr> <td width="160"><strong>Salinity (PSU) Calibration</strong></td> <td width="441"><strong>One point, using a custom solution</strong></td> </tr> <tr> <td width="160"><strong>Salinity (Seawater Sigma) Range</strong></td> <td width="441"><strong>0.0 to 50.0 </strong><strong>σ</strong><strong>t, </strong><strong>σ</strong><strong>0, </strong><strong>σ</strong><strong>15</strong></td> </tr> <tr> <td width="160"><strong>Salinity (Seawater Sigma) Resolution</strong></td> <td width="441"><strong>0.1 </strong><strong>σ</strong><strong>t, </strong><strong>σ</strong><strong>0, </strong><strong>σ</strong><strong>15</strong></td> </tr> <tr> <td width="160"><strong>Salinity (Seawater Sigma) Accuracy</strong></td> <td width="441"><strong>±1.0 </strong><strong>σ</strong><strong>t, </strong><strong>σ</strong><strong>0, </strong><strong>σ</strong><strong>15</strong></td> </tr> <tr> <td width="160"><strong>Salinity (Seawater Sigma) Calibration</strong></td> <td width="441"><strong>Based on conductivity or salinity calibration</strong></td> </tr> <tr> <td width="160"><strong>Resistivity Range</strong></td> <td width="441"><strong>0 to 999999 </strong><strong>Ω</strong><strong>·</strong><strong>cm</strong></td> </tr> <tr> <td width="160"><strong>Resistivity Resolution</strong></td> <td width="441"><strong>1 </strong><strong>Ω</strong><strong>·</strong><strong>cm; 0.1 k</strong><strong>Ω</strong><strong>·</strong><strong>cm; 0.0001 M</strong><strong>Ω</strong><strong>·</strong><strong>cm</strong></td> </tr> <tr> <td width="160"><strong>Resistivity Calibration</strong></td> <td width="441"><strong>Based on conductivity or salinity calibration</strong></td> </tr> <tr> <td width="160"><strong>Dissolved Oxygen Measurement Type</strong></td> <td width="441"><strong>optical luminscent technology</strong></td> </tr> <tr> <td width="160"><strong>Dissolved Oxygen Range</strong></td> <td width="441"><strong>0.00 to 50.00 mg/L<br/> 0.0 to 500.0 % saturation</strong></td> </tr> <tr> <td width="160"><strong>Dissolved Oxygen Resolution</strong></td> <td width="441"><strong>0.01 mg/L<br/> 0.1 % saturation</strong></td> </tr> <tr> <td width="160"><strong>Dissolved Oxygen Accuracy</strong></td> <td width="441"><strong>±1.5 % of reading ± 0.01 mg/L from 0.00 to 20.00 mg/L<br/> ±5 % of reading from 20.00 to 50.00 mg/L<br/> ±1.5 % of reading ±0.1 % from 0.0 to 200.0 % saturation<br/> ±5 % of reading from 200.0 to 500.0 % saturation</strong></td> </tr> <tr> <td width="160"><strong>Dissolved Oxygen Calibration</strong></td> <td width="441"><strong>one point, quick calibration in water-saturated air<br/> One or two points, at 100 % and 0 %<br/> One point, using a custom solution (% saturation or mg/L )</strong></td> </tr> <tr> <td width="160"><strong>Dissolved Oxygen Temperature Compensation</strong></td> <td width="441"><strong>automatic from -5 to 50 °C (23 to 122 °F)</strong></td> </tr> <tr> <td width="160"><strong>Altitude Compensation</strong></td> <td width="441"><strong>automatic</strong></td> </tr> <tr> <td width="160"><strong>Temperature Range</strong></td> <td width="441"><strong>-5.00 to 50.00 °C, 23.00 to 122.00 °F, 268.15 to 323.15 K</strong></td> </tr> <tr> <td width="160"><strong>Temperature Resolution</strong></td> <td width="441"><strong>0.01 °C; 0.01 °F; 0.01 K</strong></td> </tr> <tr> <td width="160"><strong>Temperature Accuracy</strong></td> <td width="441"><strong>±0.15 °C; ±0.27 °F; ±0.15 K</strong></td> </tr> <tr> <td width="160"><strong>Temperature Calibration</strong></td> <td width="441"><strong>One point using a custom value</strong></td> </tr> <tr> <td width="160"><strong>pH Electrode</strong></td> <td width="441"><strong>HI7698194-0</strong></td> </tr> <tr> <td width="160"><strong>pH/ORP Electrode</strong></td> <td width="441"><strong>HI7698194-1 (supplied)</strong></td> </tr> <tr> <td width="160"><strong>EC/TDS Probe</strong></td> <td width="441"><strong>HI7698194-3 (supplied)</strong></td> </tr> <tr> <td width="160"><strong>DO Probe</strong></td> <td width="441"><strong>HI7698494-5 (supplied)</strong></td> </tr> <tr> <td width="160"><strong>Multi-parameter Probe</strong></td> <td width="441"><strong>HI7698494 (supplied)</strong></td> </tr> <tr> <td width="160"><strong>Temperature Probe</strong></td> <td width="441"><strong>built-in</strong></td> </tr> <tr> <td width="160"><strong>Logging Type</strong></td> <td width="441"><strong>interval and log on demand</strong></td> </tr> <tr> <td width="160"><strong>Logging Memory</strong></td> <td width="441"><strong>50000 records, interval logging<br/> 20000 records, log-on-demand of all parameters</strong></td> </tr> <tr> <td width="160"><strong>Logging Interval</strong></td> <td width="441"><strong>1 second to 3 hours</strong></td> </tr> <tr> <td width="160"><strong>Connectivity</strong></td> <td width="441"><strong>Bluetooth®, USB-C (mass-storage host), USB-C (mass-storage device)</strong></td> </tr> <tr> <td width="160"><strong>Automatic Shut-Off</strong></td> <td width="441"><strong>5, 10, 15, 20, 30, 60 minutes or disabled</strong></td> </tr> <tr> <td width="160"><strong>GLP</strong></td> <td width="441"><strong>yes</strong></td> </tr> <tr> <td width="160"><strong>Display</strong></td> <td width="441"><strong>backlit dot matrix</strong></td> </tr> <tr> <td width="160"><strong>Battery Type/Life</strong></td> <td width="441"><strong>Minimum 200 hours (AA batteries, without backlighting and Bluetooth®)<br/> Minimum 50 hours (Li-ion battery, without backlighting and Bluetooth®)</strong></td> </tr> <tr> <td width="160"><strong>IP Protection</strong></td> <td width="441"><strong>IP67</strong></td> </tr> <tr> <td width="160"><strong>Environment</strong></td> <td width="441"><strong>0 to 50 °C (32 to 122 °F); RH 100 %</strong></td> </tr> <tr> <td width="160"><strong>Dimensions</strong></td> <td width="441"><strong>185 x 93 x 35.2 mm (7.3 x 3.6 x 1.4”)</strong></td> </tr> <tr> <td width="160"><strong>Weight</strong></td> <td width="441"><strong>435 g (13.3 oz)</strong></td> </tr> <tr> <td width="160"><strong>Ordering Information</strong></td> <td width="441"><strong>HI98494 is delivered in a rugged thermoformed carrying case and is supplied with, HI7698494 multi-sensor probe, HI7698194-1 pH/ORP sensor, HI7698194-3 EC/TDS/Resistivity/Salinity sensor, HI7698494-5 optical DO sensor, HI764113-1 DO smart cap with o ring, HI7698295 short protective probe shield, HI7698290 calibration beaker, HI9828-20 quick calibration standard solution (230 mL), HI7040 Zero oxygen solution set (120 mL), HI76984942 probe maintenance kit, HI920016 USB cable, 1.5V AA alkaline batteries (4 pcs.), instrument quality certificate, probe quality certificate, DO smart cap quality certificate, and instruction manual.</strong></td> </tr> <tr> <td width="160"><strong>Notes</strong></td> <td width="441"><strong>*The range may be limited by the sensor’s limits.</strong></td> </tr> <tr> <td width="160"><strong>Atmospheric Pressure Range</strong></td> <td width="441"><strong>450.0 to 850.0 mmHg 17.72 to 33.46 inHg 600.0 to 1133.2 mbar 8.702 to 16.436 psi 0.5921 to 1.1184 atm 60.00 to 113.32 kPa</strong></td> </tr> <tr> <td width="160"><strong>Atmospheric Pressure Resolution</strong></td> <td width="441"><strong>0.1 mmHg; 0.01 in Hg; 0.1 mbar 0.001 psi; 0.0001 atm; 0.01 kPa</strong></td> </tr> <tr> <td width="160"><strong>Atmospheric Pressure Accuracy</strong></td> <td width="441"><strong>±3.0 mmHg within ±15°C from calibration temperature</strong></td> </tr> <tr> <td width="160"><strong>Atmospheric Pressure Calibration</strong></td> <td width="441"><strong>One point using a custom value</strong></td> </tr> <tr> <td width="160"><strong>Dimensions</strong></td> <td width="441"><strong>185 x 93 x 35.2 mm (7.3 x 3.6 x 1.4”)</strong></td> </tr> <tr> <td width="160"><strong>Weight</strong></td> <td width="441"><strong>435 g (13.3 oz)</strong></td> </tr> <tr> <td width="160"><strong>Ordering Information</strong></td> <td width="441"><strong>HI98494 is delivered in a rugged thermoformed carrying case and is supplied with, HI7698494 multi-sensor probe, HI7698194-1 pH/ORP sensor, HI7698194-3 EC/TDS/Resistivity/Salinity sensor, HI7698494-5 optical DO sensor, HI764113-1 DO smart cap with o ring, HI7698295 short protective probe shield, HI7698290 calibration beaker, HI9828-20 quick calibration standard solution (230 mL), HI7040 Zero oxygen solution set (120 mL), HI76984942 probe maintenance kit, HI920016 USB cable, 1.5V AA alkaline batteries (4 pcs.), instrument quality certificate, probe quality certificate, DO smart cap quality certificate, and instruction manual.</strong></td> </tr> <tr> <td width="160"><strong>Notes</strong></td> <td width="441"><strong>*The range may be limited by the sensor’s limits.</strong></td> </tr> <tr> <td width="160"><strong>Atmospheric Pressure Range</strong></td> <td width="441"><strong>450.0 to 850.0 mmHg 17.72 to 33.46 inHg 600.0 to 1133.2 mbar 8.702 to 16.436 psi 0.5921 to 1.1184 atm 60.00 to 113.32 kPa</strong></td> </tr> <tr> <td width="160"><strong>Atmospheric Pressure Resolution</strong></td> <td width="441"><strong>0.1 mmHg; 0.01 in Hg; 0.1 mbar 0.001 psi; 0.0001 atm; 0.01 kPa</strong></td> </tr> <tr> <td width="160"><strong>Atmospheric Pressure Accuracy</strong></td> <td width="441"><strong>±3.0 mmHg within ±15°C from calibration temperature</strong></td> </tr> <tr> <td width="160"><strong>Atmospheric Pressure Calibration</strong></td> <td width="441"><strong>One point using a custom value</strong></td> </tr> </tbody> </table> </div> | ไม่มี | ไม่มี | https://www.hannathailand.com/wp-content/uploads/2022/12/hi98494.jpg | เครื่องวัดปริมาณไอโอดีน รุ่น HI718 , เครื่องวัดปริมาณฟลูออไรด์ ช่วงต่ำ รุ่น HI729 , สารละลายมาตรฐานความขุ่น 20 NTU , เครื่องวัดปริมาณฟอสฟอรัส ช่วงสูง รุ่น HI706 , เครื่องวัดปริมาณแอมโมเนีย ในน้ำ รุ่น HI715 , น้ำยามาตรฐานสอบเทียบ ค่ามาตรฐานความเค็ม , เครื่องวัดปริมาณคลอรีนรวม รุ่น HI711 , เครื่องวัดปริมาณนิกเกิล ช่วงสูง รุ่น HI726 | <a class="woocommerce-LoopProduct-link woocommerce-loop-product__link" href="https://www.hannathailand.com/product/hi718-checker-hc-iodine/">เครื่องวัดปริมาณไอโอดีน รุ่น HI718</a> , <a class="woocommerce-LoopProduct-link woocommerce-loop-product__link" href="https://www.hannathailand.com/product/hi729-checker-hc-fluoride-lr/">เครื่องวัดปริมาณฟลูออไรด์ ช่วงต่ำ รุ่น HI729</a> , <a class="woocommerce-LoopProduct-link woocommerce-loop-product__link" href="https://www.hannathailand.com/product/hi93102-20/">สารละลายมาตรฐานความขุ่น 20 NTU</a> , <a class="woocommerce-LoopProduct-link woocommerce-loop-product__link" href="https://www.hannathailand.com/product/hi706-checker-hc-phosphorous-hr/">เครื่องวัดปริมาณฟอสฟอรัส ช่วงสูง รุ่น HI706</a> , <a class="woocommerce-LoopProduct-link woocommerce-loop-product__link" href="https://www.hannathailand.com/product/hi715-checker-hc-ammonia-mr/">เครื่องวัดปริมาณแอมโมเนีย ในน้ำ รุ่น HI715</a> , <a class="woocommerce-LoopProduct-link woocommerce-loop-product__link" href="https://www.hannathailand.com/product/hi7083l/">น้ำยามาตรฐานสอบเทียบ ค่ามาตรฐานความเค็ม</a> , <a class="woocommerce-LoopProduct-link woocommerce-loop-product__link" href="https://www.hannathailand.com/product/hi711-checker-hc-total-chlorine/">เครื่องวัดปริมาณคลอรีนรวม รุ่น HI711</a> , <a class="woocommerce-LoopProduct-link woocommerce-loop-product__link" href="https://www.hannathailand.com/product/hi726-checker-hc-nickel-hr/">เครื่องวัดปริมาณนิกเกิล ช่วงสูง รุ่น HI726</a> | https://www.hannathailand.com/wp-content/uploads/2022/12/hi98494-600x600.jpg , https://www.hannathailand.com/wp-content/uploads/2022/12/HI7698494_sensors-600x600.jpg , https://www.hannathailand.com/wp-content/uploads/2022/12/HI98494-CALCheck-720x720-0a86fcf6-91de-4a33-9461-3e3cd24a17c4-600x600.jpg , https://www.hannathailand.com/wp-content/uploads/2022/12/Hi98494-hand-held-600x600.jpg , https://www.hannathailand.com/wp-content/uploads/2022/06/miniphotometerfuriod829_11-600x600.jpg , https://www.hannathailand.com/wp-content/uploads/2022/06/miniphotometerfurfluoridniedrig844_11-600x600.jpg , https://www.hannathailand.com/wp-content/uploads/2021/07/9-500x500.jpg , https://www.hannathailand.com/wp-content/uploads/2022/06/hi706_400-600x600.jpg , https://www.hannathailand.com/wp-content/uploads/2022/06/miniphotometerfurammoniakmittel2416_11-600x600.jpg , https://www.hannathailand.com/wp-content/uploads/2021/07/10-500x500.jpg , https://www.hannathailand.com/wp-content/uploads/2022/06/hi711_lg-600x600.jpg , https://www.hannathailand.com/wp-content/uploads/2022/06/miniphotometerfurnickelhoch841_11-600x600.jpg
44 | เครื่องวัดปริมาณคลอรีนรวม ช่วงต่ำมาก รุ่น HI761 | สินค้าทั้งหมด , อุตสาหกรรมอาหาร , เครื่องโฟโตมิเตอร์ , แบบพกพาสะดวก | https://www.hannathailand.com/product-category/spectrophotometer/photometer-portable/ | https://www.hannathailand.com/product/checker-hc-total-chlorine-ulr-hi761/ | HI761 | 3,103.00 |  | <div aria-labelledby="tab-title-additional_information" class="woocommerce-Tabs-panel woocommerce-Tabs-panel--additional_information panel entry-content" id="tab-additional_information" role="tabpanel"> </div> | The HI 761 Checker®HC is a simple, accurate, and cost effective way to measure ultra-low ranges of total chlorine. Designed as a more accurate alternative to chemical test kits, the HI 761 provides quick, accurate results in four easy steps. The HI 761 uses an adaptation of the USEPA method 330.5. The reaction between the chlorine and DPD reagent causes a pink tint in the sample. Order Information: The HI 761 Checker®HC is supplied with 2 cuvettes and caps, reagent starter kit (6 packets for total chlorine ultra-low range), 1 x 1.5V AAA battery, and an instruction manual. Specification : Range 0 to 500 ppb Resolution 1 ppb Accuracy (@25°C/77°F) ±5ppb ± 5% of reading Measurement Method Colorimetric Light Source Photodiode @525 nm Light Detector Silicon photocell Method Adaptation of the USEPA method 330.5. The reaction between the chlorine and DPD reagent causes a pink tint in the sample. Power Supply Battery – 1 x 1.5V AAA Power Auto Off After 10 min. of inactivity Environment 0 to 50°C (32 to 122°F); RH max 95% non-condensing Dimensions 81.5 x 61 x 37.5 mm (3.2 x 2.4 x 1.5”) Weight 64 g (2.25 oz.) | <div aria-labelledby="tab-title-description" class="woocommerce-Tabs-panel woocommerce-Tabs-panel--description panel entry-content active" id="tab-description" role="tabpanel"> <p style="text-align: justify;">The HI 761 Checker®HC is a simple, accurate, and cost effective way to measure ultra-low ranges of total chlorine. Designed as a more accurate alternative to chemical test kits, the HI 761 provides quick, accurate results in four easy steps. <br/> <br/> The HI 761 uses an adaptation of the USEPA method 330.5. The reaction between the chlorine and DPD reagent causes a pink tint in the sample.</p> <p style="text-align: justify;"><strong>Order Information:</strong> The HI 761 Checker®HC is supplied with 2 cuvettes and caps, reagent starter kit (6 packets for total chlorine ultra-low range), 1 x 1.5V AAA battery, and an instruction manual.</p> <p> </p> <p><strong>Specification :</strong></p> <table class="spec_table mceItemTable"> <tbody> <tr> <td>Range</td> <td> </td> <td>0 to 500 ppb</td> </tr> <tr> <td>Resolution</td> <td> </td> <td>1 ppb</td> </tr> <tr> <td>Accuracy (@25°C/77°F)</td> <td> </td> <td>±5ppb ± 5% of reading</td> </tr> <tr> <td>Measurement Method</td> <td> </td> <td>Colorimetric</td> </tr> <tr> <td>Light Source</td> <td> </td> <td>Photodiode @525 nm</td> </tr> <tr> <td>Light Detector</td> <td> </td> <td>Silicon photocell</td> </tr> <tr> <td>Method</td> <td> </td> <td>Adaptation of the USEPA method 330.5. The reaction between the chlorine and DPD reagent causes a pink tint in the sample.</td> </tr> <tr> <td>Power Supply</td> <td> </td> <td>Battery – 1 x 1.5V AAA</td> </tr> <tr> <td>Power Auto Off</td> <td> </td> <td>After 10 min. of inactivity</td> </tr> <tr> <td>Environment</td> <td> </td> <td>0 to 50°C (32 to 122°F); RH max 95% non-condensing</td> </tr> <tr> <td>Dimensions</td> <td> </td> <td>81.5 x 61 x 37.5 mm (3.2 x 2.4 x 1.5”)</td> </tr> <tr> <td>Weight</td> <td> </td> <td>64 g (2.25 oz.)</td> </tr> </tbody> </table> </div> | The HI 761 uses an adaptation of the USEPA method 330.5. The reaction between the chlorine and DPD reagent causes a pink tint in the sample. | <div class="product-short-description"> <p>The HI 761 uses an adaptation of the USEPA method 330.5. The reaction between the chlorine and DPD reagent causes a pink tint in the sample.</p> </div> | https://www.hannathailand.com/wp-content/uploads/2022/06/miniphotometerfurchlorgesamtultraniedrig2423_11.jpg | เครื่องวัดปริมาณคลอรีนอิสระ รุ่น HI701 , น้ำยามาตรฐานสอบเทียบ , เครื่องวัดปริมาณไนไตรท์ ช่วงต่ำ รุ่น HI707 , เครื่องวัดปริมาณโครเมี่ยม ช่วงสูง รุ่น HI723 , เครื่องควบคุมค่าความนำไฟฟ้า , เครื่องวัดปริมาณแอมโมเนีย ในน้ำ รุ่น HI715 , เครื่องวัดปริมาณฟอสฟอรัส ช่วงต่ำมาก รุ่น HI736 , เครื่องวัดปริมาณฟอสเฟต ช่วงสูง รุ่น HI717 | <a class="woocommerce-LoopProduct-link woocommerce-loop-product__link" href="https://www.hannathailand.com/product/hi701-checker-hc-free-chlorine/">เครื่องวัดปริมาณคลอรีนอิสระ รุ่น HI701</a> , <a class="woocommerce-LoopProduct-link woocommerce-loop-product__link" href="https://www.hannathailand.com/product/hi9828-25/">น้ำยามาตรฐานสอบเทียบ</a> , <a class="woocommerce-LoopProduct-link woocommerce-loop-product__link" href="https://www.hannathailand.com/product/hi707-checker-hc-nitrite-lr/">เครื่องวัดปริมาณไนไตรท์ ช่วงต่ำ รุ่น HI707</a> , <a class="woocommerce-LoopProduct-link woocommerce-loop-product__link" href="https://www.hannathailand.com/product/hi723-checker-hc-chromium-vi-hr/">เครื่องวัดปริมาณโครเมี่ยม ช่วงสูง รุ่น HI723</a> , <a class="woocommerce-LoopProduct-link woocommerce-loop-product__link" href="https://www.hannathailand.com/product/hi8931cn/">เครื่องควบคุมค่าความนำไฟฟ้า</a> , <a class="woocommerce-LoopProduct-link woocommerce-loop-product__link" href="https://www.hannathailand.com/product/hi715-checker-hc-ammonia-mr/">เครื่องวัดปริมาณแอมโมเนีย ในน้ำ รุ่น HI715</a> , <a class="woocommerce-LoopProduct-link woocommerce-loop-product__link" href="https://www.hannathailand.com/product/phosphorous-marine/">เครื่องวัดปริมาณฟอสฟอรัส ช่วงต่ำมาก รุ่น HI736</a> , <a class="woocommerce-LoopProduct-link woocommerce-loop-product__link" href="https://www.hannathailand.com/product/hi717-checker-hc-phosphate-hr/">เครื่องวัดปริมาณฟอสเฟต ช่วงสูง รุ่น HI717</a> | https://www.hannathailand.com/wp-content/uploads/2021/11/hi701-500x500.jpg , https://www.hannathailand.com/wp-content/uploads/2021/07/8-500x500.jpg , https://www.hannathailand.com/wp-content/uploads/2022/06/hi707400-600x600.jpg , https://www.hannathailand.com/wp-content/uploads/2022/06/miniphotometerfurchromvihoch839_11-600x600.jpg , https://www.hannathailand.com/wp-content/uploads/2021/07/2-500x500.jpg , https://www.hannathailand.com/wp-content/uploads/2022/06/miniphotometerfurammoniakmittel2416_11-600x600.jpg , https://www.hannathailand.com/wp-content/uploads/2021/12/HI736-600x600.jpg , https://www.hannathailand.com/wp-content/uploads/2022/06/miniphotometerfurphosphathoch827_11-600x600.jpg
45 | เครื่องวัดปริมาณคลอรีนรวม ช่วงสูงมาก รุ่น HI771 | สินค้าทั้งหมด , อุตสาหกรรมอาหาร , เครื่องโฟโตมิเตอร์ , แบบพกพาสะดวก | https://www.hannathailand.com/product-category/spectrophotometer/photometer-portable/ | https://www.hannathailand.com/product/hi771-checker-hc-chlorine-ultra-high-range/ | HI771 | 3,103.00 |  | <div aria-labelledby="tab-title-additional_information" class="woocommerce-Tabs-panel woocommerce-Tabs-panel--additional_information panel entry-content" id="tab-additional_information" role="tabpanel"> </div> | Hanna รุ่น HI771 Ultra High Range สำหรับการวัดคลอรีนรวม (Total Chlorine) ช่วงการวัดที่กว้างเป็นพิเศษ 0.00-500 ppm (มิลลิกรัม/ลิตร) เป็นเครื่องวัดแบบพกพาสำหรับการวัดคลอรีนในธรรมชาติ ระบบบำบัดน้ำ สระว่ายน้ำและระบบน้ำดื่ม เป็นอุปกรณ์สำหรับมืออาชีพที่มีราคาไม่แพงที่จะใช้เป็นเครื่องมือที่ใช้ตรวจสอบคลอรีนในน้ำด้วยการใช้งานที่ง่ายและอ่านผลภายในไม่กี่วินาที The HI 771 Checker®HC is a simple, accurate, and cost effective way to measure ultra-high ranges of chlorine. Designed as a more accurate alternative to chemical test kits, the HI 771 provides quick, accurate results in four easy steps. 1.) Step One – Add a sample to the included cuvette(s) 2.) Step Two – Insert sample into the Checker and zero it out 3.) Step Three – Remove sample and add reagent 4.) Step Four – Reinsert sample and click the button to measure your results or… – Press and hold the button for 3 seconds for a time reaction reading The HI 771 uses an adaptation of the standard methods for water and wastewater 4500Cl. Specification : Range 0 to 500 ppm Resolution 1 ppm Accuracy (@25°C/77°F) ±3 ppm ± 5% of reading Measurement Method Colorimetric Light Source Photodiode @525 nm Light Detector Silicon photocell Method Adaptation of the standard methods for water and wastewater 4500Cl. Power Supply Battery – 1 x 1.5V AAA Power Auto Off After 10 min. of inactivity Environment 0 to 50°C (32 to 122°F); RH max 95% non-condensing Dimensions 81.5 x 61 x 37.5 mm (3.2 x 2.4 x 1.5”) Dimensions 81.5 x 61 x 37.5 mm (3.2 x 2.4 x 1.5”) Weight 64 g (2.25 oz.) | <div aria-labelledby="tab-title-description" class="woocommerce-Tabs-panel woocommerce-Tabs-panel--description panel entry-content active" id="tab-description" role="tabpanel"> <p>Hanna รุ่น HI771 Ultra High Range สำหรับการวัดคลอรีนรวม (Total Chlorine) ช่วงการวัดที่กว้างเป็นพิเศษ 0.00-500 ppm (มิลลิกรัม/ลิตร) เป็นเครื่องวัดแบบพกพาสำหรับการวัดคลอรีนในธรรมชาติ ระบบบำบัดน้ำ สระว่ายน้ำและระบบน้ำดื่ม เป็นอุปกรณ์สำหรับมืออาชีพที่มีราคาไม่แพงที่จะใช้เป็นเครื่องมือที่ใช้ตรวจสอบคลอรีนในน้ำด้วยการใช้งานที่ง่ายและอ่านผลภายในไม่กี่วินาที</p> <p>The HI 771 Checker®HC is a simple, accurate, and cost effective way to measure ultra-high ranges of chlorine. Designed as a more accurate alternative to chemical test kits, the HI 771 provides quick, accurate results in four easy steps.</p> <p>1.) Step One – Add a sample to the included cuvette(s)</p> <p>2.) Step Two – Insert sample into the Checker and zero it out</p> <p>3.) Step Three – Remove sample and add reagent</p> <p>4.) Step Four – Reinsert sample and click the button to measure your results or… – Press and hold the button for 3 seconds for a time reaction reading<br/> The HI 771 uses an adaptation of the standard methods for water and wastewater 4500Cl.</p> <p><strong>Specification :</strong></p> <table class="spec_table mceItemTable"> <tbody> <tr> <td>Range</td> <td></td> <td>0 to 500 ppm</td> </tr> <tr> <td>Resolution</td> <td></td> <td>1 ppm</td> </tr> <tr> <td>Accuracy (@25°C/77°F)</td> <td></td> <td>±3 ppm ± 5% of reading</td> </tr> <tr> <td>Measurement Method</td> <td></td> <td>Colorimetric</td> </tr> <tr> <td>Light Source</td> <td></td> <td>Photodiode @525 nm</td> </tr> <tr> <td>Light Detector</td> <td></td> <td>Silicon photocell</td> </tr> <tr> <td>Method</td> <td></td> <td>Adaptation of the standard methods for water and wastewater 4500Cl.</td> </tr> <tr> <td>Power Supply</td> <td></td> <td>Battery – 1 x 1.5V AAA</td> </tr> <tr> <td>Power Auto Off</td> <td></td> <td>After 10 min. of inactivity</td> </tr> <tr> <td>Environment</td> <td></td> <td>0 to 50°C (32 to 122°F); RH max 95% non-condensing</td> </tr> <tr> <td>Dimensions</td> <td></td> <td>81.5 x 61 x 37.5 mm (3.2 x 2.4 x 1.5”)</td> </tr> <tr> <td>Dimensions</td> <td></td> <td>81.5 x 61 x 37.5 mm (3.2 x 2.4 x 1.5”)</td> </tr> <tr> <td>Weight</td> <td></td> <td>64 g (2.25 oz.)</td> </tr> </tbody> </table> </div> | The HI 771 Checker®HC is a simple, accurate, and cost effective way to measure ultra-high ranges of chlorine. Designed as a more accurate alternative to chemical test kits, the HI 771 provides quick, accurate results in four easy steps. | <div class="product-short-description"> <p>The HI 771 Checker®HC is a simple, accurate, and cost effective way to measure ultra-high ranges of chlorine. Designed as a more accurate alternative to chemical test kits, the HI 771 provides quick, accurate results in four easy steps.</p> </div> | https://www.hannathailand.com/wp-content/uploads/2022/06/miniphotometerfurchlorultrahoch2424_11.jpg | เครื่องวัดปริมาณซิลิกา ช่วงต่ำ ในตัวอย่างน้ำ รุ่น HI705 , เครื่องวัดปริมาณไนไตรท์ ช่วงต่ำ รุ่น HI707 , น้ำยามาตรฐานสอบเทียบ ค่ามาตรฐานความเค็ม , เครื่องวัดปริมาณโครเมี่ยม ช่วงสูง รุ่น HI723 , น้ำยามาตรฐานสำหรับค่าโซเดียม , เครื่องวัดปริมาณแอมโมเนีย ในน้ำ รุ่น HI715 , เครื่องวัดปริมาณฟอสฟอรัส ช่วงต่ำมาก รุ่น HI736 , เครื่องวัดปริมาณฟอสฟอรัส ช่วงสูง รุ่น HI706 | <a class="woocommerce-LoopProduct-link woocommerce-loop-product__link" href="https://www.hannathailand.com/product/hi705-checker-hc-silica-lr/">เครื่องวัดปริมาณซิลิกา ช่วงต่ำ ในตัวอย่างน้ำ รุ่น HI705</a> , <a class="woocommerce-LoopProduct-link woocommerce-loop-product__link" href="https://www.hannathailand.com/product/hi707-checker-hc-nitrite-lr/">เครื่องวัดปริมาณไนไตรท์ ช่วงต่ำ รุ่น HI707</a> , <a class="woocommerce-LoopProduct-link woocommerce-loop-product__link" href="https://www.hannathailand.com/product/hi7080l/">น้ำยามาตรฐานสอบเทียบ ค่ามาตรฐานความเค็ม</a> , <a class="woocommerce-LoopProduct-link woocommerce-loop-product__link" href="https://www.hannathailand.com/product/hi723-checker-hc-chromium-vi-hr/">เครื่องวัดปริมาณโครเมี่ยม ช่วงสูง รุ่น HI723</a> , <a class="woocommerce-LoopProduct-link woocommerce-loop-product__link" href="https://www.hannathailand.com/product/hi7090l/">น้ำยามาตรฐานสำหรับค่าโซเดียม</a> , <a class="woocommerce-LoopProduct-link woocommerce-loop-product__link" href="https://www.hannathailand.com/product/hi715-checker-hc-ammonia-mr/">เครื่องวัดปริมาณแอมโมเนีย ในน้ำ รุ่น HI715</a> , <a class="woocommerce-LoopProduct-link woocommerce-loop-product__link" href="https://www.hannathailand.com/product/phosphorous-marine/">เครื่องวัดปริมาณฟอสฟอรัส ช่วงต่ำมาก รุ่น HI736</a> , <a class="woocommerce-LoopProduct-link woocommerce-loop-product__link" href="https://www.hannathailand.com/product/hi706-checker-hc-phosphorous-hr/">เครื่องวัดปริมาณฟอสฟอรัส ช่วงสูง รุ่น HI706</a> | https://www.hannathailand.com/wp-content/uploads/2022/06/hi705400-600x600.jpg , https://www.hannathailand.com/wp-content/uploads/2022/06/hi707400-600x600.jpg , https://www.hannathailand.com/wp-content/uploads/2021/07/11-500x500.jpg , https://www.hannathailand.com/wp-content/uploads/2022/06/miniphotometerfurchromvihoch839_11-600x600.jpg , https://www.hannathailand.com/wp-content/uploads/2021/07/12-500x500.jpg , https://www.hannathailand.com/wp-content/uploads/2022/06/miniphotometerfurammoniakmittel2416_11-600x600.jpg , https://www.hannathailand.com/wp-content/uploads/2021/12/HI736-600x600.jpg , https://www.hannathailand.com/wp-content/uploads/2022/06/hi706_400-600x600.jpg
46 | เครื่องวัดปริมาณคลอรีนรวม รุ่น HI711 | สินค้าทั้งหมด , อุตสาหกรรมอาหาร , เครื่องโฟโตมิเตอร์ , แบบพกพาสะดวก | https://www.hannathailand.com/product-category/spectrophotometer/photometer-portable/ | https://www.hannathailand.com/product/hi711-checker-hc-total-chlorine/ | HI711 | 3,103.00 |  | <div aria-labelledby="tab-title-additional_information" class="woocommerce-Tabs-panel woocommerce-Tabs-panel--additional_information panel entry-content" id="tab-additional_information" role="tabpanel"> </div> | HI711 เครื่องวัด Total Chlorine แบรนด์ Hanna สินค้า USA ทำงานได้ในอุณหภูมิ 0-50 องศาเซลเซียส (32-122 องศา F) และความชื้นสูงสุด 95% RH เป็นเครื่องวัดแบบพกพาสำหรับการวัดคลอรีนในธรรมชาติ ระบบบำบัดน้ำ สระว่ายน้ำและระบบน้ำดื่ม เป็นอุปกรณ์สำหรับมืออาชีพที่มีราคาไม่แพงที่จะใช้เป็นเครื่องมือที่ใช้ตรวจสอบคุณภาพน้ำ ด้วยการใช้งานที่ง่ายและอ่านผลภายในไม่กี่วินาที The HANNA HI 711 Checker® HC bridges the gap between simple chemical test kits and professional instrumentation. Chemical test kits are not very accurate and only give 5 to 10 points resolution while professional instrumentation can cost hundreds of dollars and can be time consuming to calibrate and maintain. The HANNA HI?711 Checker®HC is accurate and affordable. This Checker®HC portable handheld colorimeter features a resolution of 0.01 ppm and ±0.03 ppm (mg/L) ±3% of reading accuracy. It also uses an EPA approved DPD method. The contoured style of the Checker®HC fits in your palm and pocket perfectly and the large LCD is easy to read. The auto shut-off feature assures the battery life will not be drained if you forget to turn it off. The HI 711 Checker®HC is extremely simple to use. First, zero the instrument with your water sample. Next, add the reagent. Last, place the vial into the Checker®HC, press the button and read the results. It’s that easy. Order Information: HI 711 Checker®HC is supplied with sample cuvettes with caps (2), powder reagents for Total Chlorine (6), battery and instructions. Product Manuals Manual: Download Specification : Range 0.00 to 3.50 ppm (mg/L) Resolution 0.01 ppm (mg/L) Accuracy @ 25°C ±0.03 ppm ±3% of reading Light Source LED @ 525 nm Light Detector Silicon photocell Environment 0 to 50°C (32 to 122°F); RH max 95% non-condensing Battery Type (1) 1.5V AAA Auto-off after two minutes of non-use and ten seconds after reading Dimensions 81.5 x 61 x 37.5 mm (3.2 x 2.4 x 1.5”) Weight 64 g (2.25 oz.) Method adaptation of USEPA method 330.5, DPD method | <div aria-labelledby="tab-title-description" class="woocommerce-Tabs-panel woocommerce-Tabs-panel--description panel entry-content active" id="tab-description" role="tabpanel"> <p>HI711 เครื่องวัด Total Chlorine แบรนด์ Hanna สินค้า USA ทำงานได้ในอุณหภูมิ 0-50 องศาเซลเซียส (32-122 องศา F) และความชื้นสูงสุด 95% RH เป็นเครื่องวัดแบบพกพาสำหรับการวัดคลอรีนในธรรมชาติ ระบบบำบัดน้ำ สระว่ายน้ำและระบบน้ำดื่ม เป็นอุปกรณ์สำหรับมืออาชีพที่มีราคาไม่แพงที่จะใช้เป็นเครื่องมือที่ใช้ตรวจสอบคุณภาพน้ำ ด้วยการใช้งานที่ง่ายและอ่านผลภายในไม่กี่วินาที</p> <p style="text-align: justify;">The HANNA HI 711 Checker<small><sup>®</sup></small> HC bridges the gap between simple chemical test kits and professional instrumentation. Chemical test kits are not very accurate and only give 5 to 10 points resolution while professional instrumentation can cost hundreds of dollars and can be time consuming to calibrate and maintain. The HANNA HI?711 Checker<small><sup>®</sup></small>HC is accurate and affordable.</p> <p style="text-align: justify;">This Checker<small><sup>®</sup></small>HC portable handheld colorimeter features a resolution of 0.01 ppm and ±0.03 ppm (mg/L) ±3% of reading accuracy. It also uses an EPA approved DPD method.</p> <p style="text-align: justify;">The contoured style of the Checker<small><sup>®</sup></small>HC fits in your palm and pocket perfectly and the large LCD is easy to read. The auto shut-off feature assures the battery life will not be drained if you forget to turn it off.</p> <p style="text-align: justify;">The HI 711 Checker<small><sup>®</sup></small>HC is extremely simple to use. First, zero the instrument with your water sample. Next, add the reagent. Last, place the vial into the Checker®HC, press the button and read the results. It’s that easy.</p> <p style="text-align: justify;"> <p style="text-align: justify;"><strong>Order Information:</strong> HI 711 Checker®HC is supplied with sample cuvettes with caps (2), powder reagents for Total Chlorine (6), battery and instructions.</p> <div><strong>Product Manuals</strong></div> <p style="text-align: justify;"><img align="absmiddle" alt="" border="0" decoding="async" height="22" loading="lazy" src="http://hannainst.com/usa/images/icon-pdf.gif" width="20"/> Manual: <a href="http://hannainst.com/manuals/ist711_03_13.pdf" rel="noopener" target="_blank" title="Download Product Manual">Download</a></p> <p><strong>Specification :</strong></p> <table class="spec_table mceItemTable"> <tbody> <tr> <td>Range</td> <td></td> <td>0.00 to 3.50 ppm (mg/L)</td> </tr> <tr> <td>Resolution</td> <td></td> <td>0.01 ppm (mg/L)</td> </tr> <tr> <td>Accuracy @ 25°C</td> <td></td> <td>±0.03 ppm ±3% of reading</td> </tr> <tr> <td>Light Source</td> <td></td> <td>LED @ 525 nm</td> </tr> <tr> <td>Light Detector</td> <td></td> <td>Silicon photocell</td> </tr> <tr> <td>Environment</td> <td></td> <td>0 to 50°C (32 to 122°F); RH max 95% non-condensing</td> </tr> <tr> <td>Battery Type</td> <td></td> <td>(1) 1.5V AAA</td> </tr> <tr> <td>Auto-off</td> <td></td> <td>after two minutes of non-use and ten seconds after reading</td> </tr> <tr> <td>Dimensions</td> <td></td> <td>81.5 x 61 x 37.5 mm (3.2 x 2.4 x 1.5”)</td> </tr> <tr> <td>Weight</td> <td></td> <td>64 g (2.25 oz.)</td> </tr> <tr> <td>Method</td> <td></td> <td>adaptation of USEPA method 330.5, DPD method</td> </tr> </tbody> </table> <p> </p> </p></div> | Range 0:00 to 3:50 ppm ¦ USEPA Method 330.5 / DPD ¦ Resolution 0.01ppm | <div class="product-short-description"> <p>Range 0:00 to 3:50 ppm ¦ USEPA Method 330.5 / DPD ¦ Resolution 0.01ppm</p> </div> | https://www.hannathailand.com/wp-content/uploads/2022/06/hi711_lg.jpg | เครื่องวัดปริมาณฟอสฟอรัส ช่วงสูง รุ่น HI706 , น้ำยามาตรฐานสำหรับค่าโซเดียม , เครื่องวัดปริมาณฟลูออไรด์ ช่วงสูง รุ่น HI739 , เครื่องวัดปริมาณโบรมีน ในตัวอย่างน้ำ รุ่น HI716 , เครื่องวัดคลอรีน , เครื่องวัดปริมาณไนไตรท์ ช่วงสูง ในตัวอย่างน้ำ รุ่น HI708 , เครื่องวัดค่าเหล็ก รุ่น HI721 , เครื่องวัดปริมาณแอมโมเนีย ช่วงต่ำ รุ่น HI700 | <a class="woocommerce-LoopProduct-link woocommerce-loop-product__link" href="https://www.hannathailand.com/product/hi706-checker-hc-phosphorous-hr/">เครื่องวัดปริมาณฟอสฟอรัส ช่วงสูง รุ่น HI706</a> , <a class="woocommerce-LoopProduct-link woocommerce-loop-product__link" href="https://www.hannathailand.com/product/hi7090l/">น้ำยามาตรฐานสำหรับค่าโซเดียม</a> , <a class="woocommerce-LoopProduct-link woocommerce-loop-product__link" href="https://www.hannathailand.com/product/hi739-checker-hc-fluoride-hr/">เครื่องวัดปริมาณฟลูออไรด์ ช่วงสูง รุ่น HI739</a> , <a class="woocommerce-LoopProduct-link woocommerce-loop-product__link" href="https://www.hannathailand.com/product/hi716-checker-hc-bromine/">เครื่องวัดปริมาณโบรมีน ในตัวอย่างน้ำ รุ่น HI716</a> , <a class="woocommerce-LoopProduct-link woocommerce-loop-product__link" href="https://www.hannathailand.com/product/free-chlorine/">เครื่องวัดคลอรีน</a> , <a class="woocommerce-LoopProduct-link woocommerce-loop-product__link" href="https://www.hannathailand.com/product/hi708-checker-hc-nitrite-hr/">เครื่องวัดปริมาณไนไตรท์ ช่วงสูง ในตัวอย่างน้ำ รุ่น HI708</a> , <a class="woocommerce-LoopProduct-link woocommerce-loop-product__link" href="https://www.hannathailand.com/product/hi721-checker-hc-iron/">เครื่องวัดค่าเหล็ก รุ่น HI721</a> , <a class="woocommerce-LoopProduct-link woocommerce-loop-product__link" href="https://www.hannathailand.com/product/hi700-checker-hc-ammonia-lr/">เครื่องวัดปริมาณแอมโมเนีย ช่วงต่ำ รุ่น HI700</a> | https://www.hannathailand.com/wp-content/uploads/2022/06/hi706_400-600x600.jpg , https://www.hannathailand.com/wp-content/uploads/2021/07/12-500x500.jpg , https://www.hannathailand.com/wp-content/uploads/2022/06/miniphotometerfurfluoridhoch866_1151cb11ba33836-600x600.jpg , https://www.hannathailand.com/wp-content/uploads/2022/06/miniphotometerfurfreiesgesamtchlor704_11-600x600.jpg , https://www.hannathailand.com/wp-content/uploads/2021/07/1-500x500.jpg , https://www.hannathailand.com/wp-content/uploads/2022/06/miniphotometerfurnitrithoch2420_11-600x600.jpg , https://www.hannathailand.com/wp-content/uploads/2022/06/miniphotometerfureisen832_11-600x600.jpg , https://www.hannathailand.com/wp-content/uploads/2022/06/hi700_400pxl-600x600.jpg
47 | เครื่องวัดปริมาณคลอรีนอิสระ รุ่น HI701 | สินค้าทั้งหมด , อุตสาหกรรมอาหาร , เครื่องโฟโตมิเตอร์ , แบบพกพาสะดวก | https://www.hannathailand.com/product-category/spectrophotometer/photometer-portable/ | https://www.hannathailand.com/product/hi701-checker-hc-free-chlorine/ | HI701 | 3,103.00 | น้ำหนัก 0.000 กก. | <div aria-labelledby="tab-title-additional_information" class="woocommerce-Tabs-panel woocommerce-Tabs-panel--additional_information panel entry-content" id="tab-additional_information" role="tabpanel"> <table class="woocommerce-product-attributes shop_attributes"> <tr class="woocommerce-product-attributes-item woocommerce-product-attributes-item--weight"> <th class="woocommerce-product-attributes-item__label">น้ำหนัก</th> <td class="woocommerce-product-attributes-item__value">0.000 กก.</td> </tr> </table> </div> | HI701 สำหรับวัดคลอรีนอิสระ (Chlorine Meter) รุ่น HI701 สำหรับ Free Chlorine เป็นเครื่องวัดแบบพกพาสำหรับการวัดคลอรีนในธรรมชาติ ระบบบำบัดน้ำ สระว่ายน้ำและระบบน้ำดื่ม แสดงผลการวัดแบบดิจิตอลไม่ต้องประมาณค่าเหมือนกับกระดาษทดสอบ เป็นอุปกรณ์สำหรับมืออาชีพที่มีราคาไม่แพงที่จะใช้เป็นเครื่องมือที่ใช้ตรวจสอบคุณภาพน้ำ ด้วยการใช้งานที่ง่ายและอ่านผลภายในไม่กี่วินาที The HANNA HI 701 Checker®HC bridges the gap between simple chemical test kits and professional instrumentation. Chemical test kits are not very accurate and only give 5 to 10 points resolution while professional instrumentation can cost hundreds of dollars and can be time consuming to calibrate and maintain. The HANNA HI 701 Checker®HC is accurate and affordable. This Checker®HC portable handheld colorimeter features a resolution of 0.01 ppm and ±0.03 ppm (mg/L) ±3% of reading accuracy. It also uses an EPA approved DPD method. The contoured style of the Checker®HC fits in your palm and pocket perfectly and the large LCD is easy to read. The auto shut-off feature assures the battery life will not be drained if you forget to turn it off. The HI 701 Checker®HC is extremely simple to use. First, zero the instrument with your water sample. Next, add the reagent. Last, place the vial into the Checker®HC, press the button and read the results. It’s that easy. Order Information: HI 701 Checker®HC is supplied with sample cuvettes with caps (2), powder reagents for Free Chlorine (6), battery and instructions. Product Manuals Manual: Download Specification : Range 0.00 to 2.50 ppm (mg/L) Resolution 0.01 ppm (mg/L) Accuracy @ 25°C ±0.03 ppm ±3% of reading Light Source LED @ 525 nm Light Detector Silicon photocell Environment 0 to 50°C (32 to 122°F); RH max 95% non-condensing Battery Type (1) 1.5V AAA Auto-off after two minutes of non-use and ten seconds after reading Dimensions 81.5 x 61 x 37.5 mm (3.2 x 2.4 x 1.5”) Weight 64 g (2.25 oz.) Method adaptation of USEPA method 330.5, DPD method | <div aria-labelledby="tab-title-description" class="woocommerce-Tabs-panel woocommerce-Tabs-panel--description panel entry-content active" id="tab-description" role="tabpanel"> <p>HI701 สำหรับวัดคลอรีนอิสระ (Chlorine Meter) รุ่น HI701 สำหรับ Free Chlorine เป็นเครื่องวัดแบบพกพาสำหรับการวัดคลอรีนในธรรมชาติ ระบบบำบัดน้ำ สระว่ายน้ำและระบบน้ำดื่ม แสดงผลการวัดแบบดิจิตอลไม่ต้องประมาณค่าเหมือนกับกระดาษทดสอบ เป็นอุปกรณ์สำหรับมืออาชีพที่มีราคาไม่แพงที่จะใช้เป็นเครื่องมือที่ใช้ตรวจสอบคุณภาพน้ำ ด้วยการใช้งานที่ง่ายและอ่านผลภายในไม่กี่วินาที</p> <p style="text-align: justify;">The HANNA HI 701 Checker<small><sup>®</sup></small>HC bridges the gap between simple chemical test kits and professional instrumentation. Chemical test kits are not very accurate and only give 5 to 10 points resolution while professional instrumentation can cost hundreds of dollars and can be time consuming to calibrate and maintain. The HANNA HI 701 Checker<sup><small>®</small></sup>HC is accurate and affordable.</p> <p style="text-align: justify;">This Checker<small><sup>®</sup></small>HC portable handheld colorimeter features a resolution of 0.01 ppm and ±0.03 ppm (mg/L) ±3% of reading accuracy. It also uses an EPA approved DPD method.</p> <p style="text-align: justify;">The contoured style of the Checker<sup><small>®</small></sup>HC fits in your palm and pocket perfectly and the large LCD is easy to read. The auto shut-off feature assures the battery life will not be drained if you forget to turn it off.</p> <p style="text-align: justify;">The HI 701 Checker<sup><small>®</small></sup>HC is extremely simple to use. First, zero the instrument with your water sample. Next, add the reagent. Last, place the vial into the Checker®HC, press the button and read the results. It’s that easy.</p> <p style="text-align: justify;"> <p style="text-align: justify;"><strong>Order Information:</strong> HI 701 Checker®HC is supplied with sample cuvettes with caps (2), powder reagents for Free Chlorine (6), battery and instructions.</p> <div><strong>Product Manuals</strong></div> <p style="text-align: justify;"><img align="absmiddle" alt="" border="0" decoding="async" height="22" loading="lazy" src="http://hannainst.com/usa/images/icon-pdf.gif" width="20"/> Manual: <a href="http://hannainst.com/manuals/ist701_03_13.pdf" rel="noopener" target="_blank" title="Download Product Manual">Download</a></p> <p><strong>Specification :</strong></p> <table class="spec_table mceItemTable"> <tbody> <tr> <td>Range</td> <td></td> <td>0.00 to 2.50 ppm (mg/L)</td> </tr> <tr> <td>Resolution</td> <td></td> <td>0.01 ppm (mg/L)</td> </tr> <tr> <td>Accuracy @ 25°C</td> <td></td> <td>±0.03 ppm ±3% of reading</td> </tr> <tr> <td>Light Source</td> <td></td> <td>LED @ 525 nm</td> </tr> <tr> <td>Light Detector</td> <td></td> <td>Silicon photocell</td> </tr> <tr> <td>Environment</td> <td></td> <td>0 to 50°C (32 to 122°F); RH max 95% non-condensing</td> </tr> <tr> <td>Battery Type</td> <td></td> <td>(1) 1.5V AAA</td> </tr> <tr> <td>Auto-off</td> <td></td> <td>after two minutes of non-use and ten seconds after reading</td> </tr> <tr> <td>Dimensions</td> <td></td> <td>81.5 x 61 x 37.5 mm (3.2 x 2.4 x 1.5”)</td> </tr> <tr> <td>Weight</td> <td></td> <td>64 g (2.25 oz.)</td> </tr> <tr> <td>Method</td> <td></td> <td>adaptation of USEPA method 330.5, DPD method</td> </tr> </tbody> </table> <p> </p> </p></div> | Range 0:00 to 2:50 ppm ¦ USEPA Method 330.5 / DPD ¦ Resolution 0.01ppm | <div class="product-short-description"> <p>Range 0:00 to 2:50 ppm ¦ USEPA Method 330.5 / DPD ¦ Resolution 0.01ppm</p> </div> | https://www.hannathailand.com/wp-content/uploads/2021/11/hi701.jpg | น้ำยามาตรฐานสอบเทียบ ค่ามาตรฐานความเค็ม , ซัลไฟด์สารต้านอนุมูลอิสระบัฟเฟอร์ , เครื่องวัดปริมาณแอมโมเนีย ช่วงสูง รุ่น HI733 , เครื่องวัดคลอรีน , เครื่องวัดปริมาณฟอสเฟต ช่วงต่ำ รุ่น HI713 , น้ำยามาตรฐานสอบเทียบ , น้ำยามาตรฐานสอบเทียบ ค่ามาตรฐานความเค็ม , เครื่องวัดปริมาณนิกเกิล ช่วงสูง รุ่น HI726 | <a class="woocommerce-LoopProduct-link woocommerce-loop-product__link" href="https://www.hannathailand.com/product/hi7083l/">น้ำยามาตรฐานสอบเทียบ ค่ามาตรฐานความเค็ม</a> , <a class="woocommerce-LoopProduct-link woocommerce-loop-product__link" href="https://www.hannathailand.com/product/hi4015-00/">ซัลไฟด์สารต้านอนุมูลอิสระบัฟเฟอร์</a> , <a class="woocommerce-LoopProduct-link woocommerce-loop-product__link" href="https://www.hannathailand.com/product/hi733-checker-hc-ammonia-hr/">เครื่องวัดปริมาณแอมโมเนีย ช่วงสูง รุ่น HI733</a> , <a class="woocommerce-LoopProduct-link woocommerce-loop-product__link" href="https://www.hannathailand.com/product/free-chlorine/">เครื่องวัดคลอรีน</a> , <a class="woocommerce-LoopProduct-link woocommerce-loop-product__link" href="https://www.hannathailand.com/product/hi713-checker-hc-phosphate-lr/">เครื่องวัดปริมาณฟอสเฟต ช่วงต่ำ รุ่น HI713</a> , <a class="woocommerce-LoopProduct-link woocommerce-loop-product__link" href="https://www.hannathailand.com/product/hi9828-25/">น้ำยามาตรฐานสอบเทียบ</a> , <a class="woocommerce-LoopProduct-link woocommerce-loop-product__link" href="https://www.hannathailand.com/product/hi7080l/">น้ำยามาตรฐานสอบเทียบ ค่ามาตรฐานความเค็ม</a> , <a class="woocommerce-LoopProduct-link woocommerce-loop-product__link" href="https://www.hannathailand.com/product/hi726-checker-hc-nickel-hr/">เครื่องวัดปริมาณนิกเกิล ช่วงสูง รุ่น HI726</a> | https://www.hannathailand.com/wp-content/uploads/2021/07/10-500x500.jpg , https://www.hannathailand.com/wp-content/uploads/2021/07/7-500x500.jpg , https://www.hannathailand.com/wp-content/uploads/2022/06/miniphotometerfurammoniumhoch2418_11-600x600.jpg , https://www.hannathailand.com/wp-content/uploads/2021/07/1-500x500.jpg , https://www.hannathailand.com/wp-content/uploads/2022/06/hi713_lg51caffcdce23e-600x600.jpg , https://www.hannathailand.com/wp-content/uploads/2021/07/8-500x500.jpg , https://www.hannathailand.com/wp-content/uploads/2021/07/11-500x500.jpg , https://www.hannathailand.com/wp-content/uploads/2022/06/miniphotometerfurnickelhoch841_11-600x600.jpg
48 | เครื่องวัดปริมาณความเป็นกรด-ด่าง ในน้ำทะเล รุ่น HI780 | สินค้าทั้งหมด , อุตสาหกรรมเพาะปลูกและเลี้ยงปลาทะเล , เครื่องโฟโตมิเตอร์ , แบบพกพาสะดวก | https://www.hannathailand.com/product-category/spectrophotometer/photometer-portable/ | https://www.hannathailand.com/product/ph-marine/ | HI780 | 3,103.00 | น้ำหนัก 0.64 กก. ขนาด 6.1 × 3.7 × 8.6 เซนติเมตร | <div aria-labelledby="tab-title-additional_information" class="woocommerce-Tabs-panel woocommerce-Tabs-panel--additional_information panel entry-content" id="tab-additional_information" role="tabpanel"> <table class="woocommerce-product-attributes shop_attributes"> <tr class="woocommerce-product-attributes-item woocommerce-product-attributes-item--weight"> <th class="woocommerce-product-attributes-item__label">น้ำหนัก</th> <td class="woocommerce-product-attributes-item__value">0.64 กก.</td> </tr> <tr class="woocommerce-product-attributes-item woocommerce-product-attributes-item--dimensions"> <th class="woocommerce-product-attributes-item__label">ขนาด</th> <td class="woocommerce-product-attributes-item__value">6.1 × 3.7 × 8.6 เซนติเมตร</td> </tr> </table> </div> | The HI780 Checker®HC (Handheld Colorimeter) is a simple, accurate and cost effective way to measure pH in saltwater. pH is a measure of the hydrogen ion concentration in your water; the higher the concentration, the more acidic the water is. A neutral pH is 7; most fish can live in a general range between 6 and 8. Keeping your aquarium pH stable and in optimal ranges reduces stress on your fish and aquatic animals, helping them resist disease and tolerate other stressors. Maintaining an ideal pH can also dramatically improve growth, behavior, and overall appearance. Designed as a more accurate alternative to chemical test kits, the HI780 marine pH meter provides quick, accurate results in a few easy steps. Get accurate water testing results with the HI780 Marine pH Colorimeter. With a digital read out, there is no more struggling to determine colors visually. This pH tester’s compact design fits in your pocket or stores easily in your shop. Easier to use and more accurate than chemical test kits. One-button operation makes getting your pH results simple. Great for aquariums and marine environmental testing. Features at-a-glance: For use with saltwater samples Easier to use and more accurate than chemical test kits Dedicated to a single parameter Small size, big convenience Ideal for aquariums and marine biology applications. Specification : SKU HI780 Range 6.3 to 8.6 pH Resolution 0.1 pH Accuracy @ 25°C/77°F ±0.2 pH of reading @ 25 °C (77 °F) Light Source LED @ 525 nm Light Detector silicon photocell Method Colorimetric Adaptation of Phenol Red Method Battery Type (1) 1.5V AAA Auto-off after ten minutes of non-use Environment 0 to 50°C (32 to 122°F); RH max 95% non-condensing Dimensions 86.0 x 61.0 x 37.5 mm (3.4 x 2.4 x 1.5”) Weight 64 g (2.3 oz) Ordering Information Each HI780 is delivered in a case with custom insert and is supplied with sample cuvette and cap (2 pcs.), Marine pH reagent starter kit, 1.5V AAA Alkaline battery (1 pc.), & Instruction manual Reagent Set HI780-25 (100 tests) Calibration Set HI780-11 | <div aria-labelledby="tab-title-description" class="woocommerce-Tabs-panel woocommerce-Tabs-panel--description panel entry-content active" id="tab-description" role="tabpanel"> <p>The HI780 Checker<sup>®</sup>HC (Handheld Colorimeter) is a simple, accurate and cost effective way to measure pH in saltwater. pH is a measure of the hydrogen ion concentration in your water; the higher the concentration, the more acidic the water is. A neutral pH is 7; most fish can live in a general range between 6 and 8. Keeping your aquarium pH stable and in optimal ranges reduces stress on your fish and aquatic animals, helping them resist disease and tolerate other stressors. Maintaining an ideal pH can also dramatically improve growth, behavior, and overall appearance. Designed as a more accurate alternative to chemical test kits, the HI780 marine pH meter provides quick, accurate results in a few easy steps.</p> <p>Get accurate water testing results with the HI780 Marine pH Colorimeter. With a digital read out, there is no more struggling to determine colors visually. This pH tester’s compact design fits in your pocket or stores easily in your shop.</p> <ul> <li>Easier to use and more accurate than chemical test kits.</li> <li>One-button operation makes getting your pH results simple.</li> <li>Great for aquariums and marine environmental testing.</li> </ul> <h3><strong>Features at-a-glance:</strong></h3> <ul> <li>For use with saltwater samples</li> <li>Easier to use and more accurate than chemical test kits</li> <li>Dedicated to a single parameter</li> <li>Small size, big convenience</li> <li>Ideal for aquariums and marine biology applications.</li> </ul> <h3><strong>Specification :</strong></h3> <table> <tbody> <tr> <td width="160"><strong>SKU</strong></td> <td width="441"><strong>HI780</strong></td> </tr> <tr> <td width="160"><strong>Range</strong></td> <td width="441"><strong>6.3 to 8.6 pH</strong></td> </tr> <tr> <td width="160"><strong>Resolution</strong></td> <td width="441"><strong>0.1 pH</strong></td> </tr> <tr> <td width="160"><strong>Accuracy @ 25°C/77°F</strong></td> <td width="441"><strong>±0.2 pH of reading @ 25 °C (77 °F)</strong></td> </tr> <tr> <td width="160"><strong>Light Source</strong></td> <td width="441"><strong>LED @ 525 nm</strong></td> </tr> <tr> <td width="160"><strong>Light Detector</strong></td> <td width="441"><strong>silicon photocell</strong></td> </tr> <tr> <td width="160"><strong>Method</strong></td> <td width="441"><strong>Colorimetric Adaptation of Phenol Red Method</strong></td> </tr> <tr> <td width="160"><strong>Battery Type</strong></td> <td width="441"><strong>(1) 1.5V AAA</strong></td> </tr> <tr> <td width="160"><strong>Auto-off</strong></td> <td width="441"><strong>after ten minutes of non-use</strong></td> </tr> <tr> <td width="160"><strong>Environment</strong></td> <td width="441"><strong>0 to 50°C (32 to 122°F); RH max 95% non-condensing</strong></td> </tr> <tr> <td width="160"><strong>Dimensions</strong></td> <td width="441"><strong>86.0 x 61.0 x 37.5 mm (3.4 x 2.4 x 1.5”)</strong></td> </tr> <tr> <td width="160"><strong>Weight</strong></td> <td width="441"><strong>64 g (2.3 oz)</strong></td> </tr> <tr> <td width="160"><strong>Ordering Information</strong></td> <td width="441"><strong>Each HI780 is delivered in a case with custom insert and is supplied with sample cuvette and cap (2 pcs.), Marine pH reagent starter kit, 1.5V AAA Alkaline battery (1 pc.), &amp; Instruction manual</strong></td> </tr> <tr> <td width="160"><strong>Reagent Set</strong></td> <td width="441"><strong>HI780-25 (100 tests)</strong></td> </tr> <tr> <td width="160"><strong>Calibration Set</strong></td> <td width="441"><strong>HI780-11</strong></td> </tr> </tbody> </table> <p> </p> </div> | Range 0 – 300 ppm in salt water ¦ Colorimetric Method ¦ Resolution 1 ppm | <div class="product-short-description"> <p>Range 0 – 300 ppm in salt water ¦ Colorimetric Method ¦ Resolution 1 ppm</p> </div> | https://www.hannathailand.com/wp-content/uploads/2022/12/HI780.jpg | เครื่องวัดปริมาณโบรมีน ในตัวอย่างน้ำ รุ่น HI716 , น้ำยามาตรฐานสอบเทียบ ค่ามาตรฐานความเค็ม , เครื่องวัดปริมาณแอมโมเนีย ช่วงสูง รุ่น HI733 , เครื่องวัดปริมาณแอมโมเนีย ช่วงต่ำ รุ่น HI700 , เครื่องวัดปริมาณฟอสฟอรัส ช่วงสูง รุ่น HI706 , เครื่องควบคุมค่าความนำไฟฟ้า , น้ำยามาตรฐานสอบเทียบ ค่ามาตรฐานความเค็ม , เครื่องวัดค่าเหล็ก รุ่น HI721 | <a class="woocommerce-LoopProduct-link woocommerce-loop-product__link" href="https://www.hannathailand.com/product/hi716-checker-hc-bromine/">เครื่องวัดปริมาณโบรมีน ในตัวอย่างน้ำ รุ่น HI716</a> , <a class="woocommerce-LoopProduct-link woocommerce-loop-product__link" href="https://www.hannathailand.com/product/hi7080l/">น้ำยามาตรฐานสอบเทียบ ค่ามาตรฐานความเค็ม</a> , <a class="woocommerce-LoopProduct-link woocommerce-loop-product__link" href="https://www.hannathailand.com/product/hi733-checker-hc-ammonia-hr/">เครื่องวัดปริมาณแอมโมเนีย ช่วงสูง รุ่น HI733</a> , <a class="woocommerce-LoopProduct-link woocommerce-loop-product__link" href="https://www.hannathailand.com/product/hi700-checker-hc-ammonia-lr/">เครื่องวัดปริมาณแอมโมเนีย ช่วงต่ำ รุ่น HI700</a> , <a class="woocommerce-LoopProduct-link woocommerce-loop-product__link" href="https://www.hannathailand.com/product/hi706-checker-hc-phosphorous-hr/">เครื่องวัดปริมาณฟอสฟอรัส ช่วงสูง รุ่น HI706</a> , <a class="woocommerce-LoopProduct-link woocommerce-loop-product__link" href="https://www.hannathailand.com/product/hi8931cn/">เครื่องควบคุมค่าความนำไฟฟ้า</a> , <a class="woocommerce-LoopProduct-link woocommerce-loop-product__link" href="https://www.hannathailand.com/product/hi7083l/">น้ำยามาตรฐานสอบเทียบ ค่ามาตรฐานความเค็ม</a> , <a class="woocommerce-LoopProduct-link woocommerce-loop-product__link" href="https://www.hannathailand.com/product/hi721-checker-hc-iron/">เครื่องวัดค่าเหล็ก รุ่น HI721</a> | https://www.hannathailand.com/wp-content/uploads/2022/12/HI780-600x600.jpg , https://www.hannathailand.com/wp-content/uploads/2022/12/HI780-1-600x600.jpg , https://www.hannathailand.com/wp-content/uploads/2022/06/miniphotometerfurfreiesgesamtchlor704_11-600x600.jpg , https://www.hannathailand.com/wp-content/uploads/2021/07/11-500x500.jpg , https://www.hannathailand.com/wp-content/uploads/2022/06/miniphotometerfurammoniumhoch2418_11-600x600.jpg , https://www.hannathailand.com/wp-content/uploads/2022/06/hi700_400pxl-600x600.jpg , https://www.hannathailand.com/wp-content/uploads/2022/06/hi706_400-600x600.jpg , https://www.hannathailand.com/wp-content/uploads/2021/07/2-500x500.jpg , https://www.hannathailand.com/wp-content/uploads/2021/07/10-500x500.jpg , https://www.hannathailand.com/wp-content/uploads/2022/06/miniphotometerfureisen832_11-600x600.jpg
49 | เครื่องวัดปริมาณซิลิกา ช่วงต่ำ ในตัวอย่างน้ำ รุ่น HI705 | สินค้าทั้งหมด , เครื่องโฟโตมิเตอร์ , แบบพกพาสะดวก | https://www.hannathailand.com/product-category/spectrophotometer/photometer-portable/ | https://www.hannathailand.com/product/hi705-checker-hc-silica-lr/ | HI705 | 3,103.00 |  | <div aria-labelledby="tab-title-additional_information" class="woocommerce-Tabs-panel woocommerce-Tabs-panel--additional_information panel entry-content" id="tab-additional_information" role="tabpanel"> </div> | HI705 เครื่องวัดปริมาณซิลิก้าในน้ำ Low Range Silica ซิลิก้าพบได้ทั่วไปตามเเหล่งน้ำธรรมชาติ มีประโยชน์ในอุสาหกรรมหลายอย่างเเต่ ปริมาณซิลิก้าในน้ำที่มากเกินก็ก่อให้เกิดปัญหาการเกิดตระกรันเเข็งเเละมีอันตรายต่อสัตร์น้ำ ย่านการวัด 0.00 – 2.00 ppm (mg/L) ความละเอียด 0.01 ppm (mg/L) ความเเม่นยำ0.01 ppm (mg/L) The HI705 Checker®HC is a simple, accurate, and cost effective way to measure low ranges of silica. Designed as a more accurate alternative to chemical test kits, the HI 705 provides quick, accurate results in four easy steps. The HI705 uses an adaptation of the ASTM D859 method of heteropoly blue method. The reaction between silica and reagents causes a blue tint in the sample. PRIMARY APPLICATIONS:* Water Quality * Education * Environmental * Water Treatment (Boilers/Cooling Towers) Order Information: The HI 705 Checker®HC is supplied with 2 cuvettes and caps, reagent starter kit (1 bottle reagent A, 6 packets of reagent B, and 6 packets of reagent C), 1 x 1.5V AAA battery, and an instruction manual. Product Manuals Manual: Download Specification : Range 0.00 to 2.00 ppm Resolution 0.01 ppm Accuracy (@25°C/77°F) ±0.03ppm ± 5% of reading Measurement Method Colorimetric Light Source Photodiode @610 nm Method Adaptation of the ASTM D859 method of heteropoly blue method Light Detector Silicon photocell Power Supply Auto off after 10 min. of inactivity Environment Environment 0 to 50°C (32 to 122°F); RH max 95% non-condensing Dimensions 81.5 x 61 x 37.5 mm (3.2 x 2.4 x 1.5”) Weight 64 g (2.25 oz.) | <div aria-labelledby="tab-title-description" class="woocommerce-Tabs-panel woocommerce-Tabs-panel--description panel entry-content active" id="tab-description" role="tabpanel"> <p>HI705 เครื่องวัดปริมาณซิลิก้าในน้ำ Low Range Silica ซิลิก้าพบได้ทั่วไปตามเเหล่งน้ำธรรมชาติ มีประโยชน์ในอุสาหกรรมหลายอย่างเเต่ ปริมาณซิลิก้าในน้ำที่มากเกินก็ก่อให้เกิดปัญหาการเกิดตระกรันเเข็งเเละมีอันตรายต่อสัตร์น้ำ</p> <ul> <li>ย่านการวัด 0.00 – 2.00 ppm (mg/L)</li> <li>ความละเอียด 0.01 ppm (mg/L)</li> <li>ความเเม่นยำ0.01 ppm (mg/L)</li> </ul> <p style="text-align: justify;">The HI705 Checker®HC is a simple, accurate, and cost effective way to measure low ranges of silica. Designed as a more accurate alternative to chemical test kits, the HI 705 provides quick, accurate results in four easy steps.</p> <p style="text-align: justify;">The HI705 uses an adaptation of the ASTM D859 method of heteropoly blue method. The reaction between silica and reagents causes a blue tint in the sample.</p> <p style="text-align: justify;"><strong>PRIMARY APPLICATIONS:</strong>* Water Quality * Education * Environmental * Water Treatment (Boilers/Cooling Towers)</p> <p style="text-align: justify;"> <p style="text-align: justify;"><strong>Order Information:</strong> The HI 705 Checker®HC is supplied with 2 cuvettes and caps, reagent starter kit (1 bottle reagent A, 6 packets of reagent B, and 6 packets of reagent C), 1 x 1.5V AAA battery, and an instruction manual.</p> <div><strong>Product Manuals</strong></div> <p style="text-align: justify;"><img align="absmiddle" alt="" border="0" decoding="async" height="22" loading="lazy" src="http://hannainst.com/usa/images/icon-pdf.gif" width="20"/> Manual: <a href="http://hannainst.com/manuals/ist705_03_13.pdf" rel="noopener" target="_blank" title="Download Product Manual">Download</a></p> <p><strong>Specification :</strong></p> <table class="spec_table mceItemTable"> <tbody> <tr> <td>Range</td> <td>0.00 to 2.00 ppm</td> <td></td> </tr> <tr> <td>Resolution</td> <td>0.01 ppm</td> <td></td> </tr> <tr> <td>Accuracy (@25°C/77°F)</td> <td>±0.03ppm ± 5% of reading</td> <td></td> </tr> <tr> <td>Measurement Method</td> <td>Colorimetric</td> <td></td> </tr> <tr> <td>Light Source</td> <td>Photodiode @610 nm</td> <td></td> </tr> <tr> <td>Method</td> <td>Adaptation of the ASTM D859 method of heteropoly blue method</td> <td></td> </tr> <tr> <td>Light Detector</td> <td>Silicon photocell</td> <td></td> </tr> <tr> <td>Power Supply</td> <td>Auto off after 10 min. of inactivity</td> <td></td> </tr> <tr> <td>Environment</td> <td>Environment 0 to 50°C (32 to 122°F); RH max 95% non-condensing</td> <td></td> </tr> <tr> <td>Dimensions</td> <td>81.5 x 61 x 37.5 mm (3.2 x 2.4 x 1.5”)</td> <td></td> </tr> <tr> <td>Weight</td> <td>64 g (2.25 oz.)</td> </tr> </tbody> </table> <p> </p> </p></div> | Range 0:00 to 2:00 ppm ¦ ASTM D859 Method ¦ 0.01ppm resolution | <div class="product-short-description"> <p>Range 0:00 to 2:00 ppm ¦ ASTM D859 Method ¦ 0.01ppm resolution</p> </div> | https://www.hannathailand.com/wp-content/uploads/2022/06/hi705400.jpg | เครื่องวัดปริมาณไนไตรท์ ช่วงสูง ในตัวอย่างน้ำ รุ่น HI708 , น้ำยามาตรฐานสอบเทียบ ค่ามาตรฐานความเค็ม , เครื่องวัดปริมาณไนไตรท์ ช่วงต่ำ รุ่น HI707 , เครื่องวัดปริมาณไอโอดีน รุ่น HI718 , เครื่องวัดปริมาณคลอรีนรวม รุ่น HI711 , น้ำยามาตรฐานสอบเทียบ ค่ามาตรฐานความเค็ม , เครื่องวัดปริมาณโครเมี่ยม ช่วงสูง รุ่น HI723 , เครื่องวัดปริมาณโบรมีน ในตัวอย่างน้ำ รุ่น HI716 | <a class="woocommerce-LoopProduct-link woocommerce-loop-product__link" href="https://www.hannathailand.com/product/hi708-checker-hc-nitrite-hr/">เครื่องวัดปริมาณไนไตรท์ ช่วงสูง ในตัวอย่างน้ำ รุ่น HI708</a> , <a class="woocommerce-LoopProduct-link woocommerce-loop-product__link" href="https://www.hannathailand.com/product/hi7080l/">น้ำยามาตรฐานสอบเทียบ ค่ามาตรฐานความเค็ม</a> , <a class="woocommerce-LoopProduct-link woocommerce-loop-product__link" href="https://www.hannathailand.com/product/hi707-checker-hc-nitrite-lr/">เครื่องวัดปริมาณไนไตรท์ ช่วงต่ำ รุ่น HI707</a> , <a class="woocommerce-LoopProduct-link woocommerce-loop-product__link" href="https://www.hannathailand.com/product/hi718-checker-hc-iodine/">เครื่องวัดปริมาณไอโอดีน รุ่น HI718</a> , <a class="woocommerce-LoopProduct-link woocommerce-loop-product__link" href="https://www.hannathailand.com/product/hi711-checker-hc-total-chlorine/">เครื่องวัดปริมาณคลอรีนรวม รุ่น HI711</a> , <a class="woocommerce-LoopProduct-link woocommerce-loop-product__link" href="https://www.hannathailand.com/product/hi7083l/">น้ำยามาตรฐานสอบเทียบ ค่ามาตรฐานความเค็ม</a> , <a class="woocommerce-LoopProduct-link woocommerce-loop-product__link" href="https://www.hannathailand.com/product/hi723-checker-hc-chromium-vi-hr/">เครื่องวัดปริมาณโครเมี่ยม ช่วงสูง รุ่น HI723</a> , <a class="woocommerce-LoopProduct-link woocommerce-loop-product__link" href="https://www.hannathailand.com/product/hi716-checker-hc-bromine/">เครื่องวัดปริมาณโบรมีน ในตัวอย่างน้ำ รุ่น HI716</a> | https://www.hannathailand.com/wp-content/uploads/2022/06/miniphotometerfurnitrithoch2420_11-600x600.jpg , https://www.hannathailand.com/wp-content/uploads/2021/07/11-500x500.jpg , https://www.hannathailand.com/wp-content/uploads/2022/06/hi707400-600x600.jpg , https://www.hannathailand.com/wp-content/uploads/2022/06/miniphotometerfuriod829_11-600x600.jpg , https://www.hannathailand.com/wp-content/uploads/2022/06/hi711_lg-600x600.jpg , https://www.hannathailand.com/wp-content/uploads/2021/07/10-500x500.jpg , https://www.hannathailand.com/wp-content/uploads/2022/06/miniphotometerfurchromvihoch839_11-600x600.jpg , https://www.hannathailand.com/wp-content/uploads/2022/06/miniphotometerfurfreiesgesamtchlor704_11-600x600.jpg
50 | เครื่องวัดปริมาณซิลิกา ช่วงสูง รุ่น HI770 | สินค้าทั้งหมด , อุตสาหกรรมอาหาร , เครื่องโฟโตมิเตอร์ , แบบพกพาสะดวก | https://www.hannathailand.com/product-category/spectrophotometer/photometer-portable/ | https://www.hannathailand.com/product/hi770-checker-hc-silica-hr/ | HI770 | 3,103.00 |  | <div aria-labelledby="tab-title-additional_information" class="woocommerce-Tabs-panel woocommerce-Tabs-panel--additional_information panel entry-content" id="tab-additional_information" role="tabpanel"> </div> | Silica is the name given to silicon dioxide, SiO2. Silicon, Si, is the most abundant element in the Earth’s crust, 28% of it by weight. Silicon is never found free form in nature. In crystallized form it is only reactive under conditions of extremely high temperatures. Water and water vapor probably have little influence upon silicon solubility, because a protective surface layer of silicon dioxide is rapidly formed. Silicon binds with other elements to form various species of silica and silicate. The concentration of the soluble silica molecules are important to aquaculture because they influence (and limit) the growth of diatoms. In most waters, the predominant form of dissolved silica is monosilicic acid, which incorporates 2 water molecules. The HANNA HI 770 Checker®HC is accurate and affordable. This portable handheld colorimeter features a resolution of 1 ppm (200 points) and ±2 ppm ±5% of reading accuracy. The contoured style of the HI 770 Checker®HC fit in your palm and pocket perfectly and the large LCD is easy to read. The auto shut off feature assures the battery life will not be drained if you forget to turn it off. The HI 770 Checker®HC is simple to use. First, zero the instrument with your water sample. Next, add the reagents in order, respecting all the indications. Last, place the vial into the Checker®HC, press the operational button for about 3 seconds and the display will show the countdown prior to the measurement or, alternatively, wait for 2 minutes after last reagent adding and press operational button. The Checker®HC displays concentration in ppm of Silica as SiO2. Order Information: HI 770 Checker®HC is supplied with sample cuvettes with caps (2 ea.), powder reagents for 6 tests, battery and instructions. Product Manuals Manual: Download Specification : Range 0 to 200 ppm Resolution 1 ppm Accuracy @ 20°C ±2 ppm ±5% of reading Light Source LED @ 470 nm Light Detector silicon photocell Environment 0 to 50°C (32 to 122°F); RH max 95% non-condensing Battery Type 1.5V AAA Auto-off after two minutes of non-use Dimensions 81.5 x 61 x 37.5 mm (3.2 x 2.4 x 1.5”) Weight 64 g (2.25 oz.) Method adaptation of the USEPA METHOD 370.1 for drinking, surface and saline waters, domestic and industrial wastes and Standard Method 4500-SiO2 C | <div aria-labelledby="tab-title-description" class="woocommerce-Tabs-panel woocommerce-Tabs-panel--description panel entry-content active" id="tab-description" role="tabpanel"> <p data-mce-style="text-align: justify;" style="text-align: justify;">Silica is the name given to silicon dioxide, SiO<sub>2</sub>. Silicon, Si, is the most abundant element in the Earth’s crust, 28% of it by weight. Silicon is never found free form in nature. In crystallized form it is only reactive under conditions of extremely high temperatures. Water and water vapor probably have little influence upon silicon solubility, because a protective surface layer of silicon dioxide is rapidly formed. Silicon binds with other elements to form various species of silica and silicate. The concentration of the soluble silica molecules are important to aquaculture because they influence (and limit) the growth of diatoms. In most waters, the predominant form of dissolved silica is monosilicic acid, which incorporates 2 water molecules.</p> <p data-mce-style="text-align: justify;" style="text-align: justify;">The HANNA HI 770 Checker®HC is accurate and affordable. This portable handheld colorimeter features a resolution of 1 ppm (200 points) and ±2 ppm ±5% of reading accuracy.</p> <p data-mce-style="text-align: justify;" style="text-align: justify;">The contoured style of the HI 770 Checker®HC fit in your palm and pocket perfectly and the large LCD is easy to read. The auto shut off feature assures the battery life will not be drained if you forget to turn it off.</p> <p data-mce-style="text-align: justify;" style="text-align: justify;">The HI 770 Checker®HC is simple to use. First, zero the instrument with your water sample. Next, add the reagents in order, respecting all the indications. Last, place the vial into the Checker®HC, press the operational button for about 3 seconds and the display will show the countdown prior to the measurement or, alternatively, wait for 2 minutes after last reagent adding and press operational button. The Checker®HC displays concentration in ppm of Silica as SiO<sub>2</sub>.</p> <p data-mce-style="text-align: justify;" style="text-align: justify;"> </p> <p data-mce-style="text-align: justify;" style="text-align: justify;"> </p> <p data-mce-style="text-align: justify;" style="text-align: justify;"><strong>Order Information:</strong> HI 770 Checker®HC is supplied with sample cuvettes with caps (2 ea.), powder reagents for 6 tests, battery and instructions.</p> <div><strong>Product Manuals</strong></div> <p data-mce-style="text-align: justify;" style="text-align: justify;"><img align="absmiddle" alt="" border="0" data-mce-src="http://www.hannainst.com/usa/images/icon-pdf.gif" decoding="async" height="22" loading="lazy" src="http://www.hannainst.com/usa/images/icon-pdf.gif" width="20"/> Manual: <a data-mce-href="http://www.hannainst.com/manuals/ist770_04_13.pdf" href="http://www.hannainst.com/manuals/ist770_04_13.pdf" rel="noopener" target="_blank" title="Download Product Manual">Download</a></p> <p><strong>Specification :</strong></p> <table class="spec_table mceItemTable"> <tbody> <tr> <td>Range</td> <td> </td> <td>0 to 200 ppm</td> </tr> <tr> <td>Resolution</td> <td> </td> <td>1 ppm</td> </tr> <tr> <td>Accuracy @ 20°C</td> <td> </td> <td>±2 ppm ±5% of reading</td> </tr> <tr> <td>Light Source</td> <td> </td> <td>LED @ 470 nm</td> </tr> <tr> <td>Light Detector</td> <td> </td> <td>silicon photocell</td> </tr> <tr> <td>Environment</td> <td> </td> <td>0 to 50°C (32 to 122°F); RH max 95% non-condensing</td> </tr> <tr> <td>Battery Type</td> <td> </td> <td>1.5V AAA</td> </tr> <tr> <td>Auto-off</td> <td> </td> <td>after two minutes of non-use</td> </tr> <tr> <td>Dimensions</td> <td> </td> <td>81.5 x 61 x 37.5 mm (3.2 x 2.4 x 1.5”)</td> </tr> <tr> <td>Weight</td> <td> </td> <td>64 g (2.25 oz.)</td> </tr> <tr> <td>Method</td> <td> </td> <td>adaptation of the USEPA METHOD 370.1 for drinking, surface and saline waters, domestic and industrial wastes and Standard Method 4500-SiO<sub>2</sub> C</td> </tr> </tbody> </table> <p><br mce_bogus="1"/></p> </div> | The HANNA HI 770 Checker®HC is accurate and affordable. This portable handheld colorimeter features a resolution of 1 ppm (200 points) and ±2 ppm ±5% of reading accuracy. The contoured style of the HI 770 Checker®HC fit in your palm and pocket perfectly and the large LCD is easy to read. The auto shut off feature assures the battery life will not be drained if you forget to turn it off. The HI 770 Checker®HC is simple to use. First, zero the instrument with your water sample. Next, add the reagents in order, respecting all the indications. Last, place the vial into the Checker®HC, press the operational button for about 3 seconds and the display will show the countdown prior to the measurement or, alternatively, wait for 2 minutes after last reagent adding and press operational button. The Checker®HC displays concentration in ppm of Silica as SiO2. Order Information: HI 770 Checker®HC is supplied with sample cuvettes with caps (2 ea.), powder reagents for 6 tests, battery and instructions. | <div class="product-short-description"> <p>The HANNA HI 770 Checker®HC is accurate and affordable. This portable handheld colorimeter features a resolution of 1 ppm (200 points) and ±2 ppm ±5% of reading accuracy.</p> <p>The contoured style of the HI 770 Checker®HC fit in your palm and pocket perfectly and the large LCD is easy to read. The auto shut off feature assures the battery life will not be drained if you forget to turn it off.</p> <p>The HI 770 Checker®HC is simple to use. First, zero the instrument with your water sample. Next, add the reagents in order, respecting all the indications. Last, place the vial into the Checker®HC, press the operational button for about 3 seconds and the display will show the countdown prior to the measurement or, alternatively, wait for 2 minutes after last reagent adding and press operational button. The Checker®HC displays concentration in ppm of Silica as SiO2.</p> <p>Order Information:<br/> HI 770 Checker®HC is supplied with sample cuvettes with caps (2 ea.), powder reagents for 6 tests, battery and instructions.</p> </div> | https://www.hannathailand.com/wp-content/uploads/2022/06/miniphotometerfursilikathoch2434_11.jpg | เครื่องควบคุมค่าความนำไฟฟ้า , น้ำยามาตรฐานสอบเทียบ ค่ามาตรฐานความเค็ม , เครื่องวัดปริมาณไนไตรท์ ช่วงสูง ในตัวอย่างน้ำ รุ่น HI708 , เครื่องวัดค่าเหล็ก รุ่น HI721 , เครื่องวัดปริมาณซิลิกา ช่วงต่ำ ในตัวอย่างน้ำ รุ่น HI705 , เครื่องวัดปริมาณแอมโมเนีย ช่วงสูง รุ่น HI733 , เครื่องวัดปริมาณฟอสฟอรัส ช่วงต่ำมาก รุ่น HI736 , สารละลายมาตรฐานความขุ่น 20 NTU | <a class="woocommerce-LoopProduct-link woocommerce-loop-product__link" href="https://www.hannathailand.com/product/hi8931cn/">เครื่องควบคุมค่าความนำไฟฟ้า</a> , <a class="woocommerce-LoopProduct-link woocommerce-loop-product__link" href="https://www.hannathailand.com/product/hi7080l/">น้ำยามาตรฐานสอบเทียบ ค่ามาตรฐานความเค็ม</a> , <a class="woocommerce-LoopProduct-link woocommerce-loop-product__link" href="https://www.hannathailand.com/product/hi708-checker-hc-nitrite-hr/">เครื่องวัดปริมาณไนไตรท์ ช่วงสูง ในตัวอย่างน้ำ รุ่น HI708</a> , <a class="woocommerce-LoopProduct-link woocommerce-loop-product__link" href="https://www.hannathailand.com/product/hi721-checker-hc-iron/">เครื่องวัดค่าเหล็ก รุ่น HI721</a> , <a class="woocommerce-LoopProduct-link woocommerce-loop-product__link" href="https://www.hannathailand.com/product/hi705-checker-hc-silica-lr/">เครื่องวัดปริมาณซิลิกา ช่วงต่ำ ในตัวอย่างน้ำ รุ่น HI705</a> , <a class="woocommerce-LoopProduct-link woocommerce-loop-product__link" href="https://www.hannathailand.com/product/hi733-checker-hc-ammonia-hr/">เครื่องวัดปริมาณแอมโมเนีย ช่วงสูง รุ่น HI733</a> , <a class="woocommerce-LoopProduct-link woocommerce-loop-product__link" href="https://www.hannathailand.com/product/phosphorous-marine/">เครื่องวัดปริมาณฟอสฟอรัส ช่วงต่ำมาก รุ่น HI736</a> , <a class="woocommerce-LoopProduct-link woocommerce-loop-product__link" href="https://www.hannathailand.com/product/hi93102-20/">สารละลายมาตรฐานความขุ่น 20 NTU</a> | https://www.hannathailand.com/wp-content/uploads/2021/07/2-500x500.jpg , https://www.hannathailand.com/wp-content/uploads/2021/07/11-500x500.jpg , https://www.hannathailand.com/wp-content/uploads/2022/06/miniphotometerfurnitrithoch2420_11-600x600.jpg , https://www.hannathailand.com/wp-content/uploads/2022/06/miniphotometerfureisen832_11-600x600.jpg , https://www.hannathailand.com/wp-content/uploads/2022/06/hi705400-600x600.jpg , https://www.hannathailand.com/wp-content/uploads/2022/06/miniphotometerfurammoniumhoch2418_11-600x600.jpg , https://www.hannathailand.com/wp-content/uploads/2021/12/HI736-600x600.jpg , https://www.hannathailand.com/wp-content/uploads/2021/07/9-500x500.jpg
51 | เครื่องวัดปริมาณธาตุอาหารในดิน รุ่น HI98331 | แบบพกพาสะดวก | https://www.hannathailand.com/product-category/tds-meter/tds-portable/ | https://www.hannathailand.com/product/ec-temp-tester-soil/ | HI98331 | 5,885.00 | น้ำหนัก 0.7 กก. ขนาด 5 × 19.6 × 2.1 เซนติเมตร | <div aria-labelledby="tab-title-additional_information" class="woocommerce-Tabs-panel woocommerce-Tabs-panel--additional_information panel entry-content" id="tab-additional_information" role="tabpanel"> <table class="woocommerce-product-attributes shop_attributes"> <tr class="woocommerce-product-attributes-item woocommerce-product-attributes-item--weight"> <th class="woocommerce-product-attributes-item__label">น้ำหนัก</th> <td class="woocommerce-product-attributes-item__value">0.7 กก.</td> </tr> <tr class="woocommerce-product-attributes-item woocommerce-product-attributes-item--dimensions"> <th class="woocommerce-product-attributes-item__label">ขนาด</th> <td class="woocommerce-product-attributes-item__value">5 × 19.6 × 2.1 เซนติเมตร</td> </tr> </table> </div> | The HI98331 Soil Test™ is a pocket tester specifically designed to directly measure soil electrolytic conductivity (EC) and temperature for quick and accurate readings. With a compact size, single button operation, and automatic calibration, Soil Test is an excellent choice for taking direct conductivity measurements in soil eliminating the need to create soil slurries. Allows for direct measurement in soil 4.5″ Stainless Steel Penetration Electrode Automatic Temperature Compensation Features Selectable units for conductivity measurements are μS/cm, mS/cm, or dS/m One-point calibration to 1413 µS/cm conductivity standard Uses a fixed 2%/oC temperature correction coefficient Stainless steel penetration electrode Waterproof casing Understanding EC Electrolytic conductivity (EC) is a measurement made in which electrical charges of particles in a medium are moved under the influence of a potential difference. EC is a measure of concentration, however, it is non-specic for ion type. An ion is a charged particle present in the solution that contributes to the current flow. Ions are formed when a salt such as sodium chloride is dissolved in water to form particles having electrical charges. Sodium chloride, separates into Na+ and Cl– Electrical conductance, the ability of a substance to conduct an electrical current is the reciprocal of electrical resistance. “Conductance” and “Resistance” depend on the geometrical dimensions of the substance being measured. Conductivity and resistivity are “normalized” terms that are used to denote a bulk intrinsic property of a substance. This is the measurement a standardized EC probe on a Conductivity or resistivity meter provides. Conductivity measurements can be used to provide additional industry specific measurements; TDS, Salinity and USP compliant conductivity. Many of Hanna’s meters provide these measurements also. Manual : Download Specification SKU HI98331 Product Name Soil Test™ Direct Soil EC Tester – HI98331 Quote Required Yes EC Range 0 to 4000 μS/cm; 0.00 to 4.00 mS/cm (dS/m) EC Resolution 1 μS/cm; 0.01 mS/cm (dS/m) EC Accuracy ±50 μS/cm (0 to 2000 μS/cm), ±300 μS/cm (2000 to 4000 μS/cm); ±0.05 mS/cm (0.00 to 2.00 mS/cm), ±0.30 mS/cm (2.00 to 4.00 mS/cm) EC Calibration automatic, one-point at 1.41 mS/cm EC/TDS Temperature Compensation automatic, temperature coefficient (β) fixed 2% / °C Temperature Range 0.0 to 50.0°C Temperature Resolution 0.1°C Temperature Accuracy ±1°C EC/TDS Probe 114 mm (4.5 “) Stainless steel penetration Battery Type/Life CR2032 Li-ion approximately 100 hours of continuous use Environment 0 to 50°C (32 to 122°F); RH max 95% non-condensing Dimensions 50 x 196 x 21 mm (2.0 x 7.7 x 0.9“) Weight 74 g (2.4 oz.) Ordering Information HI98331 is supplied with a stainless steel penetration probe, batteries, and instrument quality certificate. SKU HI98331 Product Name Soil Test™ Direct Soil EC Tester – HI98331 Quote Required Yes EC Range 0 to 4000 μS/cm; 0.00 to 4.00 mS/cm (dS/m) EC Resolution 1 μS/cm; 0.01 mS/cm (dS/m) EC Accuracy ±50 μS/cm (0 to 2000 μS/cm), ±300 μS/cm (2000 to 4000 μS/cm); ±0.05 mS/cm (0.00 to 2.00 mS/cm), ±0.30 mS/cm (2.00 to 4.00 mS/cm) EC Calibration automatic, one-point at 1.41 mS/cm EC/TDS Temperature Compensation automatic, temperature coefficient (β) fixed 2% / °C Temperature Range 0.0 to 50.0°C Temperature Resolution 0.1°C Temperature Accuracy ±1°C EC/TDS Probe 114 mm (4.5 “) Stainless steel penetration Battery Type/Life CR2032 Li-ion approximately 100 hours of continuous use Environment 0 to 50°C (32 to 122°F); RH max 95% non-condensing Dimensions 50 x 196 x 21 mm (2.0 x 7.7 x 0.9“) Weight 74 g (2.4 oz.) Ordering Information HI98331 is supplied with a stainless steel penetration probe, batteries, and instrument quality certificate. | <div aria-labelledby="tab-title-description" class="woocommerce-Tabs-panel woocommerce-Tabs-panel--description panel entry-content active" id="tab-description" role="tabpanel"> <p>The HI98331 Soil Test™ is a pocket tester specifically designed to directly measure soil electrolytic conductivity (EC) and temperature for quick and accurate readings. With a compact size, single button operation, and automatic calibration, Soil Test is an excellent choice for taking direct conductivity measurements in soil eliminating the need to create soil slurries.</p> <ul> <li>Allows for direct measurement in soil</li> <li>4.5″ Stainless Steel Penetration Electrode</li> <li>Automatic Temperature Compensation</li> </ul> <h2><strong>Features</strong></h2> <p>Selectable units for conductivity measurements are μS/cm, mS/cm, or dS/m</p> <p>One-point calibration to 1413 µS/cm conductivity standard</p> <p>Uses a fixed 2%/<sup>o</sup>C temperature correction coefficient</p> <p>Stainless steel penetration electrode</p> <p>Waterproof casing</p> <h2><strong>Understanding EC</strong></h2> <p>Electrolytic conductivity (EC) is a measurement made in which electrical charges of particles in a medium are moved under the influence of a potential difference. EC is a measure of concentration, however, it is non-specic for ion type. An ion is a charged particle present in the solution that contributes to the current flow. Ions are formed when a salt such as sodium chloride is dissolved in water to form particles having electrical charges. Sodium chloride, separates into Na<sup>+</sup> and Cl<sup>–</sup></p> <p dir="ltr">Electrical conductance, the ability of a substance to conduct an electrical current is the reciprocal of electrical resistance. “Conductance” and “Resistance” depend on the geometrical dimensions of the substance being measured. Conductivity and resistivity are “normalized” terms that are used to denote a bulk intrinsic property of a substance. This is the measurement a standardized EC probe on a Conductivity or resistivity meter provides. Conductivity measurements can be used to provide additional industry specific measurements; TDS, Salinity and USP compliant conductivity. Many of Hanna’s meters provide these measurements also.</p> <h2><strong>Manual : <span style="font-size: 85%;"><a href="https://hanna-worldwide.com/mwdownloads/download/link/id/180">Download</a></span></strong></h2> <h2><strong>Specification </strong></h2> <table> <tbody> <tr> <td width="160">SKU</td> <td width="441">HI98331</td> </tr> <tr> <td width="160">Product Name</td> <td width="441">Soil Test™ Direct Soil EC Tester – HI98331</td> </tr> <tr> <td width="160">Quote Required</td> <td width="441">Yes</td> </tr> <tr> <td width="160">EC Range</td> <td width="441">0 to 4000 μS/cm; 0.00 to 4.00 mS/cm (dS/m)</td> </tr> <tr> <td width="160">EC Resolution</td> <td width="441">1 μS/cm; 0.01 mS/cm (dS/m)</td> </tr> <tr> <td width="160">EC Accuracy</td> <td width="441">±50 μS/cm (0 to 2000 μS/cm), ±300 μS/cm (2000 to 4000 μS/cm); ±0.05 mS/cm (0.00 to 2.00 mS/cm), ±0.30 mS/cm (2.00 to 4.00 mS/cm)</td> </tr> <tr> <td width="160">EC Calibration</td> <td width="441">automatic, one-point at 1.41 mS/cm</td> </tr> <tr> <td width="160">EC/TDS Temperature Compensation</td> <td width="441">automatic, temperature coefficient (β) fixed 2% / °C</td> </tr> <tr> <td width="160">Temperature Range</td> <td width="441">0.0 to 50.0°C</td> </tr> <tr> <td width="160">Temperature Resolution</td> <td width="441">0.1°C</td> </tr> <tr> <td width="160">Temperature Accuracy</td> <td width="441">±1°C</td> </tr> <tr> <td width="160">EC/TDS Probe</td> <td width="441">114 mm (4.5 “) Stainless steel penetration</td> </tr> <tr> <td width="160">Battery Type/Life</td> <td width="441">CR2032 Li-ion approximately 100 hours of continuous use</td> </tr> <tr> <td width="160">Environment</td> <td width="441">0 to 50°C (32 to 122°F); RH max 95% non-condensing</td> </tr> <tr> <td width="160">Dimensions</td> <td width="441">50 x 196 x 21 mm (2.0 x 7.7 x 0.9“)</td> </tr> <tr> <td width="160">Weight</td> <td width="441">74 g (2.4 oz.)</td> </tr> <tr> <td width="160">Ordering Information</td> <td width="441">HI98331 is supplied with a stainless steel penetration probe, batteries, and instrument quality certificate.</td> </tr> <tr> <td width="160">SKU</td> <td width="441">HI98331</td> </tr> <tr> <td width="160">Product Name</td> <td width="441">Soil Test™ Direct Soil EC Tester – HI98331</td> </tr> <tr> <td width="160">Quote Required</td> <td width="441">Yes</td> </tr> <tr> <td width="160">EC Range</td> <td width="441">0 to 4000 μS/cm; 0.00 to 4.00 mS/cm (dS/m)</td> </tr> <tr> <td width="160">EC Resolution</td> <td width="441">1 μS/cm; 0.01 mS/cm (dS/m)</td> </tr> <tr> <td width="160">EC Accuracy</td> <td width="441">±50 μS/cm (0 to 2000 μS/cm), ±300 μS/cm (2000 to 4000 μS/cm); ±0.05 mS/cm (0.00 to 2.00 mS/cm), ±0.30 mS/cm (2.00 to 4.00 mS/cm)</td> </tr> <tr> <td width="160">EC Calibration</td> <td width="441">automatic, one-point at 1.41 mS/cm</td> </tr> <tr> <td width="160">EC/TDS Temperature Compensation</td> <td width="441">automatic, temperature coefficient (β) fixed 2% / °C</td> </tr> <tr> <td width="160">Temperature Range</td> <td width="441">0.0 to 50.0°C</td> </tr> <tr> <td width="160">Temperature Resolution</td> <td width="441">0.1°C</td> </tr> <tr> <td width="160">Temperature Accuracy</td> <td width="441">±1°C</td> </tr> <tr> <td width="160">EC/TDS Probe</td> <td width="441">114 mm (4.5 “) Stainless steel penetration</td> </tr> <tr> <td width="160">Battery Type/Life</td> <td width="441">CR2032 Li-ion approximately 100 hours of continuous use</td> </tr> <tr> <td width="160">Environment</td> <td width="441">0 to 50°C (32 to 122°F); RH max 95% non-condensing</td> </tr> <tr> <td width="160">Dimensions</td> <td width="441">50 x 196 x 21 mm (2.0 x 7.7 x 0.9“)</td> </tr> <tr> <td width="160">Weight</td> <td width="441">74 g (2.4 oz.)</td> </tr> <tr> <td width="160">Ordering Information</td> <td width="441">HI98331 is supplied with a stainless steel penetration probe, batteries, and instrument quality certificate.</td> </tr> </tbody> </table> </div> | ไม่มี | ไม่มี | https://www.hannathailand.com/wp-content/uploads/2022/09/HI98331-1.jpg | HI98304 DiST®4 EC-Tester (up to 19.99 mS) , HI98304 DiST®4 EC-Tester (up to 19.99 mS) , HI9835 EC / TDS / NaCl / °C-Meter, Auto-Endpoint, ATC , HI98311 DiST®5 EC/TDS/C°-Tester, (0-3999 µS/cm – 0-2000 mg/l (ppm)) waterproof , เครื่องวัดค่าการนำไฟฟ้า สำหรับน้ำบริสุทธิ์สูง (UPW) รุ่น HI98309 , HI98303 DiST®3 EC-Tester (up to 1999 µS) , HI98312 DiST®6 EC/TDS/C°-Tester, (0.00-20.00 mS/cm – 0.00-10.00 g/l (ppt)) waterproof , เครื่องวัดค่า pH/EC/TDS/Temp สำหรับไฮโดรโปนิกส์ รุ่น HI9814 | <a class="woocommerce-LoopProduct-link woocommerce-loop-product__link" href="https://www.hannathailand.com/product/hi98304-dist4-ec-tester-up-to-19-99-ms/">HI98304 DiST®4 EC-Tester (up to 19.99 mS)</a> , <a class="woocommerce-LoopProduct-link woocommerce-loop-product__link" href="https://www.hannathailand.com/product/hi98304-dist4-ec-tester-up-to-19-99-ms/">HI98304 DiST®4 EC-Tester (up to 19.99 mS)</a> , <a class="woocommerce-LoopProduct-link woocommerce-loop-product__link" href="https://www.hannathailand.com/?post_type=product&amp;p=2692">HI9835 EC / TDS / NaCl / °C-Meter, Auto-Endpoint, ATC</a> , <a class="woocommerce-LoopProduct-link woocommerce-loop-product__link" href="https://www.hannathailand.com/product/hi98311-dist5-ectdsc-tester-0-3999-%c2%b5scm-0-2000-mgl-ppm-waterproof/">HI98311 DiST®5 EC/TDS/C°-Tester, (0-3999 µS/cm – 0-2000 mg/l (ppm)) waterproof</a> , <a class="woocommerce-LoopProduct-link woocommerce-loop-product__link" href="https://www.hannathailand.com/product/hi98309-upw-ultra-pure-water-tester-conductivity-up-to-1-999-%c2%b5scm/">เครื่องวัดค่าการนำไฟฟ้า สำหรับน้ำบริสุทธิ์สูง (UPW) รุ่น HI98309</a> , <a class="woocommerce-LoopProduct-link woocommerce-loop-product__link" href="https://www.hannathailand.com/product/hi98303-dist3-ec-tester-up-to-1999-%c2%b5s/">HI98303 DiST®3 EC-Tester (up to 1999 µS)</a> , <a class="woocommerce-LoopProduct-link woocommerce-loop-product__link" href="https://www.hannathailand.com/product/hi98312-dist6-ectdsc-tester-0-00-20-00-mscm-0-00-10-00-gl-ppt-waterproof/">HI98312 DiST®6 EC/TDS/C°-Tester, (0.00-20.00 mS/cm – 0.00-10.00 g/l (ppt)) waterproof</a> , <a class="woocommerce-LoopProduct-link woocommerce-loop-product__link" href="https://www.hannathailand.com/product/hi9814-groline-hydroponics-waterproof-ph-ec-tds-temperature-portable-meter/">เครื่องวัดค่า pH/EC/TDS/Temp สำหรับไฮโดรโปนิกส์ รุ่น HI9814</a> | https://www.hannathailand.com/wp-content/uploads/2022/09/HI98331-1-600x600.jpg , https://www.hannathailand.com/wp-content/uploads/2022/09/HI98331-600x600.jpg , https://www.hannathailand.com/wp-content/uploads/2021/12/hi98304newcoveron_720x720_72_rgb-500x500.jpg , https://www.hannathailand.com/wp-content/uploads/2022/06/hi98304newcoveron_720x720_72_rgb-600x600.jpg , https://www.hannathailand.com/wp-content/uploads/2021/12/ectdshandmessgeratmitnaclbereich1498_11-500x500.jpg , https://www.hannathailand.com/wp-content/uploads/2021/12/spritzwasserfesterectdsctesterbis3999s1491_11-500x500.jpg , https://www.hannathailand.com/wp-content/uploads/2021/12/HI98309-600x600.jpg , https://www.hannathailand.com/wp-content/uploads/2021/12/hi98303_angle_720x720_72_rgb-500x500.jpg , https://www.hannathailand.com/wp-content/uploads/2022/06/spritzwasserfesterectdsctesterbis3999s1491_11-600x600.jpg , https://www.hannathailand.com/wp-content/uploads/2022/07/HI9814-3-600x600.jpg
52 | เครื่องวัดปริมาณนิกเกิล ช่วงสูง รุ่น HI726 | สินค้าทั้งหมด , อุตสาหกรรมอาหาร , เครื่องโฟโตมิเตอร์ , แบบพกพาสะดวก | https://www.hannathailand.com/product-category/spectrophotometer/photometer-portable/ | https://www.hannathailand.com/product/hi726-checker-hc-nickel-hr/ | HI726 | 3,103.00 |  | <div aria-labelledby="tab-title-additional_information" class="woocommerce-Tabs-panel woocommerce-Tabs-panel--additional_information panel entry-content" id="tab-additional_information" role="tabpanel"> </div> | Nickel is extensively used in electroplating, the manufacturing of steel, electronic devices, ceramics and colored glasses. It plays a vital role in many processes of applied sciences and fundamental sciences. It necessitates development of rapid methods for estimation of nickel. The HI 726 Checker®HC is extremely simple to use. First, zero the instrument with your water sample. Next, add the reagent, shake gently until complete dissolution. Last, place the vial into the Checker®HC, press the operational button for about 3 seconds. The display will show the countdown prior to the measurement or, alternatively, wait for 1 minute and press operational button. When the timer ends the meter will perform the reading and display concentration in g/L of nickel. It’s that easy. Product Manuals Manual: Download Specification : Range 0.00 to 7.00 g/L Resolution 0.01 g/L Accuracy @ 25°C ±0.10 g/L ±5% of reading Light Source LED @ 575 nm Light Detector silicon photocell Environment 0 to 50°C (32 to 122°F); RH max 95% non-condensing Battery Type (1) 1.5V AAA Auto-off after three minutes of non-use and ten seconds after reading Dimensions 81.5 x 61 x 37.5 mm (3.2 x 2.4 x 1.5”) Weight 64 g (2.25 oz.) Method adaptation of the photometric method | <div aria-labelledby="tab-title-description" class="woocommerce-Tabs-panel woocommerce-Tabs-panel--description panel entry-content active" id="tab-description" role="tabpanel"> <p style="text-align: justify;">Nickel is extensively used in electroplating, the manufacturing of steel, electronic devices, ceramics and colored glasses. It plays a vital role in many processes of applied sciences and fundamental sciences. It necessitates development of rapid methods for estimation of nickel.</p> <p style="text-align: justify;">The HI 726 Checker®HC is extremely simple to use. First, zero the instrument with your water sample. Next, add the reagent, shake gently until complete dissolution. Last, place the vial into the Checker®HC, press the operational button for about 3 seconds. The display will show the countdown prior to the measurement or, alternatively, wait for 1 minute and press operational button. When the timer ends the meter will perform the reading and display concentration in g/L of nickel. It’s that easy.</p> <div><strong>Product Manuals</strong></div> <p style="text-align: justify;"><img align="absmiddle" alt="" border="0" decoding="async" height="22" loading="lazy" src="http://hannainst.com/usa/images/icon-pdf.gif" width="20"/> Manual: <a href="http://hannainst.com/manuals/ist726_03_13.pdf" rel="noopener" target="_blank" title="Download Product Manual">Download</a></p> <p><strong>Specification : </strong></p> <table class="spec_table"> <tbody> <tr> <td>Range</td> <td> </td> <td>0.00 to 7.00 g/L</td> </tr> <tr> <td>Resolution</td> <td> </td> <td>0.01 g/L</td> </tr> <tr> <td>Accuracy @ 25°C</td> <td> </td> <td>±0.10 g/L ±5% of reading</td> </tr> <tr> <td>Light Source</td> <td> </td> <td>LED @ 575 nm</td> </tr> <tr> <td>Light Detector</td> <td> </td> <td>silicon photocell</td> </tr> <tr> <td>Environment</td> <td> </td> <td>0 to 50°C (32 to 122°F); RH max 95% non-condensing</td> </tr> <tr> <td>Battery Type</td> <td> </td> <td>(1) 1.5V AAA</td> </tr> <tr> <td>Auto-off</td> <td> </td> <td>after three minutes of non-use and ten seconds after reading</td> </tr> <tr> <td>Dimensions</td> <td> </td> <td>81.5 x 61 x 37.5 mm (3.2 x 2.4 x 1.5”)</td> </tr> <tr> <td>Weight</td> <td> </td> <td>64 g (2.25 oz.)</td> </tr> <tr> <td>Method</td> <td> </td> <td>adaptation of the photometric method</td> </tr> </tbody> </table> <p> </p> </div> | Range 0:00 to 7:00 g / L ¦ Photometric Method ¦ Resolution 0.01g / L | <div class="product-short-description"> <p>Range 0:00 to 7:00 g / L ¦ Photometric Method ¦ Resolution 0.01g / L</p> </div> | https://www.hannathailand.com/wp-content/uploads/2022/06/miniphotometerfurnickelhoch841_11.jpg | เครื่องวัดปริมาณฟอสเฟต ช่วงสูง รุ่น HI717 , เครื่องวัดปริมาณฟลูออไรด์ ช่วงต่ำ รุ่น HI729 , เครื่องวัดปริมาณคลอรีนรวม รุ่น HI711 , เครื่องวัดปริมาณไนไตรท์ ช่วงสูง ในตัวอย่างน้ำ รุ่น HI708 , เครื่องวัดสีในน้ำตัวอย่าง HI727 , เครื่องวัดปริมาณฟลูออไรด์ ช่วงสูง รุ่น HI739 , น้ำยามาตรฐานสอบเทียบ ค่ามาตรฐานความเค็ม , เครื่องวัดปริมาณคลอรีนอิสระ รุ่น HI701 | <a class="woocommerce-LoopProduct-link woocommerce-loop-product__link" href="https://www.hannathailand.com/product/hi717-checker-hc-phosphate-hr/">เครื่องวัดปริมาณฟอสเฟต ช่วงสูง รุ่น HI717</a> , <a class="woocommerce-LoopProduct-link woocommerce-loop-product__link" href="https://www.hannathailand.com/product/hi729-checker-hc-fluoride-lr/">เครื่องวัดปริมาณฟลูออไรด์ ช่วงต่ำ รุ่น HI729</a> , <a class="woocommerce-LoopProduct-link woocommerce-loop-product__link" href="https://www.hannathailand.com/product/hi711-checker-hc-total-chlorine/">เครื่องวัดปริมาณคลอรีนรวม รุ่น HI711</a> , <a class="woocommerce-LoopProduct-link woocommerce-loop-product__link" href="https://www.hannathailand.com/product/hi708-checker-hc-nitrite-hr/">เครื่องวัดปริมาณไนไตรท์ ช่วงสูง ในตัวอย่างน้ำ รุ่น HI708</a> , <a class="woocommerce-LoopProduct-link woocommerce-loop-product__link" href="https://www.hannathailand.com/product/hi727-checker-hc-color-of-water/">เครื่องวัดสีในน้ำตัวอย่าง HI727</a> , <a class="woocommerce-LoopProduct-link woocommerce-loop-product__link" href="https://www.hannathailand.com/product/hi739-checker-hc-fluoride-hr/">เครื่องวัดปริมาณฟลูออไรด์ ช่วงสูง รุ่น HI739</a> , <a class="woocommerce-LoopProduct-link woocommerce-loop-product__link" href="https://www.hannathailand.com/product/hi7080l/">น้ำยามาตรฐานสอบเทียบ ค่ามาตรฐานความเค็ม</a> , <a class="woocommerce-LoopProduct-link woocommerce-loop-product__link" href="https://www.hannathailand.com/product/hi701-checker-hc-free-chlorine/">เครื่องวัดปริมาณคลอรีนอิสระ รุ่น HI701</a> | https://www.hannathailand.com/wp-content/uploads/2022/06/miniphotometerfurphosphathoch827_11-600x600.jpg , https://www.hannathailand.com/wp-content/uploads/2022/06/miniphotometerfurfluoridniedrig844_11-600x600.jpg , https://www.hannathailand.com/wp-content/uploads/2022/06/hi711_lg-600x600.jpg , https://www.hannathailand.com/wp-content/uploads/2022/06/miniphotometerfurnitrithoch2420_11-600x600.jpg , https://www.hannathailand.com/wp-content/uploads/2022/06/miniphotometerfurfarbe843_11-600x600.jpg , https://www.hannathailand.com/wp-content/uploads/2022/06/miniphotometerfurfluoridhoch866_1151cb11ba33836-600x600.jpg , https://www.hannathailand.com/wp-content/uploads/2021/07/11-500x500.jpg , https://www.hannathailand.com/wp-content/uploads/2021/11/hi701-500x500.jpg
53 | เครื่องวัดปริมาณฟลูออไรด์ ช่วงต่ำ รุ่น HI729 | สินค้าทั้งหมด , อุตสาหกรรมอาหาร , เครื่องโฟโตมิเตอร์ , แบบพกพาสะดวก | https://www.hannathailand.com/product-category/spectrophotometer/photometer-portable/ | https://www.hannathailand.com/product/hi729-checker-hc-fluoride-lr/ | HI729 | 3,103.00 |  | <div aria-labelledby="tab-title-additional_information" class="woocommerce-Tabs-panel woocommerce-Tabs-panel--additional_information panel entry-content" id="tab-additional_information" role="tabpanel"> </div> | เครื่องวัดปริมาณฟลูออไรด์ ช่วงต่ำ รุ่น HI729 ฟลูออไรด์มักถูกเติมลงไปในน้ำดื่มเพื่อช่วยลดเเละป้องกันฟันผุ เเต่ปริมาณฟลูออไรด์ที่มากเกินก็ก่อให้เกิดผลข้างเคียงมากมายจึงต้องมีการตรวจวัดให้อยู่ในปริมาณที่พอเหมาะ เครื่องวัดฟลูออไรด์ HI729 ใช้ตรวจสอบค่าฟลูออไรด์ในกระบวนการทำน้ำประปา การผลิตน้ำดื่ม เเละเเหล่งน้ำเป็นต้น ออกแบบมาให้พกพาง่ายให้ผลลัพธ์ที่รวดเร็วและแม่นยำในขั้นตอนง่ายๆ Fluoride is one of the very few chemicals that have been shown to cause significant effects in people through drinking-water. Fluoride has beneficial effects on teeth at low concentrations in drinking-water, but excessive exposure to fluoride in drinking-water, or in combination with exposure to fluoride from other sources, can give rise to a number of adverse effects. Water fluoridation is the controlled addition of fluoride to a public water supply to reduce tooth decay. Fluoridated water operates on tooth surfaces: in the mouth it creates low levels of fluoride in saliva, which reduces the rate at which tooth enamel demineralizes and increases the rate at which it remineralizes in the early stages of cavities. A 1994 World Health Organization expert committee suggested a level of fluoride from 0.5 to 1.0 mg/L, depending on climate. Bottled water typically has unknown fluoride levels, and some domestic water filters remove some or all fluoride. The HI 729 Checker®HC is simple to use. For this measurement you need 2 vials (#1 and #2); in both vials add 2 mL of reagent and until the mark: deionized water in vial #1 and sample in vial #2, and gently invert 5 times, and wait 2 minutes. Then insert the cuvette #1 into the HI 729 Checker®HC and press the button to zero; after that cuvette #2 to read the measurement results. Product Manuals Manual: Download Specification : Range 0.00 to 2.00 ppm Resolution 0.01 ppm Accuracy @ 20°C ±0.10 ppm ±5% of reading Light Source LED @ 575 nm Light Detector silicon photocell Environment 0 to 50°C (32 to 122°F); RH max 95% non-condensing Battery Type (1) 1.5V AAA Auto-off after two minutes of non-use and ten seconds after reading Dimensions 81.5 x 61 x 37.5 mm (3.2 x 2.4 x 1.5”) Weight 64 g (2.25 oz.) Method adaptation of SPADNS method | <div aria-labelledby="tab-title-description" class="woocommerce-Tabs-panel woocommerce-Tabs-panel--description panel entry-content active" id="tab-description" role="tabpanel"> <p>เครื่องวัดปริมาณฟลูออไรด์ ช่วงต่ำ รุ่น HI729 ฟลูออไรด์มักถูกเติมลงไปในน้ำดื่มเพื่อช่วยลดเเละป้องกันฟันผุ เเต่ปริมาณฟลูออไรด์ที่มากเกินก็ก่อให้เกิดผลข้างเคียงมากมายจึงต้องมีการตรวจวัดให้อยู่ในปริมาณที่พอเหมาะ เครื่องวัดฟลูออไรด์ HI729 ใช้ตรวจสอบค่าฟลูออไรด์ในกระบวนการทำน้ำประปา การผลิตน้ำดื่ม เเละเเหล่งน้ำเป็นต้น ออกแบบมาให้พกพาง่ายให้ผลลัพธ์ที่รวดเร็วและแม่นยำในขั้นตอนง่ายๆ</p> <p style="text-align: justify;">Fluoride is one of the very few chemicals that have been shown to cause significant effects in people through drinking-water. Fluoride has beneficial effects on teeth at low concentrations in drinking-water, but excessive exposure to fluoride in drinking-water, or in combination with exposure to fluoride from other sources, can give rise to a number of adverse effects.</p> <p style="text-align: justify;">Water fluoridation is the controlled addition of fluoride to a public water supply to reduce tooth decay. Fluoridated water operates on tooth surfaces: in the mouth it creates low levels of fluoride in saliva, which reduces the rate at which tooth enamel demineralizes and increases the rate at which it remineralizes in the early stages of cavities.</p> <p style="text-align: justify;">A 1994 World Health Organization expert committee suggested a level of fluoride from 0.5 to 1.0 mg/L, depending on climate. Bottled water typically has unknown fluoride levels, and some domestic water filters remove some or all fluoride.</p> <p style="text-align: justify;">The HI 729 Checker®HC is simple to use. For this measurement you need 2 vials (#1 and #2); in both vials add 2 mL of reagent and until the mark: deionized water in vial #1 and sample in vial #2, and gently invert 5 times, and wait 2 minutes. Then insert the cuvette #1 into the HI 729 Checker®HC and press the button to zero; after that cuvette #2 to read the measurement results.</p> <div><strong>Product Manuals</strong></div> <p style="text-align: justify;"><img align="absmiddle" alt="" border="0" decoding="async" height="22" loading="lazy" src="http://hannainst.com/usa/images/icon-pdf.gif" width="20"/> Manual: <a href="http://hannainst.com/manuals/HI729.pdf" rel="noopener" target="_blank" title="Download Product Manual">Download</a></p> <p><strong>Specification :</strong></p> <table class="spec_table"> <tbody> <tr> <td>Range</td> <td></td> <td>0.00 to 2.00 ppm</td> </tr> <tr> <td>Resolution</td> <td></td> <td>0.01 ppm</td> </tr> <tr> <td>Accuracy @ 20°C</td> <td></td> <td>±0.10 ppm ±5% of reading</td> </tr> <tr> <td>Light Source</td> <td></td> <td>LED @ 575 nm</td> </tr> <tr> <td>Light Detector</td> <td></td> <td>silicon photocell</td> </tr> <tr> <td>Environment</td> <td></td> <td>0 to 50°C (32 to 122°F); RH max 95% non-condensing</td> </tr> <tr> <td>Battery Type</td> <td></td> <td>(1) 1.5V AAA</td> </tr> <tr> <td>Auto-off</td> <td></td> <td>after two minutes of non-use and ten seconds after reading</td> </tr> <tr> <td>Dimensions</td> <td></td> <td>81.5 x 61 x 37.5 mm (3.2 x 2.4 x 1.5”)</td> </tr> <tr> <td>Weight</td> <td></td> <td>64 g (2.25 oz.)</td> </tr> <tr> <td>Method</td> <td></td> <td>adaptation of SPADNS method</td> </tr> </tbody> </table> <p> </p> </div> | Range 0:00 to 2:00 ppm ¦ EPA method 340.1 ¦ 0.01ppm resolution | <div class="product-short-description"> <p>Range 0:00 to 2:00 ppm ¦ EPA method 340.1 ¦ 0.01ppm resolution</p> </div> | https://www.hannathailand.com/wp-content/uploads/2022/06/miniphotometerfurfluoridniedrig844_11.jpg | เครื่องวัดปริมาณไนไตรท์ ช่วงต่ำ รุ่น HI707 , เครื่องวัดปริมาณไนไตรท์ ช่วงสูง ในตัวอย่างน้ำ รุ่น HI708 , เครื่องวัดปริมาณฟอสฟอรัส ช่วงต่ำมาก รุ่น HI736 , เครื่องวัดปริมาณฟอสฟอรัส ช่วงสูง รุ่น HI706 , เครื่องควบคุมค่าความนำไฟฟ้า , น้ำยามาตรฐานสอบเทียบ ค่ามาตรฐานความเค็ม , สารละลายมาตรฐานความขุ่น 20 NTU , เครื่องวัดปริมาณไอโอดีน รุ่น HI718 | <a class="woocommerce-LoopProduct-link woocommerce-loop-product__link" href="https://www.hannathailand.com/product/hi707-checker-hc-nitrite-lr/">เครื่องวัดปริมาณไนไตรท์ ช่วงต่ำ รุ่น HI707</a> , <a class="woocommerce-LoopProduct-link woocommerce-loop-product__link" href="https://www.hannathailand.com/product/hi708-checker-hc-nitrite-hr/">เครื่องวัดปริมาณไนไตรท์ ช่วงสูง ในตัวอย่างน้ำ รุ่น HI708</a> , <a class="woocommerce-LoopProduct-link woocommerce-loop-product__link" href="https://www.hannathailand.com/product/phosphorous-marine/">เครื่องวัดปริมาณฟอสฟอรัส ช่วงต่ำมาก รุ่น HI736</a> , <a class="woocommerce-LoopProduct-link woocommerce-loop-product__link" href="https://www.hannathailand.com/product/hi706-checker-hc-phosphorous-hr/">เครื่องวัดปริมาณฟอสฟอรัส ช่วงสูง รุ่น HI706</a> , <a class="woocommerce-LoopProduct-link woocommerce-loop-product__link" href="https://www.hannathailand.com/product/hi8931cn/">เครื่องควบคุมค่าความนำไฟฟ้า</a> , <a class="woocommerce-LoopProduct-link woocommerce-loop-product__link" href="https://www.hannathailand.com/product/hi7080l/">น้ำยามาตรฐานสอบเทียบ ค่ามาตรฐานความเค็ม</a> , <a class="woocommerce-LoopProduct-link woocommerce-loop-product__link" href="https://www.hannathailand.com/product/hi93102-20/">สารละลายมาตรฐานความขุ่น 20 NTU</a> , <a class="woocommerce-LoopProduct-link woocommerce-loop-product__link" href="https://www.hannathailand.com/product/hi718-checker-hc-iodine/">เครื่องวัดปริมาณไอโอดีน รุ่น HI718</a> | https://www.hannathailand.com/wp-content/uploads/2022/06/hi707400-600x600.jpg , https://www.hannathailand.com/wp-content/uploads/2022/06/miniphotometerfurnitrithoch2420_11-600x600.jpg , https://www.hannathailand.com/wp-content/uploads/2021/12/HI736-600x600.jpg , https://www.hannathailand.com/wp-content/uploads/2022/06/hi706_400-600x600.jpg , https://www.hannathailand.com/wp-content/uploads/2021/07/2-500x500.jpg , https://www.hannathailand.com/wp-content/uploads/2021/07/11-500x500.jpg , https://www.hannathailand.com/wp-content/uploads/2021/07/9-500x500.jpg , https://www.hannathailand.com/wp-content/uploads/2022/06/miniphotometerfuriod829_11-600x600.jpg
54 | เครื่องวัดปริมาณฟลูออไรด์ ช่วงสูง รุ่น HI739 | สินค้าทั้งหมด , เครื่องโฟโตมิเตอร์ , แบบพกพาสะดวก | https://www.hannathailand.com/product-category/spectrophotometer/photometer-portable/ | https://www.hannathailand.com/product/hi739-checker-hc-fluoride-hr/ | HI739 | 3,103.00 |  | <div aria-labelledby="tab-title-additional_information" class="woocommerce-Tabs-panel woocommerce-Tabs-panel--additional_information panel entry-content" id="tab-additional_information" role="tabpanel"> </div> | Fluoride is one of the very few chemicals that have been shown to cause significant effects in people through drinking-water. Fluoride has beneficial effects on teeth at low concentrations in drinking-water, but excessive exposure to fluoride in drinking-water, or in combination with exposure to fluoride from other sources, can give rise to a number of adverse effects. Water fluoridation is the controlled addition of fluoride to a public water supply to reduce tooth decay. Fluoridated water operates on tooth surfaces: in the mouth it creates low levels of fluoride in saliva, which reduces the rate at which tooth enamel demineralizes and increases the rate at which it remineralizes in the early stages of cavities. A 1994 World Health Organization expert committee suggested a level of fluoride from 0.5 to 1.0 mg/L, depending on climate. Bottled water typically has unknown fluoride levels, and some domestic water filters remove some or all fluoride. The HI 739 Checker®HC is simple to use. In one vial add 2 ml of Reagent A and 8 ml of Reagent B; gently invert 5 times, and wait 1 minute, then zero the instrument with the vial. After zeroing, remove the vial and add 1 ml of sample, gently invert 5 times, wait 1 minute, then insert the cuvette into the HI 739 Checker®HC and press the read button for results. Product Manuals Manual: Download Specification : Range 0.0 to 20.0 ppm Resolution 0.1 ppm Accuracy @ 25°C ±0.5 ppm ± 5% of reading Light Source LED @ 575 nm Light Detector silicon photocell Environment 0 to 50°C (32 to 122°F); RH max 95% non-condensing Battery Type (1) 1.5V AAA Auto-off after two minutes of non-use and ten seconds after reading Dimensions 81.5 x 61 x 37.5 mm (3.2 x 2.4 x 1.5”) Weight 64 g (2.25 oz.) Method adaptation of SPADNS method | <div aria-labelledby="tab-title-description" class="woocommerce-Tabs-panel woocommerce-Tabs-panel--description panel entry-content active" id="tab-description" role="tabpanel"> <p data-mce-style="text-align: justify;" style="text-align: justify;">Fluoride is one of the very few chemicals that have been shown to cause significant effects in people through drinking-water. Fluoride has beneficial effects on teeth at low concentrations in drinking-water, but excessive exposure to fluoride in drinking-water, or in combination with exposure to fluoride from other sources, can give rise to a number of adverse effects.</p> <p data-mce-style="text-align: justify;" style="text-align: justify;">Water fluoridation is the controlled addition of fluoride to a public water supply to reduce tooth decay. Fluoridated water operates on tooth surfaces: in the mouth it creates low levels of fluoride in saliva, which reduces the rate at which tooth enamel demineralizes and increases the rate at which it remineralizes in the early stages of cavities.</p> <p data-mce-style="text-align: justify;" style="text-align: justify;">A 1994 World Health Organization expert committee suggested a level of fluoride from 0.5 to 1.0 mg/L, depending on climate. Bottled water typically has unknown fluoride levels, and some domestic water filters remove some or all fluoride. <br/> The HI 739 Checker®HC is simple to use. In one vial add 2 ml of Reagent A and 8 ml of Reagent B; gently invert 5 times, and wait 1 minute, then zero the instrument with the vial. After zeroing, remove the vial and add 1 ml of sample, gently invert 5 times, wait 1 minute, then insert the cuvette into the HI 739 Checker®HC and press the read button for results.</p> <div><strong>Product Manuals</strong></div> <p data-mce-style="text-align: justify;" style="text-align: justify;"><img align="absmiddle" alt="" border="0" data-mce-src="http://hannainst.com/usa/images/icon-pdf.gif" decoding="async" height="22" loading="lazy" src="http://hannainst.com/usa/images/icon-pdf.gif" width="20"/> Manual: <a data-mce-href="http://hannainst.com/manuals/HI739-manual.pdf" href="http://hannainst.com/manuals/HI739-manual.pdf" rel="noopener" target="_blank" title="Download Product Manual">Download</a></p> <p><strong>Specification :</strong></p> <table class="spec_table mceItemTable"> <tbody> <tr> <td>Range</td> <td> </td> <td>0.0 to 20.0 ppm</td> </tr> <tr> <td>Resolution</td> <td> </td> <td>0.1 ppm</td> </tr> <tr> <td>Accuracy @ 25°C</td> <td> </td> <td>±0.5 ppm ± 5% of reading</td> </tr> <tr> <td>Light Source</td> <td> </td> <td>LED @ 575 nm</td> </tr> <tr> <td>Light Detector</td> <td> </td> <td>silicon photocell</td> </tr> <tr> <td>Environment</td> <td> </td> <td>0 to 50°C (32 to 122°F); RH max 95% non-condensing</td> </tr> <tr> <td>Battery Type</td> <td> </td> <td>(1) 1.5V AAA</td> </tr> <tr> <td>Auto-off</td> <td> </td> <td>after two minutes of non-use and ten seconds after reading</td> </tr> <tr> <td>Dimensions</td> <td> </td> <td>81.5 x 61 x 37.5 mm (3.2 x 2.4 x 1.5”)</td> </tr> <tr> <td>Weight</td> <td> </td> <td>64 g (2.25 oz.)</td> </tr> <tr> <td>Method</td> <td> </td> <td>adaptation of SPADNS method</td> </tr> </tbody> </table> <p><br mce_bogus="1"/></p> </div> | Range 0 – 20 ppm ¦ ESPA method ¦ Resolution 0.1ppm | <div class="product-short-description"> <p>Range 0 – 20 ppm ¦ ESPA method ¦ Resolution 0.1ppm</p> </div> | https://www.hannathailand.com/wp-content/uploads/2022/06/miniphotometerfurfluoridhoch866_1151cb11ba33836.jpg | เครื่องวัดปริมาณคลอรีนอิสระ รุ่น HI701 , เครื่องวัดปริมาณแอมโมเนีย ช่วงต่ำ รุ่น HI700 , น้ำยามาตรฐานสำหรับค่าโซเดียม , เครื่องวัดคลอรีน , เครื่องวัดปริมาณไอโอดีน รุ่น HI718 , เครื่องวัดปริมาณโครเมี่ยม ช่วงสูง รุ่น HI723 , น้ำยามาตรฐานสอบเทียบ , เครื่องวัดปริมาณซิลิกา ช่วงต่ำ ในตัวอย่างน้ำ รุ่น HI705 | <a class="woocommerce-LoopProduct-link woocommerce-loop-product__link" href="https://www.hannathailand.com/product/hi701-checker-hc-free-chlorine/">เครื่องวัดปริมาณคลอรีนอิสระ รุ่น HI701</a> , <a class="woocommerce-LoopProduct-link woocommerce-loop-product__link" href="https://www.hannathailand.com/product/hi700-checker-hc-ammonia-lr/">เครื่องวัดปริมาณแอมโมเนีย ช่วงต่ำ รุ่น HI700</a> , <a class="woocommerce-LoopProduct-link woocommerce-loop-product__link" href="https://www.hannathailand.com/product/hi7090l/">น้ำยามาตรฐานสำหรับค่าโซเดียม</a> , <a class="woocommerce-LoopProduct-link woocommerce-loop-product__link" href="https://www.hannathailand.com/product/free-chlorine/">เครื่องวัดคลอรีน</a> , <a class="woocommerce-LoopProduct-link woocommerce-loop-product__link" href="https://www.hannathailand.com/product/hi718-checker-hc-iodine/">เครื่องวัดปริมาณไอโอดีน รุ่น HI718</a> , <a class="woocommerce-LoopProduct-link woocommerce-loop-product__link" href="https://www.hannathailand.com/product/hi723-checker-hc-chromium-vi-hr/">เครื่องวัดปริมาณโครเมี่ยม ช่วงสูง รุ่น HI723</a> , <a class="woocommerce-LoopProduct-link woocommerce-loop-product__link" href="https://www.hannathailand.com/product/hi9828-25/">น้ำยามาตรฐานสอบเทียบ</a> , <a class="woocommerce-LoopProduct-link woocommerce-loop-product__link" href="https://www.hannathailand.com/product/hi705-checker-hc-silica-lr/">เครื่องวัดปริมาณซิลิกา ช่วงต่ำ ในตัวอย่างน้ำ รุ่น HI705</a> | https://www.hannathailand.com/wp-content/uploads/2021/11/hi701-500x500.jpg , https://www.hannathailand.com/wp-content/uploads/2022/06/hi700_400pxl-600x600.jpg , https://www.hannathailand.com/wp-content/uploads/2021/07/12-500x500.jpg , https://www.hannathailand.com/wp-content/uploads/2021/07/1-500x500.jpg , https://www.hannathailand.com/wp-content/uploads/2022/06/miniphotometerfuriod829_11-600x600.jpg , https://www.hannathailand.com/wp-content/uploads/2022/06/miniphotometerfurchromvihoch839_11-600x600.jpg , https://www.hannathailand.com/wp-content/uploads/2021/07/8-500x500.jpg , https://www.hannathailand.com/wp-content/uploads/2022/06/hi705400-600x600.jpg
55 | เครื่องวัดปริมาณฟอสฟอรัส ช่วงต่ำมาก รุ่น HI736 | สินค้าทั้งหมด , อุตสาหกรรมเพาะปลูกและเลี้ยงปลาทะเล , เครื่องโฟโตมิเตอร์ , แบบพกพาสะดวก | https://www.hannathailand.com/product-category/spectrophotometer/photometer-portable/ | https://www.hannathailand.com/product/phosphorous-marine/ | HI736 | 3,103.00 |  | <div aria-labelledby="tab-title-additional_information" class="woocommerce-Tabs-panel woocommerce-Tabs-panel--additional_information panel entry-content" id="tab-additional_information" role="tabpanel"> </div> | HI736 เครื่องวัดปริมาณฟอสฟอรัสในน้ำทะเล Ultra Low Range การวัดปริมาณฟอสฟอรัสมีความสำคัญในการเพาะเลี้ยงสัตว์น้ำและพิพิธภัณฑ์สัตว์น้ำระดับฟอสฟอรัสที่สูงเกินไปจะนำไปสู่การเติบโตของสาหร่ายที่มากเกิน จะทำให้ระดับออกซิเจนในน้ำลดลงและในที่สุดอาจเป็นอันตรายต่อปลาและสัตว์น้ำหลายชนิด ย่านวัด 0 to 200 ppb ความละเอียด1 ppb ความถูกต้อง ±5 ppb Phosphorus concentration in water is monitored because it causes corrosion when present in levels too high. The HANNA HI 736 Checker®HC bridges the gap between simple chemical test kits and professional instrumentation. The HANNA HI?736 is both accurate and affordable. The HI 736 Checker®HC portable handheld colorimeter features a resolution of 1 ppb and ±5 ppb ±5% of reading accuracy and uses an adaptation of Standard Method Ascorbic Acid. The HI 736 Checker®HC is extremely simple to use. First, zero the instrument with your water sample. Next, add the reagents. Last, place the vial into the Checker®HC, press the button and read the results. It’s that easy. Order Information: HI 736 Checker®HC is supplied with sample cuvettes with caps (2), powder reagents for phosphorus (6), battery and instructions. Product Manuals Manual: Download Specification : Range 0 to 200 ppb Resolution 1 ppb Accuracy @ 25°C ±5 ppb ±5% of reading Light Source LED @ 525 nm Light Detector silicon photocell Environment 0 to 50°C (32 to 122°F); RH max 95% non-condensing Battery Type (1) 1.5V AAA Auto-off after two minutes of non-use and ten seconds after reading Dimensions 81.5 x 61 x 37.5 mm (3.2 x 2.4 x 1.5”) Weight 64 g (2.25 oz.) Method adaptation of the Standard Methods for the Examination of Water and Wastewater, 20Th edition, Ascorbic Acid method. | <div aria-labelledby="tab-title-description" class="woocommerce-Tabs-panel woocommerce-Tabs-panel--description panel entry-content active" id="tab-description" role="tabpanel"> <p>HI736 เครื่องวัดปริมาณฟอสฟอรัสในน้ำทะเล Ultra Low Range การวัดปริมาณฟอสฟอรัสมีความสำคัญในการเพาะเลี้ยงสัตว์น้ำและพิพิธภัณฑ์สัตว์น้ำระดับฟอสฟอรัสที่สูงเกินไปจะนำไปสู่การเติบโตของสาหร่ายที่มากเกิน จะทำให้ระดับออกซิเจนในน้ำลดลงและในที่สุดอาจเป็นอันตรายต่อปลาและสัตว์น้ำหลายชนิด</p> <ul> <li>ย่านวัด 0 to 200 ppb</li> <li>ความละเอียด1 ppb</li> <li>ความถูกต้อง ±5 ppb</li> </ul> <p style="text-align: justify;">Phosphorus concentration in water is monitored because it causes corrosion when present in levels too high.</p> <p style="text-align: justify;">The HANNA HI 736 Checker<small><sup>®</sup></small>HC bridges the gap between simple chemical test kits and professional instrumentation. The HANNA HI?736 is both accurate and affordable.</p> <p style="text-align: justify;">The HI 736 Checker<sup><small>®</small></sup>HC portable handheld colorimeter features a resolution of 1 ppb and ±5 ppb ±5% of reading accuracy and uses an adaptation of Standard Method Ascorbic Acid.</p> <p style="text-align: justify;">The HI 736 Checker<sup><small>®</small></sup>HC is extremely simple to use. First, zero the instrument with your water sample. Next, add the reagents. Last, place the vial into the Checker<sup><small>®</small></sup>HC, press the button and read the results. It’s that easy.</p> <p style="text-align: justify;"><strong>Order Information:</strong> HI 736 Checker®HC is supplied with sample cuvettes with caps (2), powder reagents for phosphorus (6), battery and instructions.</p> <p> </p> <div><strong>Product Manuals</strong></div> <p><img align="absmiddle" alt="" border="0" decoding="async" height="22" loading="lazy" src="http://hannainst.com/usa/images/icon-pdf.gif" width="20"/> Manual: <a href="http://hannainst.com/manuals/ist736_13_05_10.pdf" rel="noopener" target="_blank" title="Download Product Manual">Download</a></p> <p><strong>Specification :</strong></p> <table class="spec_table mceItemTable"> <tbody> <tr> <td>Range</td> <td></td> <td>0 to 200 ppb</td> </tr> <tr> <td>Resolution</td> <td></td> <td>1 ppb</td> </tr> <tr> <td>Accuracy @ 25°C</td> <td></td> <td>±5 ppb ±5% of reading</td> </tr> <tr> <td>Light Source</td> <td></td> <td>LED @ 525 nm</td> </tr> <tr> <td>Light Detector</td> <td></td> <td>silicon photocell</td> </tr> <tr> <td>Environment</td> <td></td> <td>0 to 50°C (32 to 122°F); RH max 95% non-condensing</td> </tr> <tr> <td>Battery Type</td> <td></td> <td>(1) 1.5V AAA</td> </tr> <tr> <td>Auto-off</td> <td></td> <td>after two minutes of non-use and ten seconds after reading</td> </tr> <tr> <td>Dimensions</td> <td></td> <td>81.5 x 61 x 37.5 mm (3.2 x 2.4 x 1.5”)</td> </tr> <tr> <td>Weight</td> <td></td> <td>64 g (2.25 oz.)</td> </tr> <tr> <td>Method</td> <td></td> <td>adaptation of the Standard Methods for the Examination of Water and Wastewater, 20Th edition, Ascorbic Acid method.</td> </tr> </tbody> </table> <p> </p> </div> | Range 0 – 200 ppb ¦ ascorbic acid method ¦ Resolution 1 ppb | <div class="product-short-description"> <p>Range 0 – 200 ppb ¦ ascorbic acid method ¦ Resolution 1 ppb</p> </div> | https://www.hannathailand.com/wp-content/uploads/2021/12/HI736.jpg | เครื่องวัดคลอรีน , เครื่องวัดปริมาณฟลูออไรด์ ช่วงต่ำ รุ่น HI729 , เครื่องวัดปริมาณโครเมี่ยม ช่วงสูง รุ่น HI723 , เซ็นเซอร์วัดออกซิเจนในน้ำสำหรับ HI9829 มัลติพารามิเตอร์ , เครื่องวัดปริมาณโบรมีน ในตัวอย่างน้ำ รุ่น HI716 , เครื่องวัดปริมาณแอมโมเนีย ช่วงต่ำ รุ่น HI700 , เครื่องวัดค่าเหล็ก รุ่น HI721 , เครื่องวัดปริมาณคลอรีนรวม รุ่น HI711 | <a class="woocommerce-LoopProduct-link woocommerce-loop-product__link" href="https://www.hannathailand.com/product/free-chlorine/">เครื่องวัดคลอรีน</a> , <a class="woocommerce-LoopProduct-link woocommerce-loop-product__link" href="https://www.hannathailand.com/product/hi729-checker-hc-fluoride-lr/">เครื่องวัดปริมาณฟลูออไรด์ ช่วงต่ำ รุ่น HI729</a> , <a class="woocommerce-LoopProduct-link woocommerce-loop-product__link" href="https://www.hannathailand.com/product/hi723-checker-hc-chromium-vi-hr/">เครื่องวัดปริมาณโครเมี่ยม ช่วงสูง รุ่น HI723</a> , <a class="woocommerce-LoopProduct-link woocommerce-loop-product__link" href="https://www.hannathailand.com/product/hi7609829-2/">เซ็นเซอร์วัดออกซิเจนในน้ำสำหรับ HI9829 มัลติพารามิเตอร์</a> , <a class="woocommerce-LoopProduct-link woocommerce-loop-product__link" href="https://www.hannathailand.com/product/hi716-checker-hc-bromine/">เครื่องวัดปริมาณโบรมีน ในตัวอย่างน้ำ รุ่น HI716</a> , <a class="woocommerce-LoopProduct-link woocommerce-loop-product__link" href="https://www.hannathailand.com/product/hi700-checker-hc-ammonia-lr/">เครื่องวัดปริมาณแอมโมเนีย ช่วงต่ำ รุ่น HI700</a> , <a class="woocommerce-LoopProduct-link woocommerce-loop-product__link" href="https://www.hannathailand.com/product/hi721-checker-hc-iron/">เครื่องวัดค่าเหล็ก รุ่น HI721</a> , <a class="woocommerce-LoopProduct-link woocommerce-loop-product__link" href="https://www.hannathailand.com/product/hi711-checker-hc-total-chlorine/">เครื่องวัดปริมาณคลอรีนรวม รุ่น HI711</a> | https://www.hannathailand.com/wp-content/uploads/2021/12/HI736-600x600.jpg , https://www.hannathailand.com/wp-content/uploads/2021/12/hi736-checkerhc-open-angle-600x600.jpg , https://www.hannathailand.com/wp-content/uploads/2021/07/1-500x500.jpg , https://www.hannathailand.com/wp-content/uploads/2022/06/miniphotometerfurfluoridniedrig844_11-600x600.jpg , https://www.hannathailand.com/wp-content/uploads/2022/06/miniphotometerfurchromvihoch839_11-600x600.jpg , https://www.hannathailand.com/wp-content/uploads/2021/07/5-500x500.jpg , https://www.hannathailand.com/wp-content/uploads/2022/06/miniphotometerfurfreiesgesamtchlor704_11-600x600.jpg , https://www.hannathailand.com/wp-content/uploads/2022/06/hi700_400pxl-600x600.jpg , https://www.hannathailand.com/wp-content/uploads/2022/06/miniphotometerfureisen832_11-600x600.jpg , https://www.hannathailand.com/wp-content/uploads/2022/06/hi711_lg-600x600.jpg
56 | เครื่องวัดปริมาณฟอสฟอรัส ช่วงสูง รุ่น HI706 | สินค้าทั้งหมด , เครื่องโฟโตมิเตอร์ , แบบพกพาสะดวก | https://www.hannathailand.com/product-category/spectrophotometer/photometer-portable/ | https://www.hannathailand.com/product/hi706-checker-hc-phosphorous-hr/ | HI706 | 3,105.14 |  | <div aria-labelledby="tab-title-additional_information" class="woocommerce-Tabs-panel woocommerce-Tabs-panel--additional_information panel entry-content" id="tab-additional_information" role="tabpanel"> </div> | Phosphorus concentration in water is monitored because it causes corrosion when present in levels too high. The HANNA HI 706 Checker®HC bridges the gap between simple chemical test kits and professional instrumentation. The HANNA HI?706 (for fresh water applications) is both accurate and affordable. The HI 706 Checker®HC is extremely simple to use. First, zero the instrument with your water sample. Next, add the reagents. Last, place the vial into the Checker®HC, press the button and read the results. It’s that easy. Order Information: HI 706 Checker®HC is supplied with sample cuvettes with caps (2), reagents for 20 tests, battery and instructions. Product Manuals Manual: Download Specification : Range 0.0 to 15.0 ppm Resolution 0.1 ppm Accuracy @ 25°C ±0.2 ppm ±5% of reading Light Source LED @ 525 nm Light Detector silicon photocell Environment 0 to 50°C (32 to 122°F); RH max 95% non-condensing Battery Type (1) 1.5V AAA Auto-off after two minutes of non-use and ten seconds after reading Dimensions 81.5 x 61 x 37.5 mm (3.2 x 2.4 x 1.5”) Weight 64 g (2.25 oz.) Method adaptation of the Standard Methods for the Examination of Water and Wastewater, 18th edition, Amino Acid method | <div aria-labelledby="tab-title-description" class="woocommerce-Tabs-panel woocommerce-Tabs-panel--description panel entry-content active" id="tab-description" role="tabpanel"> <p data-mce-style="text-align: justify;" style="text-align: justify;">Phosphorus concentration in water is monitored because it causes corrosion when present in levels too high.</p> <p data-mce-style="text-align: justify;" style="text-align: justify;">The HANNA HI 706 Checker®HC bridges the gap between simple chemical test kits and professional instrumentation. The HANNA HI?706 (for fresh water applications) is both accurate and affordable.</p> <p data-mce-style="text-align: justify;" style="text-align: justify;">The HI 706 Checker®HC is extremely simple to use. First, zero the instrument with your water sample. Next, add the reagents. Last, place the vial into the Checker®HC, press the button and read the results. It’s that easy.</p> <p data-mce-style="text-align: justify;" style="text-align: justify;"> </p> <p data-mce-style="text-align: justify;" style="text-align: justify;"><strong>Order Information:</strong> HI 706 Checker®HC is supplied with sample cuvettes with caps (2), reagents for 20 tests, battery and instructions.</p> <div><strong>Product Manuals</strong></div> <p data-mce-style="text-align: justify;" style="text-align: justify;"><img align="absmiddle" alt="" border="0" data-mce-src="http://hannainst.com/usa/images/icon-pdf.gif" decoding="async" height="22" loading="lazy" src="http://hannainst.com/usa/images/icon-pdf.gif" width="20"/> Manual: <a data-mce-href="http://hannainst.com/manuals/ist706_03_13.pdf" href="http://hannainst.com/manuals/ist706_03_13.pdf" rel="noopener" target="_blank" title="Download Product Manual">Download</a></p> <p><strong>Specification :</strong></p> <table class="spec_table mceItemTable"> <tbody> <tr> <td>Range</td> <td> </td> <td>0.0 to 15.0 ppm</td> </tr> <tr> <td>Resolution</td> <td> </td> <td>0.1 ppm</td> </tr> <tr> <td>Accuracy @ 25°C</td> <td> </td> <td>±0.2 ppm ±5% of reading</td> </tr> <tr> <td>Light Source</td> <td> </td> <td>LED @ 525 nm</td> </tr> <tr> <td>Light Detector</td> <td> </td> <td>silicon photocell</td> </tr> <tr> <td>Environment</td> <td> </td> <td>0 to 50°C (32 to 122°F); RH max 95% non-condensing</td> </tr> <tr> <td>Battery Type</td> <td> </td> <td>(1) 1.5V AAA</td> </tr> <tr> <td>Auto-off</td> <td> </td> <td>after two minutes of non-use and ten seconds after reading</td> </tr> <tr> <td>Dimensions</td> <td> </td> <td>81.5 x 61 x 37.5 mm (3.2 x 2.4 x 1.5”)</td> </tr> <tr> <td>Weight</td> <td> </td> <td>64 g (2.25 oz.)</td> </tr> <tr> <td>Method</td> <td> </td> <td>adaptation of the Standard Methods for the Examination of Water and Wastewater, 18th edition, Amino Acid method</td> </tr> </tbody> </table> <p><br mce_bogus="1"/></p> </div> | Range 0.0 – 15 ppm ¦ Molybdenum Blue Method ¦ 0.1ppm resolution | <div class="product-short-description"> <p>Range 0.0 – 15 ppm ¦ Molybdenum Blue Method ¦ 0.1ppm resolution</p> </div> | https://www.hannathailand.com/wp-content/uploads/2022/06/hi706_400.jpg | เครื่องวัดปริมาณแอมโมเนีย ในน้ำ รุ่น HI715 , เครื่องวัดปริมาณคลอรีนรวม รุ่น HI711 , เครื่องวัดสีในน้ำตัวอย่าง HI727 , เครื่องวัดปริมาณซิลิกา ช่วงต่ำ ในตัวอย่างน้ำ รุ่น HI705 , เครื่องวัดปริมาณคลอรีนอิสระ รุ่น HI701 , เครื่องควบคุมค่าความนำไฟฟ้า , เครื่องวัดปริมาณฟอสเฟต ช่วงสูง รุ่น HI717 , เครื่องวัดปริมาณฟลูออไรด์ ช่วงสูง รุ่น HI739 | <a class="woocommerce-LoopProduct-link woocommerce-loop-product__link" href="https://www.hannathailand.com/product/hi715-checker-hc-ammonia-mr/">เครื่องวัดปริมาณแอมโมเนีย ในน้ำ รุ่น HI715</a> , <a class="woocommerce-LoopProduct-link woocommerce-loop-product__link" href="https://www.hannathailand.com/product/hi711-checker-hc-total-chlorine/">เครื่องวัดปริมาณคลอรีนรวม รุ่น HI711</a> , <a class="woocommerce-LoopProduct-link woocommerce-loop-product__link" href="https://www.hannathailand.com/product/hi727-checker-hc-color-of-water/">เครื่องวัดสีในน้ำตัวอย่าง HI727</a> , <a class="woocommerce-LoopProduct-link woocommerce-loop-product__link" href="https://www.hannathailand.com/product/hi705-checker-hc-silica-lr/">เครื่องวัดปริมาณซิลิกา ช่วงต่ำ ในตัวอย่างน้ำ รุ่น HI705</a> , <a class="woocommerce-LoopProduct-link woocommerce-loop-product__link" href="https://www.hannathailand.com/product/hi701-checker-hc-free-chlorine/">เครื่องวัดปริมาณคลอรีนอิสระ รุ่น HI701</a> , <a class="woocommerce-LoopProduct-link woocommerce-loop-product__link" href="https://www.hannathailand.com/product/hi8931cn/">เครื่องควบคุมค่าความนำไฟฟ้า</a> , <a class="woocommerce-LoopProduct-link woocommerce-loop-product__link" href="https://www.hannathailand.com/product/hi717-checker-hc-phosphate-hr/">เครื่องวัดปริมาณฟอสเฟต ช่วงสูง รุ่น HI717</a> , <a class="woocommerce-LoopProduct-link woocommerce-loop-product__link" href="https://www.hannathailand.com/product/hi739-checker-hc-fluoride-hr/">เครื่องวัดปริมาณฟลูออไรด์ ช่วงสูง รุ่น HI739</a> | https://www.hannathailand.com/wp-content/uploads/2022/06/miniphotometerfurammoniakmittel2416_11-600x600.jpg , https://www.hannathailand.com/wp-content/uploads/2022/06/hi711_lg-600x600.jpg , https://www.hannathailand.com/wp-content/uploads/2022/06/miniphotometerfurfarbe843_11-600x600.jpg , https://www.hannathailand.com/wp-content/uploads/2022/06/hi705400-600x600.jpg , https://www.hannathailand.com/wp-content/uploads/2021/11/hi701-500x500.jpg , https://www.hannathailand.com/wp-content/uploads/2021/07/2-500x500.jpg , https://www.hannathailand.com/wp-content/uploads/2022/06/miniphotometerfurphosphathoch827_11-600x600.jpg , https://www.hannathailand.com/wp-content/uploads/2022/06/miniphotometerfurfluoridhoch866_1151cb11ba33836-600x600.jpg
57 | เครื่องวัดปริมาณฟอสเฟต ช่วงต่ำ รุ่น HI713 | สินค้าทั้งหมด , อุตสาหกรรมอาหาร , เครื่องโฟโตมิเตอร์ , แบบพกพาสะดวก | https://www.hannathailand.com/product-category/spectrophotometer/photometer-portable/ | https://www.hannathailand.com/product/hi713-checker-hc-phosphate-lr/ | HI713 | 3,103.00 |  | <div aria-labelledby="tab-title-additional_information" class="woocommerce-Tabs-panel woocommerce-Tabs-panel--additional_information panel entry-content" id="tab-additional_information" role="tabpanel"> </div> | HI713 เครื่องวัดปริมาณฟอสเฟตในน้ำ Low Range Phosphate ฟอสเฟตเป็นสารเติมแต่งอาหารที่ช่วยเพิ่มรสชาติเเละสำหรับการเจริญเติบโตของพืช แต่ปริมาณของฟอสเฟตที่เข้มข้นเกินไปทำให้เป็นอัตรายต่อสิ่งเเวดล้อม ย่านการวัด 0.00 to 2.50 ppm (mg/L) ความละเอียด 0.01 ppm (mg/L) ความถูกต้อง ±0.04 ppm (mg/L) Orthophosphates are found in natural and wastewaters. They are commonly added to drinking water as a corrosion inhibitor. The instantaneous analysis of orthophosphate by colorimetric determination provides rapid results using a standard analysis technique. The HANNA HI 713 Checker®HC bridges the gap between simple chemical test kits and professional instrumentation. Chemical test kits are not very accurate and only give only a few resolution points while professional instrumentation can cost hundreds of dollars and can be time consuming to calibrate and maintain. The HANNA HI 713 Checker®HC is accurate and affordable. The HI 713 Checker®HC portable handheld colorimeter features a resolution of 0.01 ppm (250 points) and ±0.04 ppm (mg/L) ±4% of reading accuracy. The HI 713 Checker®HC uses an adaptation of Standard Method 4500-P E, Ascorbic Acid method. The HI 713 Checker®HC is extremely simple to use. First, zero the instrument with your water sample. Next, add the reagents. Last, place the vial into the Checker®HC, press the button and read the results. It’s that easy. Order Information: HI 713 Checker®HC is supplied with sample cuvettes with caps (2), powder reagents for phosphate (6), battery and instructions. Product Manuals Manual: Download Specification : Range 0.00 to 2.50 ppm (mg/L) Resolution 0.01 ppm (mg/L) Accuracy @ 25°C ±0.04 ppm (mg/L) ±4% of reading Light Source LED @ 525 nm Light Detector silicon photocell Environment 0 to 50°C (32 to 122°F); RH max 95% non-condensing Battery Type (1) 1.5V AAA Auto-off after two minutes of non-use and ten seconds after reading Dimensions 81.5 x 61 x 37.5 mm (3.2 x 2.4 x 1.5”) Weight 64 g (2.25 oz.) Method adaptation of the Standard Methods for the Examination of Water and Wastewater, 20th edition, Ascorbic Acid method | <div aria-labelledby="tab-title-description" class="woocommerce-Tabs-panel woocommerce-Tabs-panel--description panel entry-content active" id="tab-description" role="tabpanel"> <p>HI713 เครื่องวัดปริมาณฟอสเฟตในน้ำ Low Range Phosphate ฟอสเฟตเป็นสารเติมแต่งอาหารที่ช่วยเพิ่มรสชาติเเละสำหรับการเจริญเติบโตของพืช แต่ปริมาณของฟอสเฟตที่เข้มข้นเกินไปทำให้เป็นอัตรายต่อสิ่งเเวดล้อม</p> <ul> <li>ย่านการวัด 0.00 to 2.50 ppm (mg/L)</li> <li>ความละเอียด 0.01 ppm (mg/L)</li> <li>ความถูกต้อง ±0.04 ppm (mg/L)</li> </ul> <p style="text-align: justify;">Orthophosphates are found in natural and wastewaters. They are commonly added to drinking water as a corrosion inhibitor. The instantaneous analysis of orthophosphate by colorimetric determination provides rapid results using a standard analysis technique.</p> <p style="text-align: justify;">The HANNA HI 713 Checker<small><sup>®</sup></small>HC bridges the gap between simple chemical test kits and professional instrumentation. Chemical test kits are not very accurate and only give only a few resolution points while professional instrumentation can cost hundreds of dollars and can be time consuming to calibrate and maintain. The HANNA HI 713 Checker<sup><small>®</small></sup>HC is accurate and affordable.</p> <p style="text-align: justify;">The HI 713 Checker®HC portable handheld colorimeter features a resolution of 0.01 ppm (250 points) and ±0.04 ppm (mg/L) ±4% of reading accuracy. The HI 713 Checker®HC uses an adaptation of Standard Method 4500-P E, Ascorbic Acid method.</p> <p style="text-align: justify;">The HI 713 Checker<sup><small>®</small></sup>HC is extremely simple to use. First, zero the instrument with your water sample. Next, add the reagents. Last, place the vial into the Checker<sup><small>®</small></sup>HC, press the button and read the results. It’s that easy.</p> <p style="text-align: justify;"> <p style="text-align: justify;"><strong>Order Information:</strong> HI 713 Checker®HC is supplied with sample cuvettes with caps (2), powder reagents for phosphate (6), battery and instructions.</p> <div><strong>Product Manuals</strong></div> <p style="text-align: justify;"><img align="absmiddle" alt="" border="0" decoding="async" height="22" loading="lazy" src="http://hannainst.com/usa/images/icon-pdf.gif" width="20"/> Manual: <a href="http://hannainst.com/manuals/ist713_03_13.pdf" rel="noopener" target="_blank" title="Download Product Manual">Download</a></p> <p><strong>Specification :</strong></p> <table class="spec_table"> <tbody> <tr> <td>Range</td> <td></td> <td>0.00 to 2.50 ppm (mg/L)</td> </tr> <tr> <td>Resolution</td> <td></td> <td>0.01 ppm (mg/L)</td> </tr> <tr> <td>Accuracy @ 25°C</td> <td></td> <td>±0.04 ppm (mg/L) ±4% of reading</td> </tr> <tr> <td>Light Source</td> <td></td> <td>LED @ 525 nm</td> </tr> <tr> <td>Light Detector</td> <td></td> <td>silicon photocell</td> </tr> <tr> <td>Environment</td> <td></td> <td>0 to 50°C (32 to 122°F); RH max 95% non-condensing</td> </tr> <tr> <td>Battery Type</td> <td></td> <td>(1) 1.5V AAA</td> </tr> <tr> <td>Auto-off</td> <td></td> <td>after two minutes of non-use and ten seconds after reading</td> </tr> <tr> <td>Dimensions</td> <td></td> <td>81.5 x 61 x 37.5 mm (3.2 x 2.4 x 1.5”)</td> </tr> <tr> <td>Weight</td> <td></td> <td>64 g (2.25 oz.)</td> </tr> <tr> <td>Method</td> <td></td> <td>adaptation of the Standard Methods for the Examination of Water and Wastewater, 20th edition, Ascorbic Acid method</td> </tr> </tbody> </table> <p> </p> </p></div> | Range 0:00 to 2:50 ppm ¦ ascorbic acid method ¦ Resolution 0.01ppm | <div class="product-short-description"> <p>Range 0:00 to 2:50 ppm ¦ ascorbic acid method ¦ Resolution 0.01ppm</p> </div> | https://www.hannathailand.com/wp-content/uploads/2022/06/hi713_lg51caffcdce23e.jpg | ซัลไฟด์สารต้านอนุมูลอิสระบัฟเฟอร์ , น้ำยามาตรฐานสอบเทียบ ค่ามาตรฐานความเค็ม , เซ็นเซอร์วัดออกซิเจนในน้ำสำหรับ HI9829 มัลติพารามิเตอร์ , เครื่องวัดปริมาณโบรมีน ในตัวอย่างน้ำ รุ่น HI716 , เครื่องวัดปริมาณไนไตรท์ ช่วงสูง ในตัวอย่างน้ำ รุ่น HI708 , เครื่องวัดสีในน้ำตัวอย่าง HI727 , เครื่องวัดปริมาณแอมโมเนีย ช่วงต่ำ รุ่น HI700 , น้ำยามาตรฐานสอบเทียบ | <a class="woocommerce-LoopProduct-link woocommerce-loop-product__link" href="https://www.hannathailand.com/product/hi4015-00/">ซัลไฟด์สารต้านอนุมูลอิสระบัฟเฟอร์</a> , <a class="woocommerce-LoopProduct-link woocommerce-loop-product__link" href="https://www.hannathailand.com/product/hi7080l/">น้ำยามาตรฐานสอบเทียบ ค่ามาตรฐานความเค็ม</a> , <a class="woocommerce-LoopProduct-link woocommerce-loop-product__link" href="https://www.hannathailand.com/product/hi7609829-2/">เซ็นเซอร์วัดออกซิเจนในน้ำสำหรับ HI9829 มัลติพารามิเตอร์</a> , <a class="woocommerce-LoopProduct-link woocommerce-loop-product__link" href="https://www.hannathailand.com/product/hi716-checker-hc-bromine/">เครื่องวัดปริมาณโบรมีน ในตัวอย่างน้ำ รุ่น HI716</a> , <a class="woocommerce-LoopProduct-link woocommerce-loop-product__link" href="https://www.hannathailand.com/product/hi708-checker-hc-nitrite-hr/">เครื่องวัดปริมาณไนไตรท์ ช่วงสูง ในตัวอย่างน้ำ รุ่น HI708</a> , <a class="woocommerce-LoopProduct-link woocommerce-loop-product__link" href="https://www.hannathailand.com/product/hi727-checker-hc-color-of-water/">เครื่องวัดสีในน้ำตัวอย่าง HI727</a> , <a class="woocommerce-LoopProduct-link woocommerce-loop-product__link" href="https://www.hannathailand.com/product/hi700-checker-hc-ammonia-lr/">เครื่องวัดปริมาณแอมโมเนีย ช่วงต่ำ รุ่น HI700</a> , <a class="woocommerce-LoopProduct-link woocommerce-loop-product__link" href="https://www.hannathailand.com/product/hi9828-25/">น้ำยามาตรฐานสอบเทียบ</a> | https://www.hannathailand.com/wp-content/uploads/2021/07/7-500x500.jpg , https://www.hannathailand.com/wp-content/uploads/2021/07/11-500x500.jpg , https://www.hannathailand.com/wp-content/uploads/2021/07/5-500x500.jpg , https://www.hannathailand.com/wp-content/uploads/2022/06/miniphotometerfurfreiesgesamtchlor704_11-600x600.jpg , https://www.hannathailand.com/wp-content/uploads/2022/06/miniphotometerfurnitrithoch2420_11-600x600.jpg , https://www.hannathailand.com/wp-content/uploads/2022/06/miniphotometerfurfarbe843_11-600x600.jpg , https://www.hannathailand.com/wp-content/uploads/2022/06/hi700_400pxl-600x600.jpg , https://www.hannathailand.com/wp-content/uploads/2021/07/8-500x500.jpg
58 | เครื่องวัดปริมาณฟอสเฟต ช่วงต่ำสุด ในน้ำทะเล รุ่น HI774 | สินค้าทั้งหมด , อุตสาหกรรมเพาะปลูกและเลี้ยงปลาทะเล , เครื่องโฟโตมิเตอร์ , แบบพกพาสะดวก | https://www.hannathailand.com/product-category/spectrophotometer/photometer-portable/ | https://www.hannathailand.com/product/phosphate-marine-hi774/ | HI774 | 3,103.00 | น้ำหนัก 0.64 กก. ขนาด 6.1 × 3.7 × 8.6 เซนติเมตร | <div aria-labelledby="tab-title-additional_information" class="woocommerce-Tabs-panel woocommerce-Tabs-panel--additional_information panel entry-content" id="tab-additional_information" role="tabpanel"> <table class="woocommerce-product-attributes shop_attributes"> <tr class="woocommerce-product-attributes-item woocommerce-product-attributes-item--weight"> <th class="woocommerce-product-attributes-item__label">น้ำหนัก</th> <td class="woocommerce-product-attributes-item__value">0.64 กก.</td> </tr> <tr class="woocommerce-product-attributes-item woocommerce-product-attributes-item--dimensions"> <th class="woocommerce-product-attributes-item__label">ขนาด</th> <td class="woocommerce-product-attributes-item__value">6.1 × 3.7 × 8.6 เซนติเมตร</td> </tr> </table> </div> | เครื่องตรวจสอบช่วงต่ำพิเศษของ Hanna Phosphate (0.00 ถึง 0.90 ppm) Checker® รุ่น HI774 เชื่อมช่องว่างระหว่างชุดทดสอบทางเคมีทั่วไปกับเครื่องมือระดับมืออาชีพ ชุดทดสอบสารเคมีมีความแม่นยำและความละเอียดจำกัด เนื่องจากต้องใช้สายตามนุษย์ในการแยกแยะความแตกต่างของสี เครื่องมือวัดระดับมืออาชีพประกอบด้วยแหล่งกำเนิดแสง เช่น LED หรือหลอดทังสเตน พร้อมด้วยตัวกรองและเครื่องตรวจจับการตรวจจับแสง เพื่อตรวจวัดความเข้มข้นของไอออนได้อย่างแม่นยำ เครื่องมือระดับมืออาชีพให้ความละเอียดและความแม่นยำมากกว่า แต่อาจมีราคาหลายร้อยดอลลาร์ เครื่องตรวจสอบช่วงต่ำพิเศษของ Hanna Phosphate® ใช้ LED ความยาวคลื่นคงที่และเครื่องตรวจจับภาพซิลิคอน เพื่อให้ความแม่นยำของเครื่องมือระดับมืออาชีพในราคาที่เอื้อมถึงของชุดทดสอบทางเคมี การออกแบบที่กะทัดรัดและพกพาได้ ตัวจับเวลาในตัว การทำงานด้วยปุ่มเดียว The Hanna Phosphate Ultra Low Range (0.00 to 0.90 ppm) Checker® bridges the gap between simple chemical test kits and professional instrumentation. Chemical test kits have limited accuracy and resolution since they rely upon the human eye to discern differences in color. Professional instrumentation incorporates a light source such as an LED or tungsten lamp with a filter and a light-sensing detector to precisely determine ion concentration. Professional instrumentation offers greater resolution and accuracy but can cost hundreds of dollars. The Hanna Phosphate Ultra Low-Range Checker® uses a fixed wavelength LED and silicon photo detector to provide the accuracy of professional instrumentation at the affordable price of a chemical test kit. Compact, Portable Design Built-in Timer One-Button Operation The HI774 Checker® HC (Handheld Colorimeter) provides a simple, accurate and cost-effective way to measure phosphate in marine systems including coral reef tanks. Phosphate is an important parameter to measure in aquaculture and aquariums; levels that are too high can lead to extensive algae growth, depleted dissolved oxygen levels, and ultimately can be fatal to many types of fish and aquatic life. Designed as a more accurate alternative to chemical test kits, the HI774 provides quick, accurate results. For those that would like measure phosphate as phosphorous we off the HI736 Phosphorous Checker® HC. Alternatively, to determine the fraction of phosphorous (PO4-P) there is in phosphate (PO43-) the phosphate reading is multiplied by 0.3261. A 0.50 ppm phosphate reading is equal to 0.163 ppm or 163 ppb phosphorous. Features at a Glance Pre-mixed Chemistry Reagents are pre-measured packets that are added to the sample to take a reading. Colorimetric Readings Using an LED at a specific wavelength and silicon photo detector the HI774 can perform a precise reading of the color change in the sample based on the phosphate concentration. Checker HC Calibration Standards The HI774-11 CAL-Check standards can be purchased separately and are used to check the performance of the meter to ensure confidence that the meter is working properly. Automatic Shut-off The meter is programmed to turn off after seven minutes of non-use or two minutes after taking a reading. Long Battery Life The phosphate ULR Checker has an exceptional battery life with a fresh battery lasting for a minimum of 5000 measurements. Plastic Carrying Case The 774 is supplied complete with meter and reagents for 10 tests that are packaged in a durable plastic carrying case. Economical Laboratory grade measurements at a cost of a chemical test kit. Manual : Download Specification : SKU HI774 Product Name Marine Phosphate Ultra Low Range Checker® HC – HI774 Quote Required Yes Phosphate Range 0.00 to 0.90 ppm Phosphate Resolution 0.01 ppm Phosphate Accuracy +/- 0.02 ppm +/- 5% of reading Phosphate Method adaptation of the Standard Methods for the Examination of Water and Wastewater, 20th edition, Ascorbic-Acid method. The reaction between phosphate and the reagent causes a blue tint in the sample. Light Source LED @ 525 nm Light Detector silicon photocell Battery Type/Life (1) 1.5V AAA Automatic Shut-Off after seven minutes of non-use and two minutes after taking a reading Environment 0 to 50°C (32 to 122°F); RH max 95% non-condensing Weight 64 g (2.25 oz.) Dimensions 86.0mm x 61mm x 37.5mm (3.4″ x 2.4″ x 1.5”) Ordering Information HI774 Checker® is supplied with (2) sample cuvettes with caps, phosphate ULR reagent for 10 tests, battery, instructions and quick start guide. | <div aria-labelledby="tab-title-description" class="woocommerce-Tabs-panel woocommerce-Tabs-panel--description panel entry-content active" id="tab-description" role="tabpanel"> <p><span style="color: #000000;">เครื่องตรวจสอบช่วงต่ำพิเศษของ Hanna Phosphate (0.00 ถึง 0.90 ppm) Checker® รุ่น HI774 เชื่อมช่องว่างระหว่างชุดทดสอบทางเคมีทั่วไปกับเครื่องมือระดับมืออาชีพ ชุดทดสอบสารเคมีมีความแม่นยำและความละเอียดจำกัด เนื่องจากต้องใช้สายตามนุษย์ในการแยกแยะความแตกต่างของสี เครื่องมือวัดระดับมืออาชีพประกอบด้วยแหล่งกำเนิดแสง เช่น LED หรือหลอดทังสเตน พร้อมด้วยตัวกรองและเครื่องตรวจจับการตรวจจับแสง เพื่อตรวจวัดความเข้มข้นของไอออนได้อย่างแม่นยำ เครื่องมือระดับมืออาชีพให้ความละเอียดและความแม่นยำมากกว่า แต่อาจมีราคาหลายร้อยดอลลาร์ เครื่องตรวจสอบช่วงต่ำพิเศษของ Hanna Phosphate® ใช้ LED ความยาวคลื่นคงที่และเครื่องตรวจจับภาพซิลิคอน เพื่อให้ความแม่นยำของเครื่องมือระดับมืออาชีพในราคาที่เอื้อมถึงของชุดทดสอบทางเคมี</span></p> <ul> <li><span lang="th" style="color: #000000;">การออกแบบที่กะทัดรัดและพกพาได้</span></li> <li><span lang="th" style="color: #000000;">ตัวจับเวลาในตัว</span></li> <li><span class="Y2IQFc" lang="th" style="color: #000000;">การทำงานด้วยปุ่มเดียว</span></li> </ul> <p><span style="color: #000000;">The Hanna Phosphate Ultra Low Range (0.00 to 0.90 ppm) Checker<sup>®</sup> bridges the gap between simple chemical test kits and professional instrumentation. Chemical test kits have limited accuracy and resolution since they rely upon the human eye to discern differences in color. Professional instrumentation incorporates a light source such as an LED or tungsten lamp with a filter and a light-sensing detector to precisely determine ion concentration. Professional instrumentation offers greater resolution and accuracy but can cost hundreds of dollars. The Hanna Phosphate Ultra Low-Range Checker® uses a fixed wavelength LED and silicon photo detector to provide the accuracy of professional instrumentation at the affordable price of a chemical test kit.</span></p> <ul> <li><span style="color: #000000;">Compact, Portable Design</span></li> <li><span style="color: #000000;">Built-in Timer</span></li> <li><span style="color: #000000;">One-Button Operation</span></li> </ul> <p><span style="color: #000000;">The HI774 Checker<sup>®</sup> HC (Handheld Colorimeter) provides a simple, accurate and cost-effective way to measure phosphate in marine systems including coral reef tanks. Phosphate is an important parameter to measure in aquaculture and aquariums; levels that are too high can lead to extensive algae growth, depleted dissolved oxygen levels, and ultimately can be fatal to many types of fish and aquatic life. </span></p> <p><span style="color: #000000;">Designed as a more accurate alternative to chemical test kits, the HI774 provides quick, accurate results. For those that would like measure phosphate as phosphorous we off the HI736 Phosphorous Checker<sup>®</sup> HC. Alternatively, to determine the fraction of phosphorous (PO<sub>4</sub>-P) there is in phosphate (PO<sub>4</sub><sup>3-</sup>) the phosphate reading is multiplied by 0.3261. A 0.50 ppm phosphate reading is equal to 0.163 ppm or 163 ppb phosphorous.</span></p> <h3><strong>Features at a Glance</strong></h3> <div class="prod-view-details-left"> <p><span style="color: #000000;"><strong>Pre-mixed Chemistry</strong></span></p> <ul> <li><span style="color: #000000;">Reagents are pre-measured packets that are added to the sample to take a reading.</span></li> </ul> <p><span style="color: #000000;"><strong>Colorimetric Readings</strong></span></p> <ul> <li><span style="color: #000000;">Using an LED at a specific wavelength and silicon photo detector the HI774 can perform a precise reading of the color change in the sample based on the phosphate concentration.</span></li> </ul> <p><span style="color: #000000;"><strong>Checker HC Calibration Standards</strong></span></p> <ul> <li><span style="color: #000000;">The HI774-11 CAL-Check standards can be purchased separately and are used to check the performance of the meter to ensure confidence that the meter is working properly.</span></li> </ul> </div> <div class="prod-view-details-right"> <p><span style="color: #000000;"><strong>Automatic Shut-off</strong></span></p> <ul> <li><span style="color: #000000;">The meter is programmed to turn off after seven minutes of non-use or two minutes after taking a reading.</span></li> </ul> <p><span style="color: #000000;"><strong>Long Battery Life</strong></span></p> <ul> <li><span style="color: #000000;">The phosphate ULR Checker has an exceptional battery life with a fresh battery lasting for a minimum of 5000 measurements.</span></li> </ul> <p><span style="color: #000000;"><strong>Plastic Carrying Case</strong></span></p> <ul> <li><span style="color: #000000;">The 774 is supplied complete with meter and reagents for 10 tests that are packaged in a durable plastic carrying case.</span></li> </ul> <p><span style="color: #000000;"><strong>Economical</strong></span></p> <ul> <li><span style="color: #000000;">Laboratory grade measurements at a cost of a chemical test kit.</span></li> </ul> <h3><strong>Manual : <a href="https://hanna-worldwide.com/mwdownloads/download/link/id/147">Download</a></strong></h3> </div> <h3><span style="color: #000000;"><strong>Specification :</strong></span></h3> <table> <tbody> <tr> <td width="160"><strong>SKU</strong></td> <td width="441"><strong>HI774</strong></td> </tr> <tr> <td width="160"><strong>Product Name</strong></td> <td width="441"><strong>Marine Phosphate Ultra Low Range Checker® HC – HI774</strong></td> </tr> <tr> <td width="160"><strong>Quote Required</strong></td> <td width="441"><strong>Yes</strong></td> </tr> <tr> <td width="160"><strong>Phosphate Range</strong></td> <td width="441"><strong>0.00 to 0.90 ppm</strong></td> </tr> <tr> <td width="160"><strong>Phosphate Resolution</strong></td> <td width="441"><strong>0.01 ppm</strong></td> </tr> <tr> <td width="160"><strong>Phosphate Accuracy</strong></td> <td width="441"><strong>+/- 0.02 ppm +/- 5% of reading</strong></td> </tr> <tr> <td width="160"><strong>Phosphate Method</strong></td> <td width="441"><strong>adaptation of the Standard Methods for the Examination of Water and Wastewater, 20th edition, Ascorbic-Acid method. The reaction between phosphate and the reagent causes a blue tint in the sample.</strong></td> </tr> <tr> <td width="160"><strong>Light Source</strong></td> <td width="441"><strong>LED @ 525 nm</strong></td> </tr> <tr> <td width="160"><strong>Light Detector</strong></td> <td width="441"><strong>silicon photocell</strong></td> </tr> <tr> <td width="160"><strong>Battery Type/Life</strong></td> <td width="441"><strong>(1) 1.5V AAA</strong></td> </tr> <tr> <td width="160"><strong>Automatic Shut-Off</strong></td> <td width="441"><strong>after seven minutes of non-use and two minutes after taking a reading</strong></td> </tr> <tr> <td width="160"><strong>Environment</strong></td> <td width="441"><strong>0 to 50°C (32 to 122°F); RH max 95% non-condensing</strong></td> </tr> <tr> <td width="160"><strong>Weight</strong></td> <td width="441"><strong>64 g (2.25 oz.)</strong></td> </tr> <tr> <td width="160"><strong>Dimensions</strong></td> <td width="441"><strong>86.0mm x 61mm x 37.5mm (3.4″ x 2.4″ x 1.5”)</strong></td> </tr> <tr> <td width="160"><strong>Ordering Information</strong></td> <td width="441"><strong>HI774 Checker® is supplied with (2) sample cuvettes with caps, phosphate ULR reagent for 10 tests, battery, instructions and quick start guide.</strong></td> </tr> </tbody> </table> <p> </p> </div> | Range 0 – 300 ppm in salt water ¦ Colorimetric Method ¦ Resolution 1 ppm | <div class="product-short-description"> <p>Range 0 – 300 ppm in salt water ¦ Colorimetric Method ¦ Resolution 1 ppm</p> </div> | https://www.hannathailand.com/wp-content/uploads/2022/12/HI774.jpg | น้ำยามาตรฐานสำหรับค่าโซเดียม , เครื่องวัดปริมาณฟอสฟอรัส ช่วงสูง รุ่น HI706 , น้ำยามาตรฐานสอบเทียบ ค่ามาตรฐานความเค็ม , เครื่องวัดปริมาณนิกเกิล ช่วงสูง รุ่น HI726 , เครื่องวัดปริมาณคลอรีนอิสระ รุ่น HI701 , เครื่องวัดปริมาณไนไตรท์ ช่วงสูง ในตัวอย่างน้ำ รุ่น HI708 , เครื่องวัดปริมาณฟลูออไรด์ ช่วงต่ำ รุ่น HI729 , เครื่องควบคุมค่าความนำไฟฟ้า | <a class="woocommerce-LoopProduct-link woocommerce-loop-product__link" href="https://www.hannathailand.com/product/hi7090l/">น้ำยามาตรฐานสำหรับค่าโซเดียม</a> , <a class="woocommerce-LoopProduct-link woocommerce-loop-product__link" href="https://www.hannathailand.com/product/hi706-checker-hc-phosphorous-hr/">เครื่องวัดปริมาณฟอสฟอรัส ช่วงสูง รุ่น HI706</a> , <a class="woocommerce-LoopProduct-link woocommerce-loop-product__link" href="https://www.hannathailand.com/product/hi7080l/">น้ำยามาตรฐานสอบเทียบ ค่ามาตรฐานความเค็ม</a> , <a class="woocommerce-LoopProduct-link woocommerce-loop-product__link" href="https://www.hannathailand.com/product/hi726-checker-hc-nickel-hr/">เครื่องวัดปริมาณนิกเกิล ช่วงสูง รุ่น HI726</a> , <a class="woocommerce-LoopProduct-link woocommerce-loop-product__link" href="https://www.hannathailand.com/product/hi701-checker-hc-free-chlorine/">เครื่องวัดปริมาณคลอรีนอิสระ รุ่น HI701</a> , <a class="woocommerce-LoopProduct-link woocommerce-loop-product__link" href="https://www.hannathailand.com/product/hi708-checker-hc-nitrite-hr/">เครื่องวัดปริมาณไนไตรท์ ช่วงสูง ในตัวอย่างน้ำ รุ่น HI708</a> , <a class="woocommerce-LoopProduct-link woocommerce-loop-product__link" href="https://www.hannathailand.com/product/hi729-checker-hc-fluoride-lr/">เครื่องวัดปริมาณฟลูออไรด์ ช่วงต่ำ รุ่น HI729</a> , <a class="woocommerce-LoopProduct-link woocommerce-loop-product__link" href="https://www.hannathailand.com/product/hi8931cn/">เครื่องควบคุมค่าความนำไฟฟ้า</a> | https://www.hannathailand.com/wp-content/uploads/2022/12/HI774-600x600.jpg , https://www.hannathailand.com/wp-content/uploads/2022/12/hi774_open-angle-left-600x600.jpg , https://www.hannathailand.com/wp-content/uploads/2022/12/hi774-open-angle-600x600.jpg , https://www.hannathailand.com/wp-content/uploads/2021/07/12-500x500.jpg , https://www.hannathailand.com/wp-content/uploads/2022/06/hi706_400-600x600.jpg , https://www.hannathailand.com/wp-content/uploads/2021/07/11-500x500.jpg , https://www.hannathailand.com/wp-content/uploads/2022/06/miniphotometerfurnickelhoch841_11-600x600.jpg , https://www.hannathailand.com/wp-content/uploads/2021/11/hi701-500x500.jpg , https://www.hannathailand.com/wp-content/uploads/2022/06/miniphotometerfurnitrithoch2420_11-600x600.jpg , https://www.hannathailand.com/wp-content/uploads/2022/06/miniphotometerfurfluoridniedrig844_11-600x600.jpg , https://www.hannathailand.com/wp-content/uploads/2021/07/2-500x500.jpg
59 | เครื่องวัดปริมาณฟอสเฟต ช่วงสูง รุ่น HI717 | สินค้าทั้งหมด , อุตสาหกรรมอาหาร , เครื่องโฟโตมิเตอร์ , แบบพกพาสะดวก | https://www.hannathailand.com/product-category/spectrophotometer/photometer-portable/ | https://www.hannathailand.com/product/hi717-checker-hc-phosphate-hr/ | HI717 | 3,103.00 |  | <div aria-labelledby="tab-title-additional_information" class="woocommerce-Tabs-panel woocommerce-Tabs-panel--additional_information panel entry-content" id="tab-additional_information" role="tabpanel"> </div> | HI717 เครื่องวัดฟอสเฟตในน้ำ High Range Phosphate (ใช้ได้ทั้งน้ำจืด น้ำเค็ม) ย่านการวัด 0.0 to 30.0 ppm (mg/L) มีความละเอียด 0.1 ppm(mg/L) มีความถูกต้อง ±1.0 ppm (mg/L) ±5% of reading ย่านการวัด 0.0 to 30.0 ppm (mg/L) ความละเอียด 0.1 ppm(mg/L) ความถูกต้อง ±1.0 ppm (mg/L) ±5% Orthophosphates are found in natural and wastewaters. They are commonly added to drinking water as a corrosion inhibitor. The instantaneous analysis of orthophosphate by colorimetric determination provides rapid results using a standard analysis technique. The HANNA HI 717 Checker®HC bridges the gap between simple chemical test kits and professional instrumentation. Chemical test kits are not very accurate and only give only a few resolution points, while professional instrumentation can cost hundreds of dollars and can be time consuming to calibrate and maintain. The HANNA HI 717 Checker®HC is accurate and affordable. The HI 717 Checker®HC is extremely simple to use. First, zero the instrument with your water sample. Next, add the reagents. Last, place the vial into the Checker®HC, press the button and read the results. It’s that easy. Order Information: HI 717 Checker®HC is supplied with sample cuvettes with caps (2), reagents for 20 tests, battery and instructions. Product Manuals Manual: Download Specification : Range 0.0 to 30.0 ppm (mg/L) Resolution 0.1 ppm (mg/L) Accuracy @ 25°C ±1.0 ppm (mg/L) ±5% of reading Light Source LED @ 525 nm Light Detector silicon photocell Environment 0 to 50°C (32 to 122°F); RH max 95% non-condensing Battery Type (1) 1.5V AAA Auto-off after two minutes of non-use and ten seconds after reading Dimensions 81.5 x 61 x 37.5 mm (3.2 x 2.4 x 1.5”) Weight 64 g (2.25 oz.) Method adaptation of the Standard Methods for the Examination of Water and Wastewater, 18th edition, Amino Acid method | <div aria-labelledby="tab-title-description" class="woocommerce-Tabs-panel woocommerce-Tabs-panel--description panel entry-content active" id="tab-description" role="tabpanel"> <p>HI717 เครื่องวัดฟอสเฟตในน้ำ High Range Phosphate (ใช้ได้ทั้งน้ำจืด น้ำเค็ม) ย่านการวัด 0.0 to 30.0 ppm (mg/L) มีความละเอียด 0.1 ppm(mg/L) มีความถูกต้อง ±1.0 ppm (mg/L) ±5% of reading</p> <ul> <li>ย่านการวัด 0.0 to 30.0 ppm (mg/L)</li> <li>ความละเอียด 0.1 ppm(mg/L)</li> <li>ความถูกต้อง ±1.0 ppm (mg/L) ±5%</li> </ul> <p style="text-align: justify;">Orthophosphates are found in natural and wastewaters. They are commonly added to drinking water as a corrosion inhibitor. The instantaneous analysis of orthophosphate by colorimetric determination provides rapid results using a standard analysis technique.</p> <p style="text-align: justify;">The HANNA HI 717 Checker<small><sup>®</sup></small>HC bridges the gap between simple chemical test kits and professional instrumentation. Chemical test kits are not very accurate and only give only a few resolution points, while professional instrumentation can cost hundreds of dollars and can be time consuming to calibrate and maintain. The HANNA HI 717 Checker<sup><small>®</small></sup>HC is accurate and affordable.</p> <p style="text-align: justify;">The HI 717 Checker<sup><small>®</small></sup>HC is extremely simple to use. First, zero the instrument with your water sample. Next, add the reagents. Last, place the vial into the Checker<small><sup>®</sup></small>HC, press the button and read the results. It’s that easy.</p> <p style="text-align: justify;"> <p style="text-align: justify;"><strong>Order Information:</strong> HI 717 Checker®HC is supplied with sample cuvettes with caps (2), reagents for 20 tests, battery and instructions.</p> <div><strong>Product Manuals</strong></div> <p style="text-align: justify;"><img align="absmiddle" alt="" border="0" decoding="async" height="22" loading="lazy" src="http://hannainst.com/usa/images/icon-pdf.gif" width="20"/> Manual: <a href="http://hannainst.com/manuals/ist717_03_13.pdf" rel="noopener" target="_blank" title="Download Product Manual">Download</a></p> <p><strong>Specification :</strong></p> <table class="spec_table"> <tbody> <tr> <td>Range</td> <td></td> <td>0.0 to 30.0 ppm (mg/L)</td> </tr> <tr> <td>Resolution</td> <td></td> <td>0.1 ppm (mg/L)</td> </tr> <tr> <td>Accuracy @ 25°C</td> <td></td> <td>±1.0 ppm (mg/L) ±5% of reading</td> </tr> <tr> <td>Light Source</td> <td></td> <td>LED @ 525 nm</td> </tr> <tr> <td>Light Detector</td> <td></td> <td>silicon photocell</td> </tr> <tr> <td>Environment</td> <td></td> <td>0 to 50°C (32 to 122°F); RH max 95% non-condensing</td> </tr> <tr> <td>Battery Type</td> <td></td> <td>(1) 1.5V AAA</td> </tr> <tr> <td>Auto-off</td> <td></td> <td>after two minutes of non-use and ten seconds after reading</td> </tr> <tr> <td>Dimensions</td> <td></td> <td>81.5 x 61 x 37.5 mm (3.2 x 2.4 x 1.5”)</td> </tr> <tr> <td>Weight</td> <td></td> <td>64 g (2.25 oz.)</td> </tr> <tr> <td>Method</td> <td></td> <td>adaptation of the Standard Methods for the Examination of Water and Wastewater, 18th edition, Amino Acid method</td> </tr> </tbody> </table> <p> </p> </p></div> | Range 0.0 – 30.0 ppm ¦ amino acid method ¦ Resolution 0.1ppm | <div class="product-short-description"> <p>Range 0.0 – 30.0 ppm ¦ amino acid method ¦ Resolution 0.1ppm</p> </div> | https://www.hannathailand.com/wp-content/uploads/2022/06/miniphotometerfurphosphathoch827_11.jpg | เครื่องวัดปริมาณฟอสฟอรัส ช่วงสูง รุ่น HI706 , น้ำยามาตรฐานสำหรับค่าโซเดียม , สารละลายมาตรฐานความขุ่น 20 NTU , เครื่องวัดปริมาณแอมโมเนีย ช่วงต่ำ รุ่น HI700 , เครื่องวัดปริมาณฟอสเฟต ช่วงต่ำ รุ่น HI713 , เครื่องวัดปริมาณฟอสฟอรัส ช่วงต่ำมาก รุ่น HI736 , น้ำยามาตรฐานสอบเทียบ ค่ามาตรฐานความเค็ม , น้ำยามาตรฐานสอบเทียบ | <a class="woocommerce-LoopProduct-link woocommerce-loop-product__link" href="https://www.hannathailand.com/product/hi706-checker-hc-phosphorous-hr/">เครื่องวัดปริมาณฟอสฟอรัส ช่วงสูง รุ่น HI706</a> , <a class="woocommerce-LoopProduct-link woocommerce-loop-product__link" href="https://www.hannathailand.com/product/hi7090l/">น้ำยามาตรฐานสำหรับค่าโซเดียม</a> , <a class="woocommerce-LoopProduct-link woocommerce-loop-product__link" href="https://www.hannathailand.com/product/hi93102-20/">สารละลายมาตรฐานความขุ่น 20 NTU</a> , <a class="woocommerce-LoopProduct-link woocommerce-loop-product__link" href="https://www.hannathailand.com/product/hi700-checker-hc-ammonia-lr/">เครื่องวัดปริมาณแอมโมเนีย ช่วงต่ำ รุ่น HI700</a> , <a class="woocommerce-LoopProduct-link woocommerce-loop-product__link" href="https://www.hannathailand.com/product/hi713-checker-hc-phosphate-lr/">เครื่องวัดปริมาณฟอสเฟต ช่วงต่ำ รุ่น HI713</a> , <a class="woocommerce-LoopProduct-link woocommerce-loop-product__link" href="https://www.hannathailand.com/product/phosphorous-marine/">เครื่องวัดปริมาณฟอสฟอรัส ช่วงต่ำมาก รุ่น HI736</a> , <a class="woocommerce-LoopProduct-link woocommerce-loop-product__link" href="https://www.hannathailand.com/product/hi7080l/">น้ำยามาตรฐานสอบเทียบ ค่ามาตรฐานความเค็ม</a> , <a class="woocommerce-LoopProduct-link woocommerce-loop-product__link" href="https://www.hannathailand.com/product/hi9828-25/">น้ำยามาตรฐานสอบเทียบ</a> | https://www.hannathailand.com/wp-content/uploads/2022/06/hi706_400-600x600.jpg , https://www.hannathailand.com/wp-content/uploads/2021/07/12-500x500.jpg , https://www.hannathailand.com/wp-content/uploads/2021/07/9-500x500.jpg , https://www.hannathailand.com/wp-content/uploads/2022/06/hi700_400pxl-600x600.jpg , https://www.hannathailand.com/wp-content/uploads/2022/06/hi713_lg51caffcdce23e-600x600.jpg , https://www.hannathailand.com/wp-content/uploads/2021/12/HI736-600x600.jpg , https://www.hannathailand.com/wp-content/uploads/2021/07/11-500x500.jpg , https://www.hannathailand.com/wp-content/uploads/2021/07/8-500x500.jpg
60 | เครื่องวัดปริมาณอัลคาไลนิตี้ (dKH) ในน้ำทะเล รุ่น HI772 | สินค้าทั้งหมด , อุตสาหกรรมเพาะปลูกและเลี้ยงปลาทะเล , เครื่องโฟโตมิเตอร์ , แบบพกพาสะดวก | https://www.hannathailand.com/product-category/spectrophotometer/photometer-portable/ | https://www.hannathailand.com/product/alkalinity-marine-2/ | HI772 | 3,103.00 | น้ำหนัก 0.64 กก. ขนาด 6.1 × 3.7 × 8.6 เซนติเมตร | <div aria-labelledby="tab-title-additional_information" class="woocommerce-Tabs-panel woocommerce-Tabs-panel--additional_information panel entry-content" id="tab-additional_information" role="tabpanel"> <table class="woocommerce-product-attributes shop_attributes"> <tr class="woocommerce-product-attributes-item woocommerce-product-attributes-item--weight"> <th class="woocommerce-product-attributes-item__label">น้ำหนัก</th> <td class="woocommerce-product-attributes-item__value">0.64 กก.</td> </tr> <tr class="woocommerce-product-attributes-item woocommerce-product-attributes-item--dimensions"> <th class="woocommerce-product-attributes-item__label">ขนาด</th> <td class="woocommerce-product-attributes-item__value">6.1 × 3.7 × 8.6 เซนติเมตร</td> </tr> </table> </div> | HI772 Checker®HC (เครื่องวัดสีแบบพกพา) นำเสนอวิธีที่ง่าย แม่นยำ และคุ้มค่าในการวัดความเป็นด่างในระดับความกระด้างของแคลเซียม หรือที่เรียกกันทั่วไปว่า dKH ความเป็นด่างมีความสำคัญอย่างยิ่งต่อสภาพแวดล้อมทางทะเล ความเป็นด่างไม่เพียงแต่ให้ไอออนคาร์บอเนตที่จำเป็นสำหรับการฟื้นฟูโครงกระดูกของแคลเซียมคาร์บอเนตเท่านั้น แต่ยังทำหน้าที่เป็นบัฟเฟอร์ pH ต่อการเปลี่ยนแปลงความเป็นกรดอย่างมากอีกด้วย ออกแบบมาเพื่อเป็นทางเลือกที่แม่นยำยิ่งขึ้นแทนชุดทดสอบทางเคมี HI772 ให้ผลลัพธ์ที่รวดเร็วและแม่นยำในสี่ขั้นตอนง่ายๆ: The Hanna Marine Alkalinity (dKH) Checker® bridges the gap between simple chemical test kits and professional instrumentation. Chemical test kits have limited accuracy and resolution since they rely upon the human eye to discern differences in color. Professional instrumentation incorporates a light source such as an LED or tungsten lamp with a filter and a light sensing detector to precisely determine absorbance and ion concentration. This level of instrumentation also offers greater resolution and accuracy, but can cost hundreds of dollars. The Hanna Marine Alkalinity Checker® measures alkalinity in dKH units, using a fixed wavelength LED and silicon photo detector to provide the accuracy of professional instrumentation at the affordable price of a chemical test kit. Compact, Portable Design Built-in Timer One-Button Operation The HI772 Checker®HC (Handheld Colorimeter) provides a simple, accurate and cost-effective way to measure alkalinity in degrees of calcium hardness, commonly abbreviated as dKH. Critical to marine environments, alkalinity not only provides the carbonate ion required for calcium carbonate skeletal regeneration of coral reefs, but it also acts as a pH buffer against large changes in acidity. Designed as a more accurate alternative to chemical test kits, the HI772 provides quick, accurate results in four easy steps: Features at-a-glance: Easier to use and more accurate than chemical test kits Dedicated to a single parameter Small size, big convenience Ideal for: Aquaculture & Aquariums, Water Quality Manual: Download Specification : SKU HI772 Product Name Marine Alkalinity (dKH) Checker® HC – HI772 Quote Required Yes Seawater Alkalinity Range 0.0 to 20.0 dKH Seawater Alkalinity Resolution 0.1 dKH Seawater Alkalinity Accuracy ±0.3 dKH ±5% of reading Seawater Alkalinity Method colorimetric method. Light Source LED @ 610 nm Light Detector silicon photocell Battery Type/Life (1) 1.5V AAA Automatic Shut-Off after ten minutes of non-use Environment 0 to 50°C (32 to 122°F); RH max 95% non-condensing Weight 64 g (2.25 oz.) Dimensions 86.0 mm x 61.0 mm x 37.5 mm (3.4″ x 2.4″ x 1.5″) Ordering Information HI772 Checker® is supplied with (2) sample cuvettes with caps, alkalinity reagent starter kit for 25 tests (1 bottle of alkalinity reagent), (1) 1 ml syringe and tip, ­­­ battery, instructions, and quick start guide. | <div aria-labelledby="tab-title-description" class="woocommerce-Tabs-panel woocommerce-Tabs-panel--description panel entry-content active" id="tab-description" role="tabpanel"> <p>HI772 Checker®HC (เครื่องวัดสีแบบพกพา) นำเสนอวิธีที่ง่าย แม่นยำ และคุ้มค่าในการวัดความเป็นด่างในระดับความกระด้างของแคลเซียม หรือที่เรียกกันทั่วไปว่า dKH ความเป็นด่างมีความสำคัญอย่างยิ่งต่อสภาพแวดล้อมทางทะเล ความเป็นด่างไม่เพียงแต่ให้ไอออนคาร์บอเนตที่จำเป็นสำหรับการฟื้นฟูโครงกระดูกของแคลเซียมคาร์บอเนตเท่านั้น แต่ยังทำหน้าที่เป็นบัฟเฟอร์ pH ต่อการเปลี่ยนแปลงความเป็นกรดอย่างมากอีกด้วย ออกแบบมาเพื่อเป็นทางเลือกที่แม่นยำยิ่งขึ้นแทนชุดทดสอบทางเคมี HI772 ให้ผลลัพธ์ที่รวดเร็วและแม่นยำในสี่ขั้นตอนง่ายๆ:</p> <p>The Hanna Marine Alkalinity (dKH) Checker® bridges the gap between simple chemical test kits and professional instrumentation. Chemical test kits have limited accuracy and resolution since they rely upon the human eye to discern differences in color. Professional instrumentation incorporates a light source such as an LED or tungsten lamp with a filter and a light sensing detector to precisely determine absorbance and ion concentration. This level of instrumentation also offers greater resolution and accuracy, but can cost hundreds of dollars. The Hanna Marine Alkalinity Checker<sup>®</sup> measures alkalinity in dKH units, using a fixed wavelength LED and silicon photo detector to provide the accuracy of professional instrumentation at the affordable price of a chemical test kit.</p> <ul> <li>Compact, Portable Design</li> <li>Built-in Timer</li> <li>One-Button Operation</li> </ul> <p>The HI772 Checker<sup>®</sup>HC (Handheld Colorimeter) provides a simple, accurate and cost-effective way to measure alkalinity in degrees of calcium hardness, commonly abbreviated as dKH. Critical to marine environments, alkalinity not only provides the carbonate ion required for calcium carbonate skeletal regeneration of coral reefs, but it also acts as a pH buffer against large changes in acidity. Designed as a more accurate alternative to chemical test kits, the HI772 provides quick, accurate results in four easy steps:</p> <p><img alt="How to use Hanna Checker Handheld Colorimeter" class="product-view-subimg aligncenter" decoding="async" height="475" loading="lazy" src="https://hanna-worldwide.com/media/wysiwyg/products/checkers/checker1234.jpg" title="How to use Hanna Checker Handheld Colorimeter" width="637"/></p> <h3><strong>Features at-a-glance:</strong></h3> <ul> <li>Easier to use and more accurate than chemical test kits</li> <li>Dedicated to a single parameter</li> <li>Small size, big convenience</li> <li>Ideal for: Aquaculture &amp; Aquariums, Water Quality</li> </ul> <h3 style="text-align: justify;"><strong>Manual: <a href="http://www.hannainst.com/manuals/HI755_alkalinittyLiquid.pdf" rel="noopener" target="_blank" title="Download Product Manual">Download</a></strong></h3> <h3><strong>Specification :</strong></h3> <table> <tbody> <tr> <td width="208"><strong>SKU</strong></td> <td width="394"><strong>HI772</strong></td> </tr> <tr> <td width="208"><strong>Product Name</strong></td> <td width="394"><strong>Marine Alkalinity (dKH) Checker® HC – HI772</strong></td> </tr> <tr> <td width="208"><strong>Quote Required</strong></td> <td width="394"><strong>Yes</strong></td> </tr> <tr> <td width="208"><strong>Seawater Alkalinity Range</strong></td> <td width="394"><strong>0.0 to 20.0 dKH</strong></td> </tr> <tr> <td width="208"><strong>Seawater Alkalinity Resolution</strong></td> <td width="394"><strong>0.1 dKH</strong></td> </tr> <tr> <td width="208"><strong>Seawater Alkalinity Accuracy</strong></td> <td width="394"><strong>±0.3 dKH ±5% of reading</strong></td> </tr> <tr> <td width="208"><strong>Seawater Alkalinity Method</strong></td> <td width="394"><strong>colorimetric method.</strong></td> </tr> <tr> <td width="208"><strong>Light Source</strong></td> <td width="394"><strong>LED @ 610 nm</strong></td> </tr> <tr> <td width="208"><strong>Light Detector</strong></td> <td width="394"><strong>silicon photocell</strong></td> </tr> <tr> <td width="208"><strong>Battery Type/Life</strong></td> <td width="394"><strong>(1) 1.5V AAA</strong></td> </tr> <tr> <td width="208"><strong>Automatic Shut-Off</strong></td> <td width="394"><strong>after ten minutes of non-use</strong></td> </tr> <tr> <td width="208"><strong>Environment</strong></td> <td width="394"><strong>0 to 50°C (32 to 122°F); RH max 95% non-condensing</strong></td> </tr> <tr> <td width="208"><strong>Weight</strong></td> <td width="394"><strong>64 g (2.25 oz.)</strong></td> </tr> <tr> <td width="208"><strong>Dimensions</strong></td> <td width="394"><strong>86.0 mm x 61.0 mm x 37.5 mm (3.4″ x 2.4″ x 1.5″)</strong></td> </tr> <tr> <td width="208"><strong>Ordering Information</strong></td> <td width="394"><strong>HI772 Checker® is supplied with (2) sample cuvettes with caps, alkalinity reagent starter kit for 25 tests (1 bottle of alkalinity reagent), (1) 1 ml syringe and tip, ­­­ battery, instructions, and quick start guide.</strong></td> </tr> </tbody> </table> <p> </p> </div> | Range 0 – 300 ppm in salt water ¦ Colorimetric Method ¦ Resolution 1 ppm | <div class="product-short-description"> <p>Range 0 – 300 ppm in salt water ¦ Colorimetric Method ¦ Resolution 1 ppm</p> </div> | https://www.hannathailand.com/wp-content/uploads/2021/12/HI755.jpg | เครื่องวัดปริมาณแอมโมเนีย ช่วงสูง รุ่น HI733 , เครื่องวัดปริมาณโบรมีน ในตัวอย่างน้ำ รุ่น HI716 , น้ำยามาตรฐานสอบเทียบ , น้ำยามาตรฐานสอบเทียบ ค่ามาตรฐานความเค็ม , เครื่องวัดปริมาณซิลิกา ช่วงต่ำ ในตัวอย่างน้ำ รุ่น HI705 , สารละลายมาตรฐานความขุ่น 20 NTU , เครื่องวัดปริมาณฟอสเฟต ช่วงสูง รุ่น HI717 , เครื่องควบคุมค่าความนำไฟฟ้า | <a class="woocommerce-LoopProduct-link woocommerce-loop-product__link" href="https://www.hannathailand.com/product/hi733-checker-hc-ammonia-hr/">เครื่องวัดปริมาณแอมโมเนีย ช่วงสูง รุ่น HI733</a> , <a class="woocommerce-LoopProduct-link woocommerce-loop-product__link" href="https://www.hannathailand.com/product/hi716-checker-hc-bromine/">เครื่องวัดปริมาณโบรมีน ในตัวอย่างน้ำ รุ่น HI716</a> , <a class="woocommerce-LoopProduct-link woocommerce-loop-product__link" href="https://www.hannathailand.com/product/hi9828-25/">น้ำยามาตรฐานสอบเทียบ</a> , <a class="woocommerce-LoopProduct-link woocommerce-loop-product__link" href="https://www.hannathailand.com/product/hi7083l/">น้ำยามาตรฐานสอบเทียบ ค่ามาตรฐานความเค็ม</a> , <a class="woocommerce-LoopProduct-link woocommerce-loop-product__link" href="https://www.hannathailand.com/product/hi705-checker-hc-silica-lr/">เครื่องวัดปริมาณซิลิกา ช่วงต่ำ ในตัวอย่างน้ำ รุ่น HI705</a> , <a class="woocommerce-LoopProduct-link woocommerce-loop-product__link" href="https://www.hannathailand.com/product/hi93102-20/">สารละลายมาตรฐานความขุ่น 20 NTU</a> , <a class="woocommerce-LoopProduct-link woocommerce-loop-product__link" href="https://www.hannathailand.com/product/hi717-checker-hc-phosphate-hr/">เครื่องวัดปริมาณฟอสเฟต ช่วงสูง รุ่น HI717</a> , <a class="woocommerce-LoopProduct-link woocommerce-loop-product__link" href="https://www.hannathailand.com/product/hi8931cn/">เครื่องควบคุมค่าความนำไฟฟ้า</a> | https://www.hannathailand.com/wp-content/uploads/2021/12/HI755-600x600.jpg , https://www.hannathailand.com/wp-content/uploads/2021/12/hi755-checkerhc_open-angle-600x600.jpg , https://www.hannathailand.com/wp-content/uploads/2022/06/miniphotometerfurammoniumhoch2418_11-600x600.jpg , https://www.hannathailand.com/wp-content/uploads/2022/06/miniphotometerfurfreiesgesamtchlor704_11-600x600.jpg , https://www.hannathailand.com/wp-content/uploads/2021/07/8-500x500.jpg , https://www.hannathailand.com/wp-content/uploads/2021/07/10-500x500.jpg , https://www.hannathailand.com/wp-content/uploads/2022/06/hi705400-600x600.jpg , https://www.hannathailand.com/wp-content/uploads/2021/07/9-500x500.jpg , https://www.hannathailand.com/wp-content/uploads/2022/06/miniphotometerfurphosphathoch827_11-600x600.jpg , https://www.hannathailand.com/wp-content/uploads/2021/07/2-500x500.jpg
61 | เครื่องวัดปริมาณอัลคาไลนิตี้ รุ่น HI775 สำหรับน้ำจืด | สินค้าทั้งหมด , เครื่องโฟโตมิเตอร์ , แบบพกพาสะดวก | https://www.hannathailand.com/product-category/spectrophotometer/photometer-portable/ | https://www.hannathailand.com/product/alkalinity-fresh-water/ | HI775 | 3,103.00 |  | <div aria-labelledby="tab-title-additional_information" class="woocommerce-Tabs-panel woocommerce-Tabs-panel--additional_information panel entry-content" id="tab-additional_information" role="tabpanel"> </div> | เครื่องวัดปริมาณอัลคาไลนิตี้ Alkalinity สำหรับน้ำรุ่น HI775 เป็นเครื่องวัดความเป็นด่างสำหรับน้ำจืดมีย่านการวัด 0 – 500 ppm (mg/L) มีความละเอียด 1ppm ด้วยความแม่นยำ ±5 ppm (mg/L) ±5% เครื่องวัดความเป็นด่าง HI775 ทำให้การวัดความเป็นด่าง อัลคาไลนิตี้ (Alkalinity) สำหรับน้ำ ให้ผลลัพธ์ที่รวดเร็วและแม่นยำในขั้นตอนง่ายๆ The HI 775 Checker®HC is a simple, accurate, and cost effective way to measure alkalinity in fresh water. Designed as a more accurate alternative to chemical test kits, the HI 775 provides quick, accurate results in four easy steps. FEATURES/BENEFITS: * Small palm-sized design * Accurate from ±5ppm ± 5% of reading * Dedicated to a single parameter * Uses a single AAA battery * Auto Power Off after 10 minutes in inactivity * Built-in timer for timed reaction readings Order Information: The HI 775 Checker®HC is supplied with 2 cuvettes and caps, reagent starter kit (1 bottle of alkalinity reagent, 1 ml syringe), 1 x1.5V AAA battery, and an instruction manual. Product Manuals Manual: HI 755 () Specification : Range 0 to 500 ppm Resolution 1 ppm Accuracy (@25°C/77°F) ±5ppm ± 5% of reading Measurement Method Colorimetric Light Source Photodiode @610 nm Light Detector Silicon photocell Method Colorimetric method. The reaction causes a distinctive range of colors from yellow to green to blue to develop. This meter has been developed to work with fresh water samples. Power Supply Battery – 1 x 1.5V AAA Power Auto Off After 10 min. of inactivity Environment 0 to 50°C (32 to 122°F); RH max 95% non-condensing Dimensions 81.5 x 61 x 37.5 mm (3.2 x 2.4 x 1.5”) Weight 64 g (2.25 oz.) | <div aria-labelledby="tab-title-description" class="woocommerce-Tabs-panel woocommerce-Tabs-panel--description panel entry-content active" id="tab-description" role="tabpanel"> <p>เครื่องวัดปริมาณอัลคาไลนิตี้ Alkalinity สำหรับน้ำรุ่น HI775 เป็นเครื่องวัดความเป็นด่างสำหรับน้ำจืดมีย่านการวัด 0 – 500 ppm (mg/L) มีความละเอียด 1ppm ด้วยความแม่นยำ ±5 ppm (mg/L) ±5% เครื่องวัดความเป็นด่าง HI775 ทำให้การวัดความเป็นด่าง อัลคาไลนิตี้ (Alkalinity) สำหรับน้ำ ให้ผลลัพธ์ที่รวดเร็วและแม่นยำในขั้นตอนง่ายๆ</p> <p>The HI 775 Checker®HC is a simple, accurate, and cost effective way to measure alkalinity in fresh water. Designed as a more accurate alternative to chemical test kits, the HI 775 provides quick, accurate results in four easy steps.</p> <p>FEATURES/BENEFITS:</p> <p>* Small palm-sized design</p> <p>* Accurate from ±5ppm ± 5% of reading</p> <p>* Dedicated to a single parameter</p> <p>* Uses a single AAA battery</p> <p>* Auto Power Off after 10 minutes in inactivity</p> <p>* Built-in timer for timed reaction readings</p> <p><strong>Order Information:</strong> The HI 775 Checker®HC is supplied with 2 cuvettes and caps, reagent starter kit (1 bottle of alkalinity reagent, 1 ml syringe), 1 x1.5V AAA battery, and an instruction manual.</p> <div><strong>Product Manuals</strong></div> <p><img align="absmiddle" alt="" border="0" decoding="async" height="22" loading="lazy" src="http://www.hannainst.com/usa/images/icon-pdf.gif" width="20"/> Manual: <a href="http://hannainst.com/manuals/HI755_alkalinittyLiquid.pdf">HI 755 ()</a></p> <p><strong>Specification :</strong></p> <table class="spec_table mceItemTable"> <tbody> <tr> <td>Range</td> <td></td> <td>0 to 500 ppm</td> </tr> <tr> <td>Resolution</td> <td></td> <td>1 ppm</td> </tr> <tr> <td>Accuracy (@25°C/77°F)</td> <td></td> <td>±5ppm ± 5% of reading</td> </tr> <tr> <td>Measurement Method</td> <td></td> <td>Colorimetric</td> </tr> <tr> <td>Light Source</td> <td></td> <td>Photodiode @610 nm</td> </tr> <tr> <td>Light Detector</td> <td></td> <td>Silicon photocell</td> </tr> <tr> <td>Method</td> <td></td> <td>Colorimetric method. The reaction causes a distinctive range of colors from yellow to green to blue to develop. This meter has been developed to work with fresh water samples.</td> </tr> <tr> <td>Power Supply</td> <td></td> <td>Battery – 1 x 1.5V AAA</td> </tr> <tr> <td>Power Auto Off</td> <td></td> <td>After 10 min. of inactivity</td> </tr> <tr> <td>Environment</td> <td></td> <td>0 to 50°C (32 to 122°F); RH max 95% non-condensing</td> </tr> <tr> <td>Dimensions</td> <td></td> <td>81.5 x 61 x 37.5 mm (3.2 x 2.4 x 1.5”)</td> </tr> <tr> <td>Weight</td> <td></td> <td>64 g (2.25 oz.)</td> </tr> </tbody> </table> <p> </p> </div> | The HI 775 Checker®HC is a simple, accurate, and cost effective way to measure alkalinity. Designed as a more accurate alternative to chemical test kits, the HI 775 provides quick, accurate results in four easy steps. | <div class="product-short-description"> <p>The HI 775 Checker®HC is a simple, accurate, and cost effective way to measure alkalinity. Designed as a more accurate alternative to chemical test kits, the HI 775 provides quick, accurate results in four easy steps.</p> </div> | https://www.hannathailand.com/wp-content/uploads/2022/06/miniphotometerfuralkalinitatfrischwasser2425_11.jpg | เครื่องวัดปริมาณนิกเกิล ช่วงสูง รุ่น HI726 , เครื่องวัดปริมาณไนไตรท์ ช่วงสูง ในตัวอย่างน้ำ รุ่น HI708 , เครื่องวัดปริมาณโบรมีน ในตัวอย่างน้ำ รุ่น HI716 , เครื่องวัดปริมาณโครเมี่ยม ช่วงสูง รุ่น HI723 , เครื่องวัดปริมาณฟอสเฟต ช่วงสูง รุ่น HI717 , เครื่องวัดปริมาณไนไตรท์ ช่วงต่ำ รุ่น HI707 , เครื่องวัดปริมาณไอโอดีน รุ่น HI718 , เครื่องวัดปริมาณฟอสฟอรัส ช่วงต่ำมาก รุ่น HI736 | <a class="woocommerce-LoopProduct-link woocommerce-loop-product__link" href="https://www.hannathailand.com/product/hi726-checker-hc-nickel-hr/">เครื่องวัดปริมาณนิกเกิล ช่วงสูง รุ่น HI726</a> , <a class="woocommerce-LoopProduct-link woocommerce-loop-product__link" href="https://www.hannathailand.com/product/hi708-checker-hc-nitrite-hr/">เครื่องวัดปริมาณไนไตรท์ ช่วงสูง ในตัวอย่างน้ำ รุ่น HI708</a> , <a class="woocommerce-LoopProduct-link woocommerce-loop-product__link" href="https://www.hannathailand.com/product/hi716-checker-hc-bromine/">เครื่องวัดปริมาณโบรมีน ในตัวอย่างน้ำ รุ่น HI716</a> , <a class="woocommerce-LoopProduct-link woocommerce-loop-product__link" href="https://www.hannathailand.com/product/hi723-checker-hc-chromium-vi-hr/">เครื่องวัดปริมาณโครเมี่ยม ช่วงสูง รุ่น HI723</a> , <a class="woocommerce-LoopProduct-link woocommerce-loop-product__link" href="https://www.hannathailand.com/product/hi717-checker-hc-phosphate-hr/">เครื่องวัดปริมาณฟอสเฟต ช่วงสูง รุ่น HI717</a> , <a class="woocommerce-LoopProduct-link woocommerce-loop-product__link" href="https://www.hannathailand.com/product/hi707-checker-hc-nitrite-lr/">เครื่องวัดปริมาณไนไตรท์ ช่วงต่ำ รุ่น HI707</a> , <a class="woocommerce-LoopProduct-link woocommerce-loop-product__link" href="https://www.hannathailand.com/product/hi718-checker-hc-iodine/">เครื่องวัดปริมาณไอโอดีน รุ่น HI718</a> , <a class="woocommerce-LoopProduct-link woocommerce-loop-product__link" href="https://www.hannathailand.com/product/phosphorous-marine/">เครื่องวัดปริมาณฟอสฟอรัส ช่วงต่ำมาก รุ่น HI736</a> | https://www.hannathailand.com/wp-content/uploads/2022/06/miniphotometerfurnickelhoch841_11-600x600.jpg , https://www.hannathailand.com/wp-content/uploads/2022/06/miniphotometerfurnitrithoch2420_11-600x600.jpg , https://www.hannathailand.com/wp-content/uploads/2022/06/miniphotometerfurfreiesgesamtchlor704_11-600x600.jpg , https://www.hannathailand.com/wp-content/uploads/2022/06/miniphotometerfurchromvihoch839_11-600x600.jpg , https://www.hannathailand.com/wp-content/uploads/2022/06/miniphotometerfurphosphathoch827_11-600x600.jpg , https://www.hannathailand.com/wp-content/uploads/2022/06/hi707400-600x600.jpg , https://www.hannathailand.com/wp-content/uploads/2022/06/miniphotometerfuriod829_11-600x600.jpg , https://www.hannathailand.com/wp-content/uploads/2021/12/HI736-600x600.jpg
62 | เครื่องวัดปริมาณอัลคาไลนิตี้ ในน้ำทะเล รุ่น HI755 | สินค้าทั้งหมด , อุตสาหกรรมเพาะปลูกและเลี้ยงปลาทะเล , เครื่องโฟโตมิเตอร์ , แบบพกพาสะดวก | https://www.hannathailand.com/product-category/spectrophotometer/photometer-portable/ | https://www.hannathailand.com/product/alkalinity-marine/ | HI755 | 3,104.07 |  | <div aria-labelledby="tab-title-additional_information" class="woocommerce-Tabs-panel woocommerce-Tabs-panel--additional_information panel entry-content" id="tab-additional_information" role="tabpanel"> </div> | เครื่องวัดความเป็นด่าง อัลคาลินิตี้ Alkalinity Meter สำหรับน้ำทะเลรุ่น HI755 เป็นเครื่องวัดความเป็นด่างสำหรับน้ำทะเลมีย่านการวัด 0 ถึง 300 ppm (mg/L) มีความละเอียด 1ppm ด้วยความแม่นยำ ±5 ppm (mg/L) ±5% เครื่องวัดความเป็นด่าง HI755 ทำให้การวัดความเป็นด่าง อัลคาลินิตี้ (Alkalinity) สำหรับน้ำทะเลให้ผลลัพธ์ที่รวดเร็วและแม่นยำในขั้นตอนง่ายๆ ประหยัดค่าใช้จ่าย การวัดและวิเคราะห์ความเป็นด่างของน้ำทะเลซึ่งช่วยตรวจหาคาร์บอนไอออนซึ่งจำเป็นสำหรับการฟื้นฟูปะการังตามธรรมชาติ The HANNA HI 755 Checker®HC bridges the gap between simple chemical test kits and professional instrumentation. Chemical test kits are not very accurate and have low resolution while professional instrumentation can cost hundreds of dollars and can be time consuming to calibrate and maintain. The HANNA HI 755 Checker®HC is accurate and affordable. The Checker®HC features an accuracy of ±5 ppm (mg/L) ±5% of reading and uses the colorimetric method. The contoured style of this Checker®HC fits in your palm and pocket perfectly and the large LCD is easy to read. The auto shut-off feature assures the battery life will not be drained if you forget to turn it off. The HI 755 Checker®HC is extremely simple to use. After zeroing the instrument with your water sample, add the reagent to the cuvette and gently invert 5 times. Then insert the cuvette into the HI 755 Checker®HC and press the button to read the results. It’s that easy. Product Manuals Manual: Download Specification : Range 0 to 300 ppm (mg/L) Resolution 1 ppm (mg/L) Accuracy @ 25°C ±5 ppm (mg/L) ±5% of reading Battery Type (1) 1.5V AAA Light Source LED @ 610 nm Light Detector silicon photocell Environment 0 to 50°C (32 to 122°F); RH max 95% non-condensing Auto-off after ten minutes of non use Dimensions 81.5 x 61 x 37.5 mm (3.2 x 2.4 x 1.5”) Weight 64 g (2.25 oz.) Method colorimetric method | <div aria-labelledby="tab-title-description" class="woocommerce-Tabs-panel woocommerce-Tabs-panel--description panel entry-content active" id="tab-description" role="tabpanel"> <p>เครื่องวัดความเป็นด่าง อัลคาลินิตี้ Alkalinity Meter สำหรับน้ำทะเลรุ่น HI755 เป็นเครื่องวัดความเป็นด่างสำหรับน้ำทะเลมีย่านการวัด 0 ถึง 300 ppm (mg/L) มีความละเอียด 1ppm ด้วยความแม่นยำ ±5 ppm (mg/L) ±5% เครื่องวัดความเป็นด่าง HI755 ทำให้การวัดความเป็นด่าง อัลคาลินิตี้ (Alkalinity) สำหรับน้ำทะเลให้ผลลัพธ์ที่รวดเร็วและแม่นยำในขั้นตอนง่ายๆ ประหยัดค่าใช้จ่าย การวัดและวิเคราะห์ความเป็นด่างของน้ำทะเลซึ่งช่วยตรวจหาคาร์บอนไอออนซึ่งจำเป็นสำหรับการฟื้นฟูปะการังตามธรรมชาติ</p> <p style="text-align: justify;">The HANNA HI 755 Checker®HC bridges the gap between simple chemical test kits and professional instrumentation. Chemical test kits are not very accurate and have low resolution while professional instrumentation can cost hundreds of dollars and can be time consuming to calibrate and maintain. The HANNA HI 755 Checker®HC is accurate and affordable.</p> <p style="text-align: justify;">The Checker®HC features an accuracy of ±5 ppm (mg/L) ±5% of reading and uses the colorimetric method.</p> <p style="text-align: justify;">The contoured style of this Checker®HC fits in your palm and pocket perfectly and the large LCD is easy to read. The auto shut-off feature assures the battery life will not be drained if you forget to turn it off.</p> <p style="text-align: justify;">The HI 755 Checker®HC is extremely simple to use. After zeroing the instrument with your water sample, add the reagent to the cuvette and gently invert 5 times. Then insert the cuvette into the HI 755 Checker®HC and press the button to read the results. It’s that easy.</p> <div><strong>Product Manuals</strong></div> <p style="text-align: justify;"><img align="absmiddle" alt="" border="0" decoding="async" height="22" loading="lazy" src="http://www.hannainst.com/usa/images/icon-pdf.gif" width="20"/> Manual: <a href="http://www.hannainst.com/manuals/HI755_alkalinittyLiquid.pdf" rel="noopener" target="_blank" title="Download Product Manual">Download</a></p> <p><strong>Specification :</strong></p> <table class="spec_table mceItemTable"> <tbody> <tr> <td>Range</td> <td></td> <td>0 to 300 ppm (mg/L)</td> </tr> <tr> <td>Resolution</td> <td></td> <td>1 ppm (mg/L)</td> </tr> <tr> <td>Accuracy @ 25°C</td> <td></td> <td>±5 ppm (mg/L) ±5% of reading</td> </tr> <tr> <td>Battery Type</td> <td></td> <td>(1) 1.5V AAA</td> </tr> <tr> <td>Light Source</td> <td></td> <td>LED @ 610 nm</td> </tr> <tr> <td>Light Detector</td> <td></td> <td>silicon photocell</td> </tr> <tr> <td>Environment</td> <td></td> <td>0 to 50°C (32 to 122°F); RH max 95% non-condensing</td> </tr> <tr> <td>Auto-off</td> <td></td> <td>after ten minutes of non use</td> </tr> <tr> <td>Dimensions</td> <td></td> <td>81.5 x 61 x 37.5 mm (3.2 x 2.4 x 1.5”)</td> </tr> <tr> <td>Weight</td> <td></td> <td>64 g (2.25 oz.)</td> </tr> <tr> <td>Method</td> <td></td> <td>colorimetric method</td> </tr> </tbody> </table> <p> </p> </div> | Range 0 – 300 ppm in salt water ¦ Colorimetric Method ¦ Resolution 1 ppm | <div class="product-short-description"> <p>Range 0 – 300 ppm in salt water ¦ Colorimetric Method ¦ Resolution 1 ppm</p> </div> | https://www.hannathailand.com/wp-content/uploads/2021/12/HI755.jpg | เครื่องวัดปริมาณไอโอดีน รุ่น HI718 , เครื่องวัดปริมาณไนไตรท์ ช่วงต่ำ รุ่น HI707 , เครื่องวัดค่าเหล็ก รุ่น HI721 , เครื่องวัดปริมาณแอมโมเนีย ในน้ำ รุ่น HI715 , เครื่องวัดปริมาณคลอรีนรวม รุ่น HI711 , เครื่องวัดคลอรีน , น้ำยามาตรฐานสอบเทียบ ค่ามาตรฐานความเค็ม , เซ็นเซอร์วัดออกซิเจนในน้ำสำหรับ HI9829 มัลติพารามิเตอร์ | <a class="woocommerce-LoopProduct-link woocommerce-loop-product__link" href="https://www.hannathailand.com/product/hi718-checker-hc-iodine/">เครื่องวัดปริมาณไอโอดีน รุ่น HI718</a> , <a class="woocommerce-LoopProduct-link woocommerce-loop-product__link" href="https://www.hannathailand.com/product/hi707-checker-hc-nitrite-lr/">เครื่องวัดปริมาณไนไตรท์ ช่วงต่ำ รุ่น HI707</a> , <a class="woocommerce-LoopProduct-link woocommerce-loop-product__link" href="https://www.hannathailand.com/product/hi721-checker-hc-iron/">เครื่องวัดค่าเหล็ก รุ่น HI721</a> , <a class="woocommerce-LoopProduct-link woocommerce-loop-product__link" href="https://www.hannathailand.com/product/hi715-checker-hc-ammonia-mr/">เครื่องวัดปริมาณแอมโมเนีย ในน้ำ รุ่น HI715</a> , <a class="woocommerce-LoopProduct-link woocommerce-loop-product__link" href="https://www.hannathailand.com/product/hi711-checker-hc-total-chlorine/">เครื่องวัดปริมาณคลอรีนรวม รุ่น HI711</a> , <a class="woocommerce-LoopProduct-link woocommerce-loop-product__link" href="https://www.hannathailand.com/product/free-chlorine/">เครื่องวัดคลอรีน</a> , <a class="woocommerce-LoopProduct-link woocommerce-loop-product__link" href="https://www.hannathailand.com/product/hi7083l/">น้ำยามาตรฐานสอบเทียบ ค่ามาตรฐานความเค็ม</a> , <a class="woocommerce-LoopProduct-link woocommerce-loop-product__link" href="https://www.hannathailand.com/product/hi7609829-2/">เซ็นเซอร์วัดออกซิเจนในน้ำสำหรับ HI9829 มัลติพารามิเตอร์</a> | https://www.hannathailand.com/wp-content/uploads/2021/12/HI755-600x600.jpg , https://www.hannathailand.com/wp-content/uploads/2021/12/hi755-checkerhc_open-angle-600x600.jpg , https://www.hannathailand.com/wp-content/uploads/2022/06/miniphotometerfuriod829_11-600x600.jpg , https://www.hannathailand.com/wp-content/uploads/2022/06/hi707400-600x600.jpg , https://www.hannathailand.com/wp-content/uploads/2022/06/miniphotometerfureisen832_11-600x600.jpg , https://www.hannathailand.com/wp-content/uploads/2022/06/miniphotometerfurammoniakmittel2416_11-600x600.jpg , https://www.hannathailand.com/wp-content/uploads/2022/06/hi711_lg-600x600.jpg , https://www.hannathailand.com/wp-content/uploads/2021/07/1-500x500.jpg , https://www.hannathailand.com/wp-content/uploads/2021/07/10-500x500.jpg , https://www.hannathailand.com/wp-content/uploads/2021/07/5-500x500.jpg
63 | เครื่องวัดปริมาณแคลเซียม ในน้ำทะเล รุ่น HI758 | สินค้าทั้งหมด , อุตสาหกรรมเพาะปลูกและเลี้ยงปลาทะเล , เครื่องโฟโตมิเตอร์ , แบบพกพาสะดวก | https://www.hannathailand.com/product-category/spectrophotometer/photometer-portable/ | https://www.hannathailand.com/product/calcium-marine/ | HI758 | 3,103.00 |  | <div aria-labelledby="tab-title-additional_information" class="woocommerce-Tabs-panel woocommerce-Tabs-panel--additional_information panel entry-content" id="tab-additional_information" role="tabpanel"> </div> | เครื่องวัดปริมาณแคลเซียม ในน้ำทะเล รุ่น HI758 Calcium Checker®HC ใช้งานง่ายมาก ขั้นแรก ให้อุปกรณ์เป็นศูนย์โดยการเติมรีเอเจนต์ A และน้ำปราศจากไอออน ใส่เข้าไปใน HI 758 แล้วกดปุ่ม จากนั้น ให้นำขวดออกแล้วเติมรีเอเจนต์ B แล้วเขย่าให้ละลาย ใส่เข้าไปใน Checker®HC อีกครั้งแล้วกดปุ่มเพื่ออ่านความเข้มข้นของแคลเซียมในหน่วย ppm บนจอแสดงผล Calcium presence in water supplies results from passage over deposits of limestone, dolomite, gypsum and gypsiferous shale. Its concentration may extend from 0 to several hundred milligrams per liter,depending on its source and treatment. Calcium is necessary in plant and animal nutrition since it is an essential constituent of bones, shells and plant structures. Calcium in water as carbonate is one of the primary components of water hardness which can cause pipe or tube scaling. The HI758 Calcium Checker®HC is extremely simple to use. First, zero the instrument by adding Reagent A and deionized water. Insert into the HI 758 and press the button. Next, remove the vial and add Reagent B and shake to dissolve. Reinsert into the Checker®HC and press the button to read the calcium concentration in ppm on the display. Weighing a mere 64 g (2.25 oz.), the Checker®HC easily fits into the palm of your hand or pocket!. Product Manuals Manual: Download Specification : Range 200 to 600 ppm Resolution 1 ppm Accuracy @ 25°C ±6% of reading Light Source light emitting diode @ 610 nm Light Detector Silicon Photocell Environment 0 to 50 °C (32 to 122 °F); max 95% RH non-condensing Battery Type (1) 1.5V AAA Auto-off after 10 minutes of non-use Dimensions 81.5 x 61 x 37.5 mm (3.2 x 2.4 x 1.5″) Weight 64 g (2.25 oz.) Method adaptation of the zincon method | <div aria-labelledby="tab-title-description" class="woocommerce-Tabs-panel woocommerce-Tabs-panel--description panel entry-content active" id="tab-description" role="tabpanel"> <p>เครื่องวัดปริมาณแคลเซียม ในน้ำทะเล รุ่น HI758 Calcium Checker®HC ใช้งานง่ายมาก ขั้นแรก ให้อุปกรณ์เป็นศูนย์โดยการเติมรีเอเจนต์ A และน้ำปราศจากไอออน ใส่เข้าไปใน HI 758 แล้วกดปุ่ม จากนั้น ให้นำขวดออกแล้วเติมรีเอเจนต์ B แล้วเขย่าให้ละลาย ใส่เข้าไปใน Checker®HC อีกครั้งแล้วกดปุ่มเพื่ออ่านความเข้มข้นของแคลเซียมในหน่วย ppm บนจอแสดงผล</p> <p>Calcium presence in water supplies results from passage over deposits of limestone, dolomite, gypsum and gypsiferous shale. Its concentration may extend from 0 to several hundred milligrams per liter,depending on its source and treatment. Calcium is necessary in plant and animal nutrition since it is an essential constituent of bones, shells and plant structures. Calcium in water as carbonate is one of the primary components of water hardness which can cause pipe or tube scaling.</p> <p>The HI758 Calcium Checker®HC is extremely simple to use. First, zero the instrument by adding Reagent A and deionized water. Insert into the HI 758 and press the button. Next, remove the vial and add Reagent B and shake to dissolve. Reinsert into the Checker®HC and press the button to read the calcium concentration in ppm on the display.</p> <p>Weighing a mere 64 g (2.25 oz.), the Checker®HC easily fits into the palm of your hand or pocket!.</p> <div><strong>Product Manuals</strong></div> <p><img align="absmiddle" alt="" border="0" decoding="async" height="22" loading="lazy" src="http://www.hannainst.com/usa/images/icon-pdf.gif" width="20"/> Manual: <a href="http://www.hannainst.com/manuals/HI758_23_06_11.pdf" rel="noopener" target="_blank" title="Download Product Manual">Download</a></p> <p><strong>Specification :</strong></p> <table class="spec_table"> <tbody> <tr> <td>Range</td> <td></td> <td>200 to 600 ppm</td> </tr> <tr> <td>Resolution</td> <td></td> <td>1 ppm</td> </tr> <tr> <td>Accuracy @ 25°C</td> <td></td> <td>±6% of reading</td> </tr> <tr> <td>Light Source</td> <td></td> <td>light emitting diode @ 610 nm</td> </tr> <tr> <td>Light Detector</td> <td></td> <td>Silicon Photocell</td> </tr> <tr> <td>Environment</td> <td></td> <td>0 to 50 °C (32 to 122 °F); max 95% RH non-condensing</td> </tr> <tr> <td>Battery Type</td> <td></td> <td>(1) 1.5V AAA</td> </tr> <tr> <td>Auto-off</td> <td></td> <td>after 10 minutes of non-use</td> </tr> <tr> <td>Dimensions</td> <td></td> <td>81.5 x 61 x 37.5 mm (3.2 x 2.4 x 1.5″)</td> </tr> <tr> <td>Weight</td> <td></td> <td>64 g (2.25 oz.)</td> </tr> <tr> <td>Method</td> <td></td> <td>adaptation of the zincon method</td> </tr> </tbody> </table> </div> | Ideal for Aquaculture and Aquarium testing! | <div class="product-short-description"> <p>Ideal for Aquaculture and Aquarium testing!</p> </div> | https://www.hannathailand.com/wp-content/uploads/2021/12/hi758-checkerhc-front.jpg | เครื่องวัดปริมาณคลอรีนรวม รุ่น HI711 , เครื่องวัดปริมาณฟอสเฟต ช่วงสูง รุ่น HI717 , เครื่องวัดปริมาณไนไตรท์ ช่วงต่ำ รุ่น HI707 , เครื่องควบคุมค่าความนำไฟฟ้า , เครื่องวัดปริมาณแอมโมเนีย ในน้ำ รุ่น HI715 , เครื่องวัดคลอรีน , เครื่องวัดปริมาณฟลูออไรด์ ช่วงต่ำ รุ่น HI729 , น้ำยามาตรฐานสำหรับค่าโซเดียม | <a class="woocommerce-LoopProduct-link woocommerce-loop-product__link" href="https://www.hannathailand.com/product/hi711-checker-hc-total-chlorine/">เครื่องวัดปริมาณคลอรีนรวม รุ่น HI711</a> , <a class="woocommerce-LoopProduct-link woocommerce-loop-product__link" href="https://www.hannathailand.com/product/hi717-checker-hc-phosphate-hr/">เครื่องวัดปริมาณฟอสเฟต ช่วงสูง รุ่น HI717</a> , <a class="woocommerce-LoopProduct-link woocommerce-loop-product__link" href="https://www.hannathailand.com/product/hi707-checker-hc-nitrite-lr/">เครื่องวัดปริมาณไนไตรท์ ช่วงต่ำ รุ่น HI707</a> , <a class="woocommerce-LoopProduct-link woocommerce-loop-product__link" href="https://www.hannathailand.com/product/hi8931cn/">เครื่องควบคุมค่าความนำไฟฟ้า</a> , <a class="woocommerce-LoopProduct-link woocommerce-loop-product__link" href="https://www.hannathailand.com/product/hi715-checker-hc-ammonia-mr/">เครื่องวัดปริมาณแอมโมเนีย ในน้ำ รุ่น HI715</a> , <a class="woocommerce-LoopProduct-link woocommerce-loop-product__link" href="https://www.hannathailand.com/product/free-chlorine/">เครื่องวัดคลอรีน</a> , <a class="woocommerce-LoopProduct-link woocommerce-loop-product__link" href="https://www.hannathailand.com/product/hi729-checker-hc-fluoride-lr/">เครื่องวัดปริมาณฟลูออไรด์ ช่วงต่ำ รุ่น HI729</a> , <a class="woocommerce-LoopProduct-link woocommerce-loop-product__link" href="https://www.hannathailand.com/product/hi7090l/">น้ำยามาตรฐานสำหรับค่าโซเดียม</a> | https://www.hannathailand.com/wp-content/uploads/2021/12/hi758-checkerhc-front-600x600.jpg , https://www.hannathailand.com/wp-content/uploads/2021/12/hi758-checkerhc-open-angle-600x600.jpg , https://www.hannathailand.com/wp-content/uploads/2022/06/hi711_lg-600x600.jpg , https://www.hannathailand.com/wp-content/uploads/2022/06/miniphotometerfurphosphathoch827_11-600x600.jpg , https://www.hannathailand.com/wp-content/uploads/2022/06/hi707400-600x600.jpg , https://www.hannathailand.com/wp-content/uploads/2021/07/2-500x500.jpg , https://www.hannathailand.com/wp-content/uploads/2022/06/miniphotometerfurammoniakmittel2416_11-600x600.jpg , https://www.hannathailand.com/wp-content/uploads/2021/07/1-500x500.jpg , https://www.hannathailand.com/wp-content/uploads/2022/06/miniphotometerfurfluoridniedrig844_11-600x600.jpg , https://www.hannathailand.com/wp-content/uploads/2021/07/12-500x500.jpg
64 | เครื่องวัดปริมาณแมกนีเซียม สำหรับน้ำทะเล รุ่น HI783 | สินค้าทั้งหมด , อุตสาหกรรมเพาะปลูกและเลี้ยงปลาทะเล , เครื่องโฟโตมิเตอร์ , แบบพกพาสะดวก | https://www.hannathailand.com/product-category/spectrophotometer/photometer-portable/ | https://www.hannathailand.com/product/magnesium-marine/ | HI783 | 3,745.00 | น้ำหนัก 0.6 กก. ขนาด 6.1 × 3.75 × 8.6 เซนติเมตร | <div aria-labelledby="tab-title-additional_information" class="woocommerce-Tabs-panel woocommerce-Tabs-panel--additional_information panel entry-content" id="tab-additional_information" role="tabpanel"> <table class="woocommerce-product-attributes shop_attributes"> <tr class="woocommerce-product-attributes-item woocommerce-product-attributes-item--weight"> <th class="woocommerce-product-attributes-item__label">น้ำหนัก</th> <td class="woocommerce-product-attributes-item__value">0.6 กก.</td> </tr> <tr class="woocommerce-product-attributes-item woocommerce-product-attributes-item--dimensions"> <th class="woocommerce-product-attributes-item__label">ขนาด</th> <td class="woocommerce-product-attributes-item__value">6.1 × 3.75 × 8.6 เซนติเมตร</td> </tr> </table> </div> | HI783 Marine Magnesium Checker HC เป็นเครื่องวัดสีแบบพกพาที่ใช้หลักการ Beer- Lambert เพื่อกำหนดความเข้มข้นของแมกนีเซียมด้วยสี HI783 ได้รับการออกแบบมาโดยเฉพาะเพื่อวัดระดับแมกนีเซียมในตู้ปลาน้ำเค็มหรือในการใช้งานด้านชีววิทยาทางทะเล ช่วง 1000 ถึง 1800 ppm เหมาะสำหรับการบำรุงรักษาตู้ปลาปะการัง/ปลา หรือตู้ปลาโดยเฉพาะ เหมาะสำหรับพิพิธภัณฑ์สัตว์น้ำและชีววิทยาทางทะเล ใช้งานง่ายและแม่นยำกว่าชุดทดสอบทางเคมี ขนาดเล็ก ความสะดวกสบายที่ยิ่งใหญ่ The HI783 Marine Magnesium Checker HC is a handheld colorimeter that uses the Beer- Lambert principle to determine the concentration of magnesium colorimetrically. The HI783 is designed specifically to measure magnesium levels in a saltwater aquarium or in marine biology applications. The 1000 to 1800 ppm range is ideal for coral/fish or fish-only aquarium maintenance. Ideal for aquariums and marine biology Easier to use and more accurate than chemical test kits Small size, big convenience Magnesium is the third most abundant ion in seawater, surpassed only by sodium and chloride. Its abundance is critical in the formation of weak ion pairs with carbonate ions. This allows calcium and carbonate ions to be available for uptake by corals and invertebrates. Low levels of magnesium lead to low or unstable levels of calcium and alkalinity. Signs of lowmagnesium levels include precipitation of calcium as insoluble calcium carbonate and impaired inhabitant growth and health. Primary Applications: Marine, Saltwater Aquariums, Aquacultur Manual: Download Specification : SKU HI783 Product Name Marine Magnesium Checker HC Handheld Colorimeter – HI783 Quote Required No Range 1000 to 1800 ppm Magnesium Resolution 5 ppm Accuracy ±5% of reading @ 25 °C (77 °F) Light source Light Emitting Diode @ 610 nm Light detector Silicon photocell Method Adaptation of the colorimetric EDTA method using calmagite indicator. The reaction between magnesium and the reagents causes a blue to violet tint in the sample. Environment 0 to 50 °C (32 to 122 °F); max. 95% RH non-condensing Prepared sample cuvette (sample plus reagents) must be 18 to 28 °C (64 to 82 °F). Battery type 1.5V AAA Alkaline Auto shut-off After 10 minutes of non-use Dimensions 86.0 x 61.0 x 37.5 mm (3.4 x 2.4 x 1.5”) Weight 64 g (2.3 oz) Interferences Calcium below 300 ppm and above 500 ppm Ordering Information HI783 Checker HC is supplied with sample cuvette and cap (2 pcs.), Marine Magnesium reagent starter kit (reagents for 25 tests), 1 mL graduated syringe and tip (1 pc.), 5 mL syringe and tip with black printing (1 pc.), 5 mL syringe and tip with blue printing (1 pc.), 1.5V AAA Alkaline battery (1 pc.), instruction manual, and quick-reference guide. | <div aria-labelledby="tab-title-description" class="woocommerce-Tabs-panel woocommerce-Tabs-panel--description panel entry-content active" id="tab-description" role="tabpanel"> <p>HI783 Marine Magnesium Checker HC เป็นเครื่องวัดสีแบบพกพาที่ใช้หลักการ Beer- Lambert เพื่อกำหนดความเข้มข้นของแมกนีเซียมด้วยสี HI783 ได้รับการออกแบบมาโดยเฉพาะเพื่อวัดระดับแมกนีเซียมในตู้ปลาน้ำเค็มหรือในการใช้งานด้านชีววิทยาทางทะเล ช่วง 1000 ถึง 1800 ppm เหมาะสำหรับการบำรุงรักษาตู้ปลาปะการัง/ปลา หรือตู้ปลาโดยเฉพาะ</p> <ul> <li>เหมาะสำหรับพิพิธภัณฑ์สัตว์น้ำและชีววิทยาทางทะเล</li> <li>ใช้งานง่ายและแม่นยำกว่าชุดทดสอบทางเคมี</li> <li>ขนาดเล็ก ความสะดวกสบายที่ยิ่งใหญ่</li> </ul> <p>The HI783 Marine Magnesium Checker HC is a handheld colorimeter that uses the Beer- Lambert principle to determine the concentration of magnesium colorimetrically. The HI783 is designed specifically to measure magnesium levels in a saltwater aquarium or in marine biology applications. The 1000 to 1800 ppm range is ideal for coral/fish or fish-only aquarium maintenance.</p> <ul> <li>Ideal for aquariums and marine biology</li> <li>Easier to use and more accurate than chemical test kits</li> <li>Small size, big convenience</li> </ul> <p>Magnesium is the third most abundant ion in seawater, surpassed only by sodium and chloride. Its abundance is critical in the formation of weak ion pairs with carbonate ions. This allows calcium and carbonate ions to be available for uptake by corals and invertebrates. Low levels of magnesium lead to low or unstable levels of calcium and alkalinity. Signs of lowmagnesium levels include precipitation of calcium as insoluble calcium carbonate and impaired inhabitant growth and health.</p> <h4><strong>Primary Applications: </strong>Marine, Saltwater Aquariums, Aquacultur</h4> <h3><strong>Manual: <a href="http://www.hannainst.com/manuals/ist764_02_06_10.pdf" rel="noopener" target="_blank" title="Download Product Manual">Download</a></strong></h3> <h3><strong>Specification :</strong></h3> <table> <tbody> <tr> <td width="132"><strong>SKU</strong></td> <td width="469"><strong>HI783</strong></td> </tr> <tr> <td width="132"><strong>Product Name</strong></td> <td width="469"><strong>Marine Magnesium Checker HC Handheld Colorimeter – HI783</strong></td> </tr> <tr> <td width="132"><strong>Quote Required</strong></td> <td width="469"><strong>No</strong></td> </tr> <tr> <td width="132"><strong>Range</strong></td> <td width="469"><strong>1000 to 1800 ppm Magnesium</strong></td> </tr> <tr> <td width="132"><strong>Resolution</strong></td> <td width="469"><strong>5 ppm</strong></td> </tr> <tr> <td width="132"><strong>Accuracy</strong></td> <td width="469"><strong>±5% of reading @ 25 °C (77 °F)</strong></td> </tr> <tr> <td width="132"><strong>Light source</strong></td> <td width="469"><strong>Light Emitting Diode @ 610 nm</strong></td> </tr> <tr> <td width="132"><strong>Light detector</strong></td> <td width="469"><strong>Silicon photocell</strong></td> </tr> <tr> <td width="132"><strong>Method</strong></td> <td width="469"><strong>Adaptation of the colorimetric EDTA method using calmagite indicator. The reaction between magnesium and the reagents causes a blue to violet tint in the sample.</strong></td> </tr> <tr> <td width="132"><strong>Environment</strong></td> <td width="469"><strong>0 to 50 °C (32 to 122 °F); max. 95% RH non-condensing Prepared sample cuvette (sample plus reagents) must be 18 to 28 °C (64 to 82 °F).</strong></td> </tr> <tr> <td width="132"><strong>Battery type</strong></td> <td width="469"><strong>1.5V AAA Alkaline</strong></td> </tr> <tr> <td width="132"><strong>Auto shut-off</strong></td> <td width="469"><strong>After 10 minutes of non-use</strong></td> </tr> <tr> <td width="132"><strong>Dimensions</strong></td> <td width="469"><strong>86.0 x 61.0 x 37.5 mm (3.4 x 2.4 x 1.5”)</strong></td> </tr> <tr> <td width="132"><strong>Weight</strong></td> <td width="469"><strong>64 g (2.3 oz)</strong></td> </tr> <tr> <td width="132"><strong>Interferences</strong></td> <td width="469"><strong>Calcium below 300 ppm and above 500 ppm</strong></td> </tr> <tr> <td width="132"><strong>Ordering Information</strong></td> <td width="469"><strong>HI783 Checker HC is supplied with sample cuvette and cap (2 pcs.), Marine Magnesium reagent starter kit (reagents for 25 tests), 1 mL graduated syringe and tip (1 pc.), 5 mL syringe and tip with black printing (1 pc.), 5 mL syringe and tip with blue printing (1 pc.), 1.5V AAA Alkaline battery (1 pc.), instruction manual, and quick-reference guide.</strong></td> </tr> </tbody> </table> </div> | The HI 764 Checker®HC is extremely simple to use. First, zero the instrument with your water sample. Next, add the reagent. Last, place the vial into the HI 764 Checker®HC, press the button and read the results. It’s that easy. | <div class="product-short-description"> <p>The HI 764 Checker®HC is extremely simple to use. First, zero the instrument with your water sample. Next, add the reagent. Last, place the vial into the HI 764 Checker®HC, press the button and read the results. It’s that easy.</p> </div> | https://www.hannathailand.com/wp-content/uploads/2022/12/HI783.jpg | เครื่องวัดค่าเหล็ก รุ่น HI721 , เครื่องควบคุมค่าความนำไฟฟ้า , สารละลายมาตรฐานความขุ่น 20 NTU , เครื่องวัดปริมาณคลอรีนรวม รุ่น HI711 , เครื่องวัดปริมาณแอมโมเนีย ช่วงสูง รุ่น HI733 , เครื่องวัดปริมาณซิลิกา ช่วงต่ำ ในตัวอย่างน้ำ รุ่น HI705 , น้ำยามาตรฐานสอบเทียบ ค่ามาตรฐานความเค็ม , เครื่องวัดปริมาณฟอสฟอรัส ช่วงสูง รุ่น HI706 | <a class="woocommerce-LoopProduct-link woocommerce-loop-product__link" href="https://www.hannathailand.com/product/hi721-checker-hc-iron/">เครื่องวัดค่าเหล็ก รุ่น HI721</a> , <a class="woocommerce-LoopProduct-link woocommerce-loop-product__link" href="https://www.hannathailand.com/product/hi8931cn/">เครื่องควบคุมค่าความนำไฟฟ้า</a> , <a class="woocommerce-LoopProduct-link woocommerce-loop-product__link" href="https://www.hannathailand.com/product/hi93102-20/">สารละลายมาตรฐานความขุ่น 20 NTU</a> , <a class="woocommerce-LoopProduct-link woocommerce-loop-product__link" href="https://www.hannathailand.com/product/hi711-checker-hc-total-chlorine/">เครื่องวัดปริมาณคลอรีนรวม รุ่น HI711</a> , <a class="woocommerce-LoopProduct-link woocommerce-loop-product__link" href="https://www.hannathailand.com/product/hi733-checker-hc-ammonia-hr/">เครื่องวัดปริมาณแอมโมเนีย ช่วงสูง รุ่น HI733</a> , <a class="woocommerce-LoopProduct-link woocommerce-loop-product__link" href="https://www.hannathailand.com/product/hi705-checker-hc-silica-lr/">เครื่องวัดปริมาณซิลิกา ช่วงต่ำ ในตัวอย่างน้ำ รุ่น HI705</a> , <a class="woocommerce-LoopProduct-link woocommerce-loop-product__link" href="https://www.hannathailand.com/product/hi7080l/">น้ำยามาตรฐานสอบเทียบ ค่ามาตรฐานความเค็ม</a> , <a class="woocommerce-LoopProduct-link woocommerce-loop-product__link" href="https://www.hannathailand.com/product/hi706-checker-hc-phosphorous-hr/">เครื่องวัดปริมาณฟอสฟอรัส ช่วงสูง รุ่น HI706</a> | https://www.hannathailand.com/wp-content/uploads/2022/12/HI783-600x600.jpg , https://www.hannathailand.com/wp-content/uploads/2022/12/hi783-checkerhc-open-angle-1800x1800-58ae806c-19af-467d-96da-11cf256abae9-600x600.jpg , https://www.hannathailand.com/wp-content/uploads/2022/06/miniphotometerfureisen832_11-600x600.jpg , https://www.hannathailand.com/wp-content/uploads/2021/07/2-500x500.jpg , https://www.hannathailand.com/wp-content/uploads/2021/07/9-500x500.jpg , https://www.hannathailand.com/wp-content/uploads/2022/06/hi711_lg-600x600.jpg , https://www.hannathailand.com/wp-content/uploads/2022/06/miniphotometerfurammoniumhoch2418_11-600x600.jpg , https://www.hannathailand.com/wp-content/uploads/2022/06/hi705400-600x600.jpg , https://www.hannathailand.com/wp-content/uploads/2021/07/11-500x500.jpg , https://www.hannathailand.com/wp-content/uploads/2022/06/hi706_400-600x600.jpg
65 | เครื่องวัดปริมาณแอมโมเนีย ช่วงต่ำ รุ่น HI700 | สินค้าทั้งหมด , เครื่องโฟโตมิเตอร์ , แบบพกพาสะดวก | https://www.hannathailand.com/product-category/spectrophotometer/photometer-portable/ | https://www.hannathailand.com/product/hi700-checker-hc-ammonia-lr/ | HI700 | 3,103.00 |  | <div aria-labelledby="tab-title-additional_information" class="woocommerce-Tabs-panel woocommerce-Tabs-panel--additional_information panel entry-content" id="tab-additional_information" role="tabpanel"> </div> | สามารถใช้ชุดทดสอบน้ำจืด HI700 Checker Ammonia LR ใหม่สำหรับน้ำจืดแทนชุดทดสอบน้ำจืด HI 3824 หรือ HI 38049 ได้ Checker®HC เป็นวิธีที่ง่าย แม่นยำ และคุ้มค่าในการตรวจวัดแอมโมเนียในช่วงต่ำในน้ำจืด ออกแบบมาเพื่อเป็นทางเลือกที่แม่นยำยิ่งขึ้นแทนชุดทดสอบทางเคมี HI700 ให้ผลลัพธ์ที่รวดเร็วและแม่นยำในสี่ขั้นตอนง่ายๆ HI700 ใช้การดัดแปลงจากคู่มือ ASTM ของเทคโนโลยีน้ำและสิ่งแวดล้อม, D1426-92, วิธี Nessler ปฏิกิริยาระหว่างแอมโมเนียกับรีเอเจนต์ทำให้เกิดสีเหลืองในตัวอย่าง The all new HI700 Checker Ammonia LR for fresh water can be used in place of HI 3824 or HI 38049 fresh water test kits. The Checker®HC is a simple, accurate, and cost effective way to measure low ranges of ammonia in fresh water. Designed as a more accurate alternative to chemical test kits, the HI 700 provides quick, accurate results in four easy steps. The HI700 uses an adaptation of the ASTM Manual of Water and Environmental Technology, D1426-92, Nessler method. The reaction between ammonia and reagents causes a yellow tint in the sample. PRIMARY APPLICATIONS: * Water Quality * Education * Freshwater Aquariums * Wastewater * Environmental Order Information: The HI 700 Checker®HC is supplied with a reagent starter kit (1 bottle of 700A-0 reagent A and 1 bottle of 700B-0 reagent B), 1 x 1.5V AAA battery and an instruction manual. Product Manuals Manual: Download Specification : Range 0.00 to 3.00 ppm NH3-N Resolution 0.01 ppm Measurement Method Colormetric Accuracy (@25°C/77°F) ±0.05ppm ± 5% of reading Light Source Photodiode @470 nm Light detector Silicon photocell | <div aria-labelledby="tab-title-description" class="woocommerce-Tabs-panel woocommerce-Tabs-panel--description panel entry-content active" id="tab-description" role="tabpanel"> <p>สามารถใช้ชุดทดสอบน้ำจืด HI700 Checker Ammonia LR ใหม่สำหรับน้ำจืดแทนชุดทดสอบน้ำจืด HI 3824 หรือ HI 38049 ได้ Checker®HC เป็นวิธีที่ง่าย แม่นยำ และคุ้มค่าในการตรวจวัดแอมโมเนียในช่วงต่ำในน้ำจืด ออกแบบมาเพื่อเป็นทางเลือกที่แม่นยำยิ่งขึ้นแทนชุดทดสอบทางเคมี HI700 ให้ผลลัพธ์ที่รวดเร็วและแม่นยำในสี่ขั้นตอนง่ายๆ</p> <p>HI700 ใช้การดัดแปลงจากคู่มือ ASTM ของเทคโนโลยีน้ำและสิ่งแวดล้อม, D1426-92, วิธี Nessler ปฏิกิริยาระหว่างแอมโมเนียกับรีเอเจนต์ทำให้เกิดสีเหลืองในตัวอย่าง</p> <p style="text-align: justify;">The all new HI700 Checker Ammonia LR for fresh water can be used in place of HI 3824 or HI 38049 fresh water test kits. The Checker®HC is a simple, accurate, and cost effective way to measure low ranges of ammonia in fresh water. Designed as a more accurate alternative to chemical test kits, the HI 700 provides quick, accurate results in four easy steps.</p> <p style="text-align: justify;"> The HI700 uses an adaptation of the ASTM Manual of Water and Environmental Technology, D1426-92, Nessler method. The reaction between ammonia and reagents causes a yellow tint in the sample.</p> <p style="text-align: justify;">PRIMARY APPLICATIONS: * Water Quality * Education * Freshwater Aquariums * Wastewater * Environmental</p> <p style="text-align: justify;"> <p style="text-align: justify;"> <p style="text-align: justify;"><strong>Order Information:</strong> The HI 700 Checker®HC is supplied with a reagent starter kit (1 bottle of 700A-0 reagent A and 1 bottle of 700B-0 reagent B), 1 x 1.5V AAA battery and an instruction manual.</p> <div><strong>Product Manuals</strong></div> <p style="text-align: justify;"><img align="absmiddle" alt="" border="0" decoding="async" height="22" loading="lazy" src="http://hannainst.com/usa/images/icon-pdf.gif" width="20"/> Manual: <a href="http://hannainst.com/manuals/ist700_03_13.pdf" rel="noopener" target="_blank" title="Download Product Manual">Download</a></p> <p><strong>Specification :</strong></p> <table class="spec_table mceItemTable"> <tbody> <tr> <td>Range</td> <td></td> <td>0.00 to 3.00 ppm NH3-N</td> </tr> <tr> <td>Resolution</td> <td></td> <td>0.01 ppm</td> </tr> <tr> <td>Measurement Method</td> <td></td> <td>Colormetric</td> </tr> <tr> <td>Accuracy (@25°C/77°F)</td> <td></td> <td>±0.05ppm ± 5% of reading</td> </tr> <tr> <td>Light Source</td> <td></td> <td>Photodiode @470 nm</td> </tr> <tr> <td>Light detector</td> <td></td> <td>Silicon photocell</td> </tr> </tbody> </table> <p> </p> </p></p></div> | Range 0:00 to 3:00 ppm NH3-N ¦ Nessler Method ¦ 0.01ppm resolution | <div class="product-short-description"> <p>Range 0:00 to 3:00 ppm NH3-N ¦ Nessler Method ¦ 0.01ppm resolution</p> </div> | https://www.hannathailand.com/wp-content/uploads/2022/06/hi700_400pxl.jpg | เซ็นเซอร์วัดออกซิเจนในน้ำสำหรับ HI9829 มัลติพารามิเตอร์ , ซัลไฟด์สารต้านอนุมูลอิสระบัฟเฟอร์ , เครื่องวัดปริมาณฟอสฟอรัส ช่วงต่ำมาก รุ่น HI736 , เครื่องวัดปริมาณคลอรีนรวม รุ่น HI711 , เครื่องวัดปริมาณฟอสฟอรัส ช่วงสูง รุ่น HI706 , เครื่องวัดปริมาณฟลูออไรด์ ช่วงต่ำ รุ่น HI729 , เครื่องวัดปริมาณซิลิกา ช่วงต่ำ ในตัวอย่างน้ำ รุ่น HI705 , น้ำยามาตรฐานสำหรับค่าโซเดียม | <a class="woocommerce-LoopProduct-link woocommerce-loop-product__link" href="https://www.hannathailand.com/product/hi7609829-2/">เซ็นเซอร์วัดออกซิเจนในน้ำสำหรับ HI9829 มัลติพารามิเตอร์</a> , <a class="woocommerce-LoopProduct-link woocommerce-loop-product__link" href="https://www.hannathailand.com/product/hi4015-00/">ซัลไฟด์สารต้านอนุมูลอิสระบัฟเฟอร์</a> , <a class="woocommerce-LoopProduct-link woocommerce-loop-product__link" href="https://www.hannathailand.com/product/phosphorous-marine/">เครื่องวัดปริมาณฟอสฟอรัส ช่วงต่ำมาก รุ่น HI736</a> , <a class="woocommerce-LoopProduct-link woocommerce-loop-product__link" href="https://www.hannathailand.com/product/hi711-checker-hc-total-chlorine/">เครื่องวัดปริมาณคลอรีนรวม รุ่น HI711</a> , <a class="woocommerce-LoopProduct-link woocommerce-loop-product__link" href="https://www.hannathailand.com/product/hi706-checker-hc-phosphorous-hr/">เครื่องวัดปริมาณฟอสฟอรัส ช่วงสูง รุ่น HI706</a> , <a class="woocommerce-LoopProduct-link woocommerce-loop-product__link" href="https://www.hannathailand.com/product/hi729-checker-hc-fluoride-lr/">เครื่องวัดปริมาณฟลูออไรด์ ช่วงต่ำ รุ่น HI729</a> , <a class="woocommerce-LoopProduct-link woocommerce-loop-product__link" href="https://www.hannathailand.com/product/hi705-checker-hc-silica-lr/">เครื่องวัดปริมาณซิลิกา ช่วงต่ำ ในตัวอย่างน้ำ รุ่น HI705</a> , <a class="woocommerce-LoopProduct-link woocommerce-loop-product__link" href="https://www.hannathailand.com/product/hi7090l/">น้ำยามาตรฐานสำหรับค่าโซเดียม</a> | https://www.hannathailand.com/wp-content/uploads/2021/07/5-500x500.jpg , https://www.hannathailand.com/wp-content/uploads/2021/07/7-500x500.jpg , https://www.hannathailand.com/wp-content/uploads/2021/12/HI736-600x600.jpg , https://www.hannathailand.com/wp-content/uploads/2022/06/hi711_lg-600x600.jpg , https://www.hannathailand.com/wp-content/uploads/2022/06/hi706_400-600x600.jpg , https://www.hannathailand.com/wp-content/uploads/2022/06/miniphotometerfurfluoridniedrig844_11-600x600.jpg , https://www.hannathailand.com/wp-content/uploads/2022/06/hi705400-600x600.jpg , https://www.hannathailand.com/wp-content/uploads/2021/07/12-500x500.jpg
66 | เครื่องวัดปริมาณแอมโมเนีย ช่วงสูง รุ่น HI733 | สินค้าทั้งหมด , เครื่องโฟโตมิเตอร์ , แบบพกพาสะดวก | https://www.hannathailand.com/product-category/spectrophotometer/photometer-portable/ | https://www.hannathailand.com/product/hi733-checker-hc-ammonia-hr/ | HI733 | 3,103.00 |  | <div aria-labelledby="tab-title-additional_information" class="woocommerce-Tabs-panel woocommerce-Tabs-panel--additional_information panel entry-content" id="tab-additional_information" role="tabpanel"> </div> | เครื่องวัดแอมโมเนีย Ammonia Meter จาก Hanna รุ่น HI733 เป็นเครื่องวัดแอมโมเนีย ที่มีอยู่ในน้ำ มีย่านการวัด 0.00 – 99.9 ppm ด้วยความแม่นยำ ±1ppm มีความละเอียดในการวัด 0.1 ppm โดยปรกติแล้วแอมโมเนียจะถูกขับออกจากสัตว์และสิ่งมีชีวิตอื่นๆ เช่นแบคทีเรีย Heterotrophic, Actinomycetes และเชื้อราในระหว่างการเผาผลาญโปรตีนและกรดอะมิโน The HI 733 Checker®HC is a simple, accurate, and cost effective way to measure high ranges of ammonia in fresh water. Designed as a more accurate alternative to chemical test kits, the HI 733 provides quick, accurate results in four easy steps. 1.) Step One – Add 1ml of sample and 9ml of reagent “B” to the included cuvette 2.) Step Two – Insert sample into the Checker and zero it out 3.) Step Three – Remove sample and add reagent “A” 4.) Step Four – Reinsert sample and click the button to measure your results or… – Press and hold the button for 3 seconds for a time reaction reading The HI 733 uses an adaptation of the ASTM Manual of water and Environmental Technology D1426-92, Nessler Method. The reaction between ammonia and reagents causes a yellow tint in the sample. Order Information: The HI 733 Checker®HC is supplied with 2 cuvettes and caps, reagent starter kit (1bottle of HI 733A-0 and 1 bottle of HI 733B-0), 1 x1.5V AAA battery, and an instruction manual. Product Manuals Manual: Download Specification : Range 0.0 to 99.9 ppm as NH4+ Resolution 0.1 ppm Accuracy (@20°C/68°F) ±1.0ppm ±5% of reading Measurement Method Colorimetric Light Source Photodiode @470 nm Light Detector Silicon photocell Method Adaptation of the ASTM Manual of water and Environmental Technology D1426-92, Nessler Method. The reaction between ammonia and reagents causes a yellow tint in the sample. Power Supply Battery – 1 x 1.5V AAA Power Auto Off After 10 min. of inactivity Environment 0 to 50°C (32 to 122°F); RH max 95% non-condensing Dimensions 81.5 x 61 x 37.5 mm (3.2 x 2.4 x 1.5”) Weight 64 g (2.25 oz.) | <div aria-labelledby="tab-title-description" class="woocommerce-Tabs-panel woocommerce-Tabs-panel--description panel entry-content active" id="tab-description" role="tabpanel"> <p>เครื่องวัดแอมโมเนีย Ammonia Meter จาก Hanna รุ่น HI733 เป็นเครื่องวัดแอมโมเนีย ที่มีอยู่ในน้ำ มีย่านการวัด 0.00 – 99.9 ppm ด้วยความแม่นยำ ±1ppm มีความละเอียดในการวัด 0.1 ppm โดยปรกติแล้วแอมโมเนียจะถูกขับออกจากสัตว์และสิ่งมีชีวิตอื่นๆ เช่นแบคทีเรีย Heterotrophic, Actinomycetes และเชื้อราในระหว่างการเผาผลาญโปรตีนและกรดอะมิโน</p> <p style="text-align: justify;">The HI 733 Checker®HC is a simple, accurate, and cost effective way to measure high ranges of ammonia in fresh water. Designed as a more accurate alternative to chemical test kits, the HI 733 provides quick, accurate results in four easy steps.<br/> 1.) Step One – Add 1ml of sample and 9ml of reagent “B” to the included cuvette 2.) Step Two – Insert sample into the Checker and zero it out 3.) Step Three – Remove sample and add reagent “A” 4.) Step Four – Reinsert sample and click the button to measure your results or… – Press and hold the button for 3 seconds for a time reaction reading<br/> The HI 733 uses an adaptation of the ASTM Manual of water and Environmental Technology D1426-92, Nessler Method. The reaction between ammonia and reagents causes a yellow tint in the sample.</p> <p style="text-align: justify;"><strong>Order Information:</strong> The HI 733 Checker®HC is supplied with 2 cuvettes and caps, reagent starter kit (1bottle of HI 733A-0 and 1 bottle of HI 733B-0), 1 x1.5V AAA battery, and an instruction manual.</p> <div><strong>Product Manuals</strong></div> <p style="text-align: justify;"><img align="absmiddle" alt="" border="0" decoding="async" height="22" loading="lazy" src="http://hannainst.com/usa/images/icon-pdf.gif" width="20"/> Manual: <a href="http://hannainst.com/manuals/ist733_02_12.pdf" rel="noopener" target="_blank" title="Download Product Manual">Download</a></p> <p><strong>Specification :</strong></p> <table class="spec_table mceItemTable"> <tbody> <tr> <td>Range</td> <td></td> <td>0.0 to 99.9 ppm as NH4+</td> </tr> <tr> <td>Resolution</td> <td></td> <td>0.1 ppm</td> </tr> <tr> <td>Accuracy (@20°C/68°F)</td> <td></td> <td>±1.0ppm ±5% of reading</td> </tr> <tr> <td>Measurement Method</td> <td></td> <td>Colorimetric</td> </tr> <tr> <td>Light Source</td> <td></td> <td>Photodiode @470 nm</td> </tr> <tr> <td>Light Detector</td> <td></td> <td>Silicon photocell</td> </tr> <tr> <td>Method</td> <td></td> <td>Adaptation of the ASTM Manual of water and Environmental Technology D1426-92, Nessler Method. The reaction between ammonia and reagents causes a yellow tint in the sample.</td> </tr> <tr> <td>Power Supply</td> <td></td> <td>Battery – 1 x 1.5V AAA</td> </tr> <tr> <td>Power Auto Off</td> <td></td> <td>After 10 min. of inactivity</td> </tr> <tr> <td>Environment</td> <td></td> <td>0 to 50°C (32 to 122°F); RH max 95% non-condensing</td> </tr> <tr> <td>Dimensions</td> <td></td> <td>81.5 x 61 x 37.5 mm (3.2 x 2.4 x 1.5”)</td> </tr> <tr> <td>Weight</td> <td></td> <td>64 g (2.25 oz.)</td> </tr> </tbody> </table> <p> </p> </div> | Range 0.0 – 99.9 ppm NH3-N ¦ Nessler Method ¦ 0.1ppm resolution | <div class="product-short-description"> <p>Range 0.0 – 99.9 ppm NH3-N ¦ Nessler Method ¦ 0.1ppm resolution</p> </div> | https://www.hannathailand.com/wp-content/uploads/2022/06/miniphotometerfurammoniumhoch2418_11.jpg | เครื่องวัดปริมาณฟลูออไรด์ ช่วงต่ำ รุ่น HI729 , เครื่องวัดปริมาณไอโอดีน รุ่น HI718 , เครื่องวัดปริมาณฟลูออไรด์ ช่วงสูง รุ่น HI739 , เครื่องวัดค่าเหล็ก รุ่น HI721 , เครื่องวัดปริมาณฟอสฟอรัส ช่วงสูง รุ่น HI706 , เครื่องวัดปริมาณคลอรีนอิสระ รุ่น HI701 , เซ็นเซอร์วัดออกซิเจนในน้ำสำหรับ HI9829 มัลติพารามิเตอร์ , เครื่องวัดปริมาณแอมโมเนีย ในน้ำ รุ่น HI715 | <a class="woocommerce-LoopProduct-link woocommerce-loop-product__link" href="https://www.hannathailand.com/product/hi729-checker-hc-fluoride-lr/">เครื่องวัดปริมาณฟลูออไรด์ ช่วงต่ำ รุ่น HI729</a> , <a class="woocommerce-LoopProduct-link woocommerce-loop-product__link" href="https://www.hannathailand.com/product/hi718-checker-hc-iodine/">เครื่องวัดปริมาณไอโอดีน รุ่น HI718</a> , <a class="woocommerce-LoopProduct-link woocommerce-loop-product__link" href="https://www.hannathailand.com/product/hi739-checker-hc-fluoride-hr/">เครื่องวัดปริมาณฟลูออไรด์ ช่วงสูง รุ่น HI739</a> , <a class="woocommerce-LoopProduct-link woocommerce-loop-product__link" href="https://www.hannathailand.com/product/hi721-checker-hc-iron/">เครื่องวัดค่าเหล็ก รุ่น HI721</a> , <a class="woocommerce-LoopProduct-link woocommerce-loop-product__link" href="https://www.hannathailand.com/product/hi706-checker-hc-phosphorous-hr/">เครื่องวัดปริมาณฟอสฟอรัส ช่วงสูง รุ่น HI706</a> , <a class="woocommerce-LoopProduct-link woocommerce-loop-product__link" href="https://www.hannathailand.com/product/hi701-checker-hc-free-chlorine/">เครื่องวัดปริมาณคลอรีนอิสระ รุ่น HI701</a> , <a class="woocommerce-LoopProduct-link woocommerce-loop-product__link" href="https://www.hannathailand.com/product/hi7609829-2/">เซ็นเซอร์วัดออกซิเจนในน้ำสำหรับ HI9829 มัลติพารามิเตอร์</a> , <a class="woocommerce-LoopProduct-link woocommerce-loop-product__link" href="https://www.hannathailand.com/product/hi715-checker-hc-ammonia-mr/">เครื่องวัดปริมาณแอมโมเนีย ในน้ำ รุ่น HI715</a> | https://www.hannathailand.com/wp-content/uploads/2022/06/miniphotometerfurfluoridniedrig844_11-600x600.jpg , https://www.hannathailand.com/wp-content/uploads/2022/06/miniphotometerfuriod829_11-600x600.jpg , https://www.hannathailand.com/wp-content/uploads/2022/06/miniphotometerfurfluoridhoch866_1151cb11ba33836-600x600.jpg , https://www.hannathailand.com/wp-content/uploads/2022/06/miniphotometerfureisen832_11-600x600.jpg , https://www.hannathailand.com/wp-content/uploads/2022/06/hi706_400-600x600.jpg , https://www.hannathailand.com/wp-content/uploads/2021/11/hi701-500x500.jpg , https://www.hannathailand.com/wp-content/uploads/2021/07/5-500x500.jpg , https://www.hannathailand.com/wp-content/uploads/2022/06/miniphotometerfurammoniakmittel2416_11-600x600.jpg
67 | เครื่องวัดปริมาณแอมโมเนีย สำหรับน้ำทะเล รุ่น HI784 | สินค้าทั้งหมด , อุตสาหกรรมเพาะปลูกและเลี้ยงปลาทะเล , เครื่องโฟโตมิเตอร์ , แบบพกพาสะดวก | https://www.hannathailand.com/product-category/spectrophotometer/photometer-portable/ | https://www.hannathailand.com/product/ammonia-marine/ | HI784 | 3,745.00 | น้ำหนัก 0.6 กก. ขนาด 6.1 × 3.75 × 8.6 เซนติเมตร | <div aria-labelledby="tab-title-additional_information" class="woocommerce-Tabs-panel woocommerce-Tabs-panel--additional_information panel entry-content" id="tab-additional_information" role="tabpanel"> <table class="woocommerce-product-attributes shop_attributes"> <tr class="woocommerce-product-attributes-item woocommerce-product-attributes-item--weight"> <th class="woocommerce-product-attributes-item__label">น้ำหนัก</th> <td class="woocommerce-product-attributes-item__value">0.6 กก.</td> </tr> <tr class="woocommerce-product-attributes-item woocommerce-product-attributes-item--dimensions"> <th class="woocommerce-product-attributes-item__label">ขนาด</th> <td class="woocommerce-product-attributes-item__value">6.1 × 3.75 × 8.6 เซนติเมตร</td> </tr> </table> </div> | HI784 HC เป็นเครื่องวัดใช้หลักการของเบียร์-แลมเบิร์ตในการกำหนดความเข้มข้นของแอมโมเนีย เพื่อวัดระดับแอมโมเนียน้ำเค็มโดยเฉพาะ ออกแบบมาเพื่อกำหนดระดับแอมโมเนียในตัวอย่างน้ำทะเล (น้ำเค็ม) ได้อย่างถูกต้องและรวดเร็ว การอ่านข้อมูลดิจิตอลทำให้การวัดเป็นเรื่องง่าย ช่วง: 0.00 ถึง 2.50 ppm (มก./ลิตร) NH3 ตัวจับเวลาในตัวเพื่อให้คุณไม่พลาดทุกย่างก้าว เข้ากันได้กับน้ำเค็ม The HI784 Marine Ammonia Checker HC is a handheld colorimeter that uses the Beer-Lambert principle to determine the concentration of ammonia colorimetrically. The HI784 is designed specifically to measure ammonia levels in a saltwater aquarium. The 0.00 to 2.50 ppm range is ideal for coral/fish or fish-only aquarium maintenance. Ideal for aquariums and marine biology Easier to use and more accurate than chemical test kits Small size, big convenience Primary Applications: Marine, Saltwater Aquariums, Aquaculture Ammonia is a by-product of the Nitrogen cycle. Ammonia is normally removed by nitrifying bacteria, but ammonia levels can rise if there is an imbalance in the tank water chemistry. Excessive ammonia in a marine aquarium increases the risk of inhabitant illness or death. The HI784 Marine Ammonia Checker HC by Hanna Instruments provides a simple, accurate, and affordable way to measure ammonia in saltwater/marine environments. Its digital readout ensures quick and hassle-free measurements, every time. With a digital read out, there is no more struggling to determine colors visually. Ideal for saltwater aquariums, marine biology, and aquaculture applications Easier to use and more accurate than other chemical test kits Dedicated to a single parameter Simple one-button operation Large LCD digital read out for added convenience Auto shut-off to assure the battery wont be drained Compact size for easy travel and storage Manual: Download Specification : SKU HI784 Product Name Marine Line Ammonia Checker HC – HI784 Quote Required Yes Range 0.00 to 2.50 ppm (mg/L) NH3 Resolution 0.01 ppm (mg/L) Accuracy ±0.05 ppm ±5% of reading @ 25 °C (77 °F) Light source Light Emitting Diode @ 610 nm Light detector Silicon photocell Method Adaptation of the Salicylate Method. The reaction between Ammonia and Ammonium and the reagent causes a blue-green tint in the sample. Environment 0 to 50 °C (32 to 122 °F); max. 95% RH non-condensing Prepared sample cuvette (sample plus reagents) must be 18 to 29 °C (65 to 85 °F). Battery type 1.5V AAA Alkaline Auto shut-off After 10 minutes of non-use Dimensions 86.0 x 61.0 x 37.5 mm (3.4 x 2.4 x 1.5”) Weight 64 g (2.3 oz) Ordering Information HI784 Checker HC is supplied with sample cuvette and cap (2 pcs.), Marine Ammonia reagent starter kit (reagents for 10 tests), plastic refilling pipette (1 pc.), 1.5V AAA alkaline battery (1 pc.), instruction manual, and quick-reference guide. | <div aria-labelledby="tab-title-description" class="woocommerce-Tabs-panel woocommerce-Tabs-panel--description panel entry-content active" id="tab-description" role="tabpanel"> <p><span style="color: #000000;">HI784 HC เป็นเครื่องวัดใช้หลักการของเบียร์-แลมเบิร์ตในการกำหนดความเข้มข้นของแอมโมเนีย เพื่อวัดระดับแอมโมเนียน้ำเค็มโดยเฉพาะ ออกแบบมาเพื่อกำหนดระดับแอมโมเนียในตัวอย่างน้ำทะเล (น้ำเค็ม) ได้อย่างถูกต้องและรวดเร็ว การอ่านข้อมูลดิจิตอลทำให้การวัดเป็นเรื่องง่าย</span></p> <ul> <li><span style="color: #000000;">ช่วง: 0.00 ถึง 2.50 ppm (มก./ลิตร) NH3</span></li> <li><span style="color: #000000;">ตัวจับเวลาในตัวเพื่อให้คุณไม่พลาดทุกย่างก้าว</span></li> <li><span style="color: #000000;">เข้ากันได้กับน้ำเค็ม</span></li> </ul> <p><span style="color: #000000;">The HI784 Marine Ammonia Checker HC is a handheld colorimeter that uses the Beer-Lambert principle to determine the concentration of ammonia colorimetrically. The HI784 is designed specifically to measure ammonia levels in a saltwater aquarium. The 0.00 to 2.50 ppm range is ideal for coral/fish or fish-only aquarium maintenance.</span></p> <ul> <li><span style="color: #000000;">Ideal for aquariums and marine biology</span></li> <li><span style="color: #000000;">Easier to use and more accurate than chemical test kits</span></li> <li><span style="color: #000000;">Small size, big convenience</span></li> </ul> <p><span style="color: #000000;"><strong>Primary Applications:</strong> Marine, Saltwater Aquariums, Aquaculture</span></p> <p>Ammonia is a by-product of the Nitrogen cycle. Ammonia is normally removed by nitrifying bacteria, but ammonia levels can rise if there is an imbalance in the tank water chemistry. Excessive ammonia in a marine aquarium increases the risk of inhabitant illness or death.</p> <p>The HI784 Marine Ammonia Checker HC by Hanna Instruments provides a simple, accurate, and affordable way to measure ammonia in saltwater/marine environments. Its digital readout ensures quick and hassle-free measurements, every time. With a digital read out, there is no more struggling to determine colors visually.</p> <ul> <li aria-level="1">Ideal for saltwater aquariums, marine biology, and aquaculture applications</li> <li aria-level="1">Easier to use and more accurate than other chemical test kits</li> <li aria-level="1">Dedicated to a single parameter</li> <li aria-level="1">Simple one-button operation</li> <li aria-level="1">Large LCD digital read out for added convenience</li> <li aria-level="1">Auto shut-off to assure the battery wont be drained</li> <li aria-level="1">Compact size for easy travel and storage</li> </ul> <h3><strong>Manual: <a href="http://www.hannainst.com/manuals/ist764_02_06_10.pdf" rel="noopener" target="_blank" title="Download Product Manual">Download</a></strong></h3> <h3><strong>Specification :</strong></h3> <table> <tbody> <tr> <td width="132"><strong>SKU</strong></td> <td width="469"><strong>HI784</strong></td> </tr> <tr> <td width="132"><strong>Product Name</strong></td> <td width="469"><strong>Marine Line Ammonia Checker HC – HI784</strong></td> </tr> <tr> <td width="132"><strong>Quote Required</strong></td> <td width="469"><strong>Yes</strong></td> </tr> <tr> <td width="132"><strong>Range</strong></td> <td width="469"><strong>0.00 to 2.50 ppm (mg/L) NH3</strong></td> </tr> <tr> <td width="132"><strong>Resolution</strong></td> <td width="469"><strong>0.01 ppm (mg/L)</strong></td> </tr> <tr> <td width="132"><strong>Accuracy</strong></td> <td width="469"><strong>±0.05 ppm ±5% of reading @ 25 °C (77 °F)</strong></td> </tr> <tr> <td width="132"><strong>Light source</strong></td> <td width="469"><strong>Light Emitting Diode @ 610 nm</strong></td> </tr> <tr> <td width="132"><strong>Light detector</strong></td> <td width="469"><strong>Silicon photocell</strong></td> </tr> <tr> <td width="132"><strong>Method</strong></td> <td width="469"><strong>Adaptation of the Salicylate Method. The reaction between Ammonia and Ammonium and the reagent causes a blue-green tint in the sample.</strong></td> </tr> <tr> <td width="132"><strong>Environment</strong></td> <td width="469"><strong>0 to 50 °C (32 to 122 °F); max. 95% RH non-condensing Prepared sample cuvette (sample plus reagents) must be 18 to 29 °C (65 to 85 °F).</strong></td> </tr> <tr> <td width="132"><strong>Battery type</strong></td> <td width="469"><strong>1.5V AAA Alkaline</strong></td> </tr> <tr> <td width="132"><strong>Auto shut-off</strong></td> <td width="469"><strong>After 10 minutes of non-use</strong></td> </tr> <tr> <td width="132"><strong>Dimensions</strong></td> <td width="469"><strong>86.0 x 61.0 x 37.5 mm (3.4 x 2.4 x 1.5”)</strong></td> </tr> <tr> <td width="132"><strong>Weight</strong></td> <td width="469"><strong>64 g (2.3 oz)</strong></td> </tr> <tr> <td width="132"><strong>Ordering Information</strong></td> <td width="469"><strong>HI784 Checker HC is supplied with sample cuvette and cap (2 pcs.), Marine Ammonia reagent starter kit (reagents for 10 tests), plastic refilling pipette (1 pc.), 1.5V AAA alkaline battery (1 pc.), instruction manual, and quick-reference guide.</strong></td> </tr> </tbody> </table> </div> | The HI 764 Checker®HC is extremely simple to use. First, zero the instrument with your water sample. Next, add the reagent. Last, place the vial into the HI 764 Checker®HC, press the button and read the results. It’s that easy. | <div class="product-short-description"> <p>The HI 764 Checker®HC is extremely simple to use. First, zero the instrument with your water sample. Next, add the reagent. Last, place the vial into the HI 764 Checker®HC, press the button and read the results. It’s that easy.</p> </div> | https://www.hannathailand.com/wp-content/uploads/2022/12/HI784.jpg | เครื่องวัดค่าเหล็ก รุ่น HI721 , เครื่องวัดปริมาณฟอสเฟต ช่วงต่ำ รุ่น HI713 , เครื่องวัดปริมาณแอมโมเนีย ช่วงสูง รุ่น HI733 , เครื่องวัดคลอรีน , เครื่องวัดปริมาณโบรมีน ในตัวอย่างน้ำ รุ่น HI716 , เครื่องวัดปริมาณโครเมี่ยม ช่วงสูง รุ่น HI723 , เครื่องวัดปริมาณฟอสเฟต ช่วงสูง รุ่น HI717 , เครื่องวัดปริมาณนิกเกิล ช่วงสูง รุ่น HI726 | <a class="woocommerce-LoopProduct-link woocommerce-loop-product__link" href="https://www.hannathailand.com/product/hi721-checker-hc-iron/">เครื่องวัดค่าเหล็ก รุ่น HI721</a> , <a class="woocommerce-LoopProduct-link woocommerce-loop-product__link" href="https://www.hannathailand.com/product/hi713-checker-hc-phosphate-lr/">เครื่องวัดปริมาณฟอสเฟต ช่วงต่ำ รุ่น HI713</a> , <a class="woocommerce-LoopProduct-link woocommerce-loop-product__link" href="https://www.hannathailand.com/product/hi733-checker-hc-ammonia-hr/">เครื่องวัดปริมาณแอมโมเนีย ช่วงสูง รุ่น HI733</a> , <a class="woocommerce-LoopProduct-link woocommerce-loop-product__link" href="https://www.hannathailand.com/product/free-chlorine/">เครื่องวัดคลอรีน</a> , <a class="woocommerce-LoopProduct-link woocommerce-loop-product__link" href="https://www.hannathailand.com/product/hi716-checker-hc-bromine/">เครื่องวัดปริมาณโบรมีน ในตัวอย่างน้ำ รุ่น HI716</a> , <a class="woocommerce-LoopProduct-link woocommerce-loop-product__link" href="https://www.hannathailand.com/product/hi723-checker-hc-chromium-vi-hr/">เครื่องวัดปริมาณโครเมี่ยม ช่วงสูง รุ่น HI723</a> , <a class="woocommerce-LoopProduct-link woocommerce-loop-product__link" href="https://www.hannathailand.com/product/hi717-checker-hc-phosphate-hr/">เครื่องวัดปริมาณฟอสเฟต ช่วงสูง รุ่น HI717</a> , <a class="woocommerce-LoopProduct-link woocommerce-loop-product__link" href="https://www.hannathailand.com/product/hi726-checker-hc-nickel-hr/">เครื่องวัดปริมาณนิกเกิล ช่วงสูง รุ่น HI726</a> | https://www.hannathailand.com/wp-content/uploads/2022/12/HI784-600x600.jpg , https://www.hannathailand.com/wp-content/uploads/2022/12/hi784-right-facing-open-2100x2099-5aba6d62-6b53-4048-ad1a-43ec15765279-600x600.jpg , https://www.hannathailand.com/wp-content/uploads/2022/06/miniphotometerfureisen832_11-600x600.jpg , https://www.hannathailand.com/wp-content/uploads/2022/06/hi713_lg51caffcdce23e-600x600.jpg , https://www.hannathailand.com/wp-content/uploads/2022/06/miniphotometerfurammoniumhoch2418_11-600x600.jpg , https://www.hannathailand.com/wp-content/uploads/2021/07/1-500x500.jpg , https://www.hannathailand.com/wp-content/uploads/2022/06/miniphotometerfurfreiesgesamtchlor704_11-600x600.jpg , https://www.hannathailand.com/wp-content/uploads/2022/06/miniphotometerfurchromvihoch839_11-600x600.jpg , https://www.hannathailand.com/wp-content/uploads/2022/06/miniphotometerfurphosphathoch827_11-600x600.jpg , https://www.hannathailand.com/wp-content/uploads/2022/06/miniphotometerfurnickelhoch841_11-600x600.jpg
68 | เครื่องวัดปริมาณแอมโมเนีย ในน้ำ รุ่น HI715 | สินค้าทั้งหมด , อุตสาหกรรมอาหาร , เครื่องโฟโตมิเตอร์ , แบบพกพาสะดวก | https://www.hannathailand.com/product-category/spectrophotometer/photometer-portable/ | https://www.hannathailand.com/product/hi715-checker-hc-ammonia-mr/ | HI715 | 3,103.00 |  | <div aria-labelledby="tab-title-additional_information" class="woocommerce-Tabs-panel woocommerce-Tabs-panel--additional_information panel entry-content" id="tab-additional_information" role="tabpanel"> </div> | เครื่องวัดแอมโมเนีย Ammonia Meter จาก Hanna รุ่น HI715 เป็นเครื่องวัดที่ง่ายในการวัดแอมโมเนีย ที่มีอยู่ในน้ำ มีย่านการวัด 0.00 – 9.99 ppm ด้วยความแม่นยำ ±0.05 ppm มีความละเอียดในการวัด 0.01 ppm โดยปรกติแล้วแอมโมเนียจะถูกขับออกจากสัตว์และสิ่งมีชีวิตอื่นๆ เช่นแบคทีเรีย Heterotrophic, Actinomycetes และเชื้อราในระหว่างการเผาผลาญโปรตีนและกรดอะมิโน The HI 715 Checker®HC is a simple, accurate, and cost effective way to measure medium ranges of ammonia in fresh water. Designed as a more accurate alternative to chemical test kits, the HI 715 provides quick, accurate results in four easy steps. The HI 715 uses an adaptation of the ASTM Manual of water and Environmental Technology D1426-93, Nessler Method. The reaction between ammonia and reagents causes a yellow tint in the sample. Order Information: The HI 715 Checker®HC is supplied with 2 cuvettes and caps, reagent starter kit (1 bottle of HI 715A-0 and 1 bottle of HI 715B-0), 1 x 1.5V AAA battery, and an instruction manual. Product Manuals Manual: Download Specification : Range 0.00 to 9.99 ppm NH3-N Resolution 0.01 ppm Accuracy (@20°C/68°F) ±0.05ppm ±5% of reading Measurement Method Colorimetric Light Source Photodiode @470 nm Light Detector Silicon photocell Method Adaptation of the ASTM Manual of Water and Environmental Technology, D1426-93, Nessler method. The reaction between ammonia and reagents causes a yellow tint in the sample. Power Supply Battery – 1 x 1.5V AAA Power Auto Off After 10 min. of inactivity Environment 0 to 50°C (32 to 122°F); RH max 95% non-condensing Dimensions 81.5 x 61 x 37.5 mm (3.2 x 2.4 x 1.5”) Weight 64 g (2.25 oz.) | <div aria-labelledby="tab-title-description" class="woocommerce-Tabs-panel woocommerce-Tabs-panel--description panel entry-content active" id="tab-description" role="tabpanel"> <p>เครื่องวัดแอมโมเนีย Ammonia Meter จาก Hanna รุ่น HI715 เป็นเครื่องวัดที่ง่ายในการวัดแอมโมเนีย ที่มีอยู่ในน้ำ มีย่านการวัด 0.00 – 9.99 ppm ด้วยความแม่นยำ ±0.05 ppm มีความละเอียดในการวัด 0.01 ppm โดยปรกติแล้วแอมโมเนียจะถูกขับออกจากสัตว์และสิ่งมีชีวิตอื่นๆ เช่นแบคทีเรีย Heterotrophic, Actinomycetes และเชื้อราในระหว่างการเผาผลาญโปรตีนและกรดอะมิโน</p> <p style="text-align: justify;">The HI 715 Checker®HC is a simple, accurate, and cost effective way to measure medium ranges of ammonia in fresh water. Designed as a more accurate alternative to chemical test kits, the HI 715 provides quick, accurate results in four easy steps.</p> <p>The HI 715 uses an adaptation of the ASTM Manual of water and Environmental Technology D1426-93, Nessler Method. The reaction between ammonia and reagents causes a yellow tint in the sample.</p> <p style="text-align: justify;"><strong>Order Information:</strong> The HI 715 Checker®HC is supplied with 2 cuvettes and caps, reagent starter kit (1 bottle of HI 715A-0 and 1 bottle of HI 715B-0), 1 x 1.5V AAA battery, and an instruction manual.</p> <div><strong>Product Manuals</strong></div> <p style="text-align: justify;"><img align="absmiddle" alt="" border="0" decoding="async" height="22" loading="lazy" src="http://hannainst.com/usa/images/icon-pdf.gif" width="20"/> Manual: <a href="http://hannainst.com/manuals/ist715_03_13.pdf" rel="noopener" target="_blank" title="Download Product Manual">Download</a></p> <p><strong>Specification :</strong></p> <table class="spec_table mceItemTable"> <tbody> <tr> <td>Range</td> <td></td> <td>0.00 to 9.99 ppm NH3-N</td> </tr> <tr> <td>Resolution</td> <td></td> <td>0.01 ppm</td> </tr> <tr> <td>Accuracy (@20°C/68°F)</td> <td></td> <td>±0.05ppm ±5% of reading</td> </tr> <tr> <td>Measurement Method</td> <td></td> <td>Colorimetric</td> </tr> <tr> <td>Light Source</td> <td></td> <td>Photodiode @470 nm</td> </tr> <tr> <td>Light Detector</td> <td></td> <td>Silicon photocell</td> </tr> <tr> <td>Method</td> <td></td> <td>Adaptation of the ASTM Manual of Water and Environmental Technology, D1426-93, Nessler method. The reaction between ammonia and reagents causes a yellow tint in the sample.</td> </tr> <tr> <td>Power Supply</td> <td></td> <td>Battery – 1 x 1.5V AAA</td> </tr> <tr> <td>Power Auto Off</td> <td></td> <td>After 10 min. of inactivity</td> </tr> <tr> <td>Environment</td> <td></td> <td>0 to 50°C (32 to 122°F); RH max 95% non-condensing</td> </tr> <tr> <td>Dimensions</td> <td></td> <td>81.5 x 61 x 37.5 mm (3.2 x 2.4 x 1.5”)</td> </tr> <tr> <td>Weight</td> <td></td> <td>64 g (2.25 oz.)</td> </tr> </tbody> </table> <p> </p> </div> | Range 0.00 – 9.99 ppm NH3-N ¦ Nessler Method ¦ 0.01ppm resolution | <div class="product-short-description"> <p>Range 0.00 – 9.99 ppm NH3-N ¦ Nessler Method ¦ 0.01ppm resolution</p> </div> | https://www.hannathailand.com/wp-content/uploads/2022/06/miniphotometerfurammoniakmittel2416_11.jpg | เครื่องวัดปริมาณฟอสฟอรัส ช่วงต่ำมาก รุ่น HI736 , เครื่องวัดปริมาณฟลูออไรด์ ช่วงต่ำ รุ่น HI729 , เครื่องวัดปริมาณแอมโมเนีย ช่วงต่ำ รุ่น HI700 , เครื่องวัดปริมาณโบรมีน ในตัวอย่างน้ำ รุ่น HI716 , เครื่องวัดสีในน้ำตัวอย่าง HI727 , เครื่องวัดปริมาณคลอรีนอิสระ รุ่น HI701 , เครื่องวัดปริมาณไนไตรท์ ช่วงสูง ในตัวอย่างน้ำ รุ่น HI708 , เครื่องวัดคลอรีน | <a class="woocommerce-LoopProduct-link woocommerce-loop-product__link" href="https://www.hannathailand.com/product/phosphorous-marine/">เครื่องวัดปริมาณฟอสฟอรัส ช่วงต่ำมาก รุ่น HI736</a> , <a class="woocommerce-LoopProduct-link woocommerce-loop-product__link" href="https://www.hannathailand.com/product/hi729-checker-hc-fluoride-lr/">เครื่องวัดปริมาณฟลูออไรด์ ช่วงต่ำ รุ่น HI729</a> , <a class="woocommerce-LoopProduct-link woocommerce-loop-product__link" href="https://www.hannathailand.com/product/hi700-checker-hc-ammonia-lr/">เครื่องวัดปริมาณแอมโมเนีย ช่วงต่ำ รุ่น HI700</a> , <a class="woocommerce-LoopProduct-link woocommerce-loop-product__link" href="https://www.hannathailand.com/product/hi716-checker-hc-bromine/">เครื่องวัดปริมาณโบรมีน ในตัวอย่างน้ำ รุ่น HI716</a> , <a class="woocommerce-LoopProduct-link woocommerce-loop-product__link" href="https://www.hannathailand.com/product/hi727-checker-hc-color-of-water/">เครื่องวัดสีในน้ำตัวอย่าง HI727</a> , <a class="woocommerce-LoopProduct-link woocommerce-loop-product__link" href="https://www.hannathailand.com/product/hi701-checker-hc-free-chlorine/">เครื่องวัดปริมาณคลอรีนอิสระ รุ่น HI701</a> , <a class="woocommerce-LoopProduct-link woocommerce-loop-product__link" href="https://www.hannathailand.com/product/hi708-checker-hc-nitrite-hr/">เครื่องวัดปริมาณไนไตรท์ ช่วงสูง ในตัวอย่างน้ำ รุ่น HI708</a> , <a class="woocommerce-LoopProduct-link woocommerce-loop-product__link" href="https://www.hannathailand.com/product/free-chlorine/">เครื่องวัดคลอรีน</a> | https://www.hannathailand.com/wp-content/uploads/2021/12/HI736-600x600.jpg , https://www.hannathailand.com/wp-content/uploads/2022/06/miniphotometerfurfluoridniedrig844_11-600x600.jpg , https://www.hannathailand.com/wp-content/uploads/2022/06/hi700_400pxl-600x600.jpg , https://www.hannathailand.com/wp-content/uploads/2022/06/miniphotometerfurfreiesgesamtchlor704_11-600x600.jpg , https://www.hannathailand.com/wp-content/uploads/2022/06/miniphotometerfurfarbe843_11-600x600.jpg , https://www.hannathailand.com/wp-content/uploads/2021/11/hi701-500x500.jpg , https://www.hannathailand.com/wp-content/uploads/2022/06/miniphotometerfurnitrithoch2420_11-600x600.jpg , https://www.hannathailand.com/wp-content/uploads/2021/07/1-500x500.jpg
69 | เครื่องวัดปริมาณโครเมี่ยม ช่วงต่ำ รุ่น HI749 | สินค้าทั้งหมด , อุตสาหกรรมอาหาร , เครื่องโฟโตมิเตอร์ , แบบพกพาสะดวก | https://www.hannathailand.com/product-category/spectrophotometer/photometer-portable/ | https://www.hannathailand.com/product/checker-hc-chromium-vi-lr-hi749/ | HI749 | 3,103.00 |  | <div aria-labelledby="tab-title-additional_information" class="woocommerce-Tabs-panel woocommerce-Tabs-panel--additional_information panel entry-content" id="tab-additional_information" role="tabpanel"> </div> | The HI 749 Checker®HC is a simple, accurate, and cost effective way to measure low ranges of chromium VI in fresh water. Designed as a more accurate alternative to chemical test kits, the HI 749 provides quick, accurate results in four easy steps. The HI 749 uses an adaptation of the ASTM Manual of Water and Environmental Technology, D1687-92, Diphenylcarbohydrazide method. The reaction between chromium VI and the reagent causes a purple tint in the sample. Order Information: The HI 749 Checker®HC is supplied with 2 cuvettes and caps, reagent starter kit (6 packets of chromium VI LR reagent), 1 x 1.5V AAA battery, and an instruction manual. Specification : Range 0 to 300 ppb Resolution 1 ppb Accuracy (@25°C/77°F) ±3 ppb ±5% of reading Measurement Method Colorimetric Light Source Photodiode @525 nm Light Detector Silicon photocell Method Adaptation of ASTM Manual of Water & Environmental Technology, D1687-92, Diphenylcarbohydrazide method. The reaction between chromium VI and the reagent causes a purple tint in the sample. Power Supply Battery – 1 x 1.5V AAA Power Auto Off After 10 min. of inactivity Environment 0 to 50°C (32 to 122°F); RH max 95% non-condensing Dimensions 81.5 x 61 x 37.5 mm (3.2 x 2.4 x 1.5”) Weight 64 g (2.25 oz.) | <div aria-labelledby="tab-title-description" class="woocommerce-Tabs-panel woocommerce-Tabs-panel--description panel entry-content active" id="tab-description" role="tabpanel"> <p style="text-align: justify;">The HI 749 Checker®HC is a simple, accurate, and cost effective way to measure low ranges of chromium VI in fresh water. Designed as a more accurate alternative to chemical test kits, the HI 749 provides quick, accurate results in four easy steps. </p> <p style="text-align: justify;">The HI 749 uses an adaptation of the ASTM Manual of Water and Environmental Technology, D1687-92, Diphenylcarbohydrazide method. The reaction between chromium VI and the reagent causes a purple tint in the sample.</p> <p style="text-align: justify;"><strong>Order Information:</strong> The HI 749 Checker®HC is supplied with 2 cuvettes and caps, reagent starter kit (6 packets of chromium VI LR reagent), 1 x 1.5V AAA battery, and an instruction manual.</p> <p><strong>Specification :</strong></p> <table class="spec_table mceItemTable"> <tbody> <tr> <td>Range</td> <td> </td> <td>0 to 300 ppb</td> </tr> <tr> <td>Resolution</td> <td> </td> <td>1 ppb</td> </tr> <tr> <td>Accuracy (@25°C/77°F)</td> <td> </td> <td>±3 ppb ±5% of reading</td> </tr> <tr> <td>Measurement Method</td> <td> </td> <td>Colorimetric</td> </tr> <tr> <td>Light Source</td> <td> </td> <td>Photodiode @525 nm</td> </tr> <tr> <td>Light Detector</td> <td> </td> <td>Silicon photocell</td> </tr> <tr> <td>Method</td> <td> </td> <td>Adaptation of ASTM Manual of Water &amp; Environmental Technology, D1687-92, Diphenylcarbohydrazide method. The reaction between chromium VI and the reagent causes a purple tint in the sample.</td> </tr> <tr> <td>Power Supply</td> <td> </td> <td>Battery – 1 x 1.5V AAA</td> </tr> <tr> <td>Power Auto Off</td> <td> </td> <td>After 10 min. of inactivity</td> </tr> <tr> <td>Environment</td> <td> </td> <td>0 to 50°C (32 to 122°F); RH max 95% non-condensing</td> </tr> <tr> <td>Dimensions</td> <td> </td> <td>81.5 x 61 x 37.5 mm (3.2 x 2.4 x 1.5”) Weight 64 g (2.25 oz.)</td> </tr> </tbody> </table> </div> | Range: 0 to 300 ppb. The HI 749 Checker®HC is a simple, accurate, and cost effective way to measure low ranges of chromium VI in fresh water. Designed as a more accurate alternative to chemical test kits, the HI 749 provides quick, accurate results in four easy steps. The HI 749 uses an adaptation of the ASTM Manual of Water and Environmental Technology, D1687-92, Diphenylcarbohydrazide method. The reaction between chromium VI and the reagent causes a purple tint in the sample. | <div class="product-short-description"> <p>Range: 0 to 300 ppb. The HI 749 Checker®HC is a simple, accurate, and cost effective way to measure low ranges of chromium VI in fresh water. Designed as a more accurate alternative to chemical test kits, the HI 749 provides quick, accurate results in four easy steps. </p> <p>The HI 749 uses an adaptation of the ASTM Manual of Water and Environmental Technology, D1687-92, Diphenylcarbohydrazide method. The reaction between chromium VI and the reagent causes a purple tint in the sample.</p> </div> | https://www.hannathailand.com/wp-content/uploads/2022/06/miniphotometerfurchromviniedrig2422_1151cb140e2335c.jpg | ซัลไฟด์สารต้านอนุมูลอิสระบัฟเฟอร์ , เซ็นเซอร์วัดออกซิเจนในน้ำสำหรับ HI9829 มัลติพารามิเตอร์ , เครื่องวัดคลอรีน , เครื่องวัดปริมาณโครเมี่ยม ช่วงสูง รุ่น HI723 , น้ำยามาตรฐานสำหรับค่าโซเดียม , เครื่องวัดปริมาณฟอสเฟต ช่วงสูง รุ่น HI717 , เครื่องวัดปริมาณฟอสฟอรัส ช่วงต่ำมาก รุ่น HI736 , เครื่องวัดปริมาณฟอสเฟต ช่วงต่ำ รุ่น HI713 | <a class="woocommerce-LoopProduct-link woocommerce-loop-product__link" href="https://www.hannathailand.com/product/hi4015-00/">ซัลไฟด์สารต้านอนุมูลอิสระบัฟเฟอร์</a> , <a class="woocommerce-LoopProduct-link woocommerce-loop-product__link" href="https://www.hannathailand.com/product/hi7609829-2/">เซ็นเซอร์วัดออกซิเจนในน้ำสำหรับ HI9829 มัลติพารามิเตอร์</a> , <a class="woocommerce-LoopProduct-link woocommerce-loop-product__link" href="https://www.hannathailand.com/product/free-chlorine/">เครื่องวัดคลอรีน</a> , <a class="woocommerce-LoopProduct-link woocommerce-loop-product__link" href="https://www.hannathailand.com/product/hi723-checker-hc-chromium-vi-hr/">เครื่องวัดปริมาณโครเมี่ยม ช่วงสูง รุ่น HI723</a> , <a class="woocommerce-LoopProduct-link woocommerce-loop-product__link" href="https://www.hannathailand.com/product/hi7090l/">น้ำยามาตรฐานสำหรับค่าโซเดียม</a> , <a class="woocommerce-LoopProduct-link woocommerce-loop-product__link" href="https://www.hannathailand.com/product/hi717-checker-hc-phosphate-hr/">เครื่องวัดปริมาณฟอสเฟต ช่วงสูง รุ่น HI717</a> , <a class="woocommerce-LoopProduct-link woocommerce-loop-product__link" href="https://www.hannathailand.com/product/phosphorous-marine/">เครื่องวัดปริมาณฟอสฟอรัส ช่วงต่ำมาก รุ่น HI736</a> , <a class="woocommerce-LoopProduct-link woocommerce-loop-product__link" href="https://www.hannathailand.com/product/hi713-checker-hc-phosphate-lr/">เครื่องวัดปริมาณฟอสเฟต ช่วงต่ำ รุ่น HI713</a> | https://www.hannathailand.com/wp-content/uploads/2021/07/7-500x500.jpg , https://www.hannathailand.com/wp-content/uploads/2021/07/5-500x500.jpg , https://www.hannathailand.com/wp-content/uploads/2021/07/1-500x500.jpg , https://www.hannathailand.com/wp-content/uploads/2022/06/miniphotometerfurchromvihoch839_11-600x600.jpg , https://www.hannathailand.com/wp-content/uploads/2021/07/12-500x500.jpg , https://www.hannathailand.com/wp-content/uploads/2022/06/miniphotometerfurphosphathoch827_11-600x600.jpg , https://www.hannathailand.com/wp-content/uploads/2021/12/HI736-600x600.jpg , https://www.hannathailand.com/wp-content/uploads/2022/06/hi713_lg51caffcdce23e-600x600.jpg
70 | เครื่องวัดปริมาณโครเมี่ยม ช่วงสูง รุ่น HI723 | สินค้าทั้งหมด , อุตสาหกรรมอาหาร , เครื่องโฟโตมิเตอร์ , แบบพกพาสะดวก | https://www.hannathailand.com/product-category/spectrophotometer/photometer-portable/ | https://www.hannathailand.com/product/hi723-checker-hc-chromium-vi-hr/ | HI723 | 3,103.00 |  | <div aria-labelledby="tab-title-additional_information" class="woocommerce-Tabs-panel woocommerce-Tabs-panel--additional_information panel entry-content" id="tab-additional_information" role="tabpanel"> </div> | HI723 เครื่องวัดโครเมี่ยมเฮกซะวาเลนต์ในน้ำจืด Chromium VI High Range Colorimeter Hanna เป็นเครื่องแบบพกพานิยมใช้ตรวจวัดโครเมี่ยมเฮกซะวาเลนต์ในระบบบำบัดน้ำในอุสาหกรรม ระบบน้ำประปา เเละการผลิตน้ำดื่ม There are two natural forms of ionic chromium, the hexavalent ion, Cr (VI) and the trivalent Cr (III). Cr (III) is much less toxic than Cr (VI) and seldom found in potable waters. Cr (VI), however, is toxic to humans and is found in water. Even though the toxic effects from Cr (VI) in drinking water are not well documented, it is a suspected carcinogen. The maximum permissible level or Cr (VI) allowed to be released into the waterways is 50 ppb. Its level in drinking water is normally much lower and a lever higher than 3 ppb is suggestive of industrial pollution. By monitoring this parameter with the HANNA HI 723 Checker®HC, serious health and safety risks can be avoided. The HI 723 Checker®HC is extremely simple to use. First, zero the instrument with your water sample. Next, add the reagent, shake vigurosly for 10 seconds. Last, place the vial into the Checker®HC, press the operational button for about 3 seconds and the display will show the countdown prior to the measurement or, alternatively, wait for 6 minutes and press operational button. When the timer ends the meter will perform the reading. The Checker®HC displays concentration in ppb of chromium VI. It’s that easy. Order Information: HI 723 Checker®HC is supplied with sample cuvettes with caps (2 ea.), power reagents for chromium VI HR (6), battery and instructions. Product Manuals Manual: Download Specification : Range 0 to 999 ppb Resolution 1 ppb Accuracy @ 25°C ±5% of reading ±5 ppb Light Source LED @ 525 nm Light Detector silicon photocell Environment 0 to 50°C (32 to 122°F); RH max 95% non-condensing Battery Type (1) 1.5V AAA Auto-off after ten minutes of non-use Dimensions 81.5 x 61 x 37.5 mm (3.2 x 2.4 x 1.5”) Weight 64 g (2.25 oz.) Method adaptaion of the ATSM, Manual of Water and Enviornmental Technology, D 1687-92, Diphenylcarbohydrazide method | <div aria-labelledby="tab-title-description" class="woocommerce-Tabs-panel woocommerce-Tabs-panel--description panel entry-content active" id="tab-description" role="tabpanel"> <p>HI723 เครื่องวัดโครเมี่ยมเฮกซะวาเลนต์ในน้ำจืด Chromium VI High Range Colorimeter Hanna เป็นเครื่องแบบพกพานิยมใช้ตรวจวัดโครเมี่ยมเฮกซะวาเลนต์ในระบบบำบัดน้ำในอุสาหกรรม ระบบน้ำประปา เเละการผลิตน้ำดื่ม</p> <p style="text-align: justify;">There are two natural forms of ionic chromium, the hexavalent ion, Cr (VI) and the trivalent Cr (III). Cr (III) is much less toxic than Cr (VI) and seldom found in potable waters. Cr (VI), however, is toxic to humans and is found in water. Even though the toxic effects from Cr (VI) in drinking water are not well documented, it is a suspected carcinogen. The maximum permissible level or Cr (VI) allowed to be released into the waterways is 50 ppb. Its level in drinking water is normally much lower and a lever higher than 3 ppb is suggestive of industrial pollution.</p> <p style="text-align: justify;">By monitoring this parameter with the HANNA HI 723 Checker®HC, serious health and safety risks can be avoided.</p> <p style="text-align: justify;">The HI 723 Checker®HC is extremely simple to use. First, zero the instrument with your water sample. Next, add the reagent, shake vigurosly for 10 seconds. Last, place the vial into the Checker®HC, press the operational button for about 3 seconds and the display will show the countdown prior to the measurement or, alternatively, wait for 6 minutes and press operational button. When the timer ends the meter will perform the reading. The Checker®HC displays concentration in ppb of chromium VI. It’s that easy.</p> <p style="text-align: justify;"> <p style="text-align: justify;"><strong>Order Information:</strong> HI 723 Checker®HC is supplied with sample cuvettes with caps (2 ea.), power reagents for chromium VI HR (6), battery and instructions.</p> <div><strong>Product Manuals</strong></div> <p style="text-align: justify;"><img align="absmiddle" alt="" border="0" decoding="async" height="22" loading="lazy" src="http://hannainst.com/usa/images/icon-pdf.gif" width="20"/> Manual: <a href="http://hannainst.com/manuals/ist723_03_13.pdf" rel="noopener" target="_blank" title="Download Product Manual">Download</a></p> <p><strong>Specification :</strong></p> <table class="spec_table"> <tbody> <tr> <td>Range</td> <td></td> <td>0 to 999 ppb</td> </tr> <tr> <td>Resolution</td> <td></td> <td>1 ppb</td> </tr> <tr> <td>Accuracy @ 25°C</td> <td></td> <td>±5% of reading ±5 ppb</td> </tr> <tr> <td>Light Source</td> <td></td> <td>LED @ 525 nm</td> </tr> <tr> <td>Light Detector</td> <td></td> <td>silicon photocell</td> </tr> <tr> <td>Environment</td> <td></td> <td>0 to 50°C (32 to 122°F); RH max 95% non-condensing</td> </tr> <tr> <td>Battery Type</td> <td></td> <td>(1) 1.5V AAA</td> </tr> <tr> <td>Auto-off</td> <td></td> <td>after ten minutes of non-use</td> </tr> <tr> <td>Dimensions</td> <td></td> <td>81.5 x 61 x 37.5 mm (3.2 x 2.4 x 1.5”)</td> </tr> <tr> <td>Weight</td> <td></td> <td>64 g (2.25 oz.)</td> </tr> <tr> <td>Method</td> <td></td> <td>adaptaion of the ATSM, Manual of Water and Enviornmental Technology, D 1687-92, Diphenylcarbohydrazide method</td> </tr> </tbody> </table> <p> </p> </p></div> | Range 0-999 ppb ¦ ASTM Method D1687-92 diphenylcarbonate ¦ Resolution 1 ppb | <div class="product-short-description"> <p>Range 0-999 ppb ¦ ASTM Method D1687-92 diphenylcarbonate ¦ Resolution 1 ppb</p> </div> | https://www.hannathailand.com/wp-content/uploads/2022/06/miniphotometerfurchromvihoch839_11.jpg | เครื่องวัดปริมาณแอมโมเนีย ช่วงต่ำ รุ่น HI700 , เซ็นเซอร์วัดออกซิเจนในน้ำสำหรับ HI9829 มัลติพารามิเตอร์ , น้ำยามาตรฐานสอบเทียบ ค่ามาตรฐานความเค็ม , เครื่องวัดปริมาณฟอสฟอรัส ช่วงสูง รุ่น HI706 , เครื่องวัดปริมาณฟลูออไรด์ ช่วงต่ำ รุ่น HI729 , น้ำยามาตรฐานสอบเทียบ , เครื่องวัดปริมาณฟลูออไรด์ ช่วงสูง รุ่น HI739 , เครื่องวัดปริมาณแอมโมเนีย ในน้ำ รุ่น HI715 | <a class="woocommerce-LoopProduct-link woocommerce-loop-product__link" href="https://www.hannathailand.com/product/hi700-checker-hc-ammonia-lr/">เครื่องวัดปริมาณแอมโมเนีย ช่วงต่ำ รุ่น HI700</a> , <a class="woocommerce-LoopProduct-link woocommerce-loop-product__link" href="https://www.hannathailand.com/product/hi7609829-2/">เซ็นเซอร์วัดออกซิเจนในน้ำสำหรับ HI9829 มัลติพารามิเตอร์</a> , <a class="woocommerce-LoopProduct-link woocommerce-loop-product__link" href="https://www.hannathailand.com/product/hi7083l/">น้ำยามาตรฐานสอบเทียบ ค่ามาตรฐานความเค็ม</a> , <a class="woocommerce-LoopProduct-link woocommerce-loop-product__link" href="https://www.hannathailand.com/product/hi706-checker-hc-phosphorous-hr/">เครื่องวัดปริมาณฟอสฟอรัส ช่วงสูง รุ่น HI706</a> , <a class="woocommerce-LoopProduct-link woocommerce-loop-product__link" href="https://www.hannathailand.com/product/hi729-checker-hc-fluoride-lr/">เครื่องวัดปริมาณฟลูออไรด์ ช่วงต่ำ รุ่น HI729</a> , <a class="woocommerce-LoopProduct-link woocommerce-loop-product__link" href="https://www.hannathailand.com/product/hi9828-25/">น้ำยามาตรฐานสอบเทียบ</a> , <a class="woocommerce-LoopProduct-link woocommerce-loop-product__link" href="https://www.hannathailand.com/product/hi739-checker-hc-fluoride-hr/">เครื่องวัดปริมาณฟลูออไรด์ ช่วงสูง รุ่น HI739</a> , <a class="woocommerce-LoopProduct-link woocommerce-loop-product__link" href="https://www.hannathailand.com/product/hi715-checker-hc-ammonia-mr/">เครื่องวัดปริมาณแอมโมเนีย ในน้ำ รุ่น HI715</a> | https://www.hannathailand.com/wp-content/uploads/2022/06/hi700_400pxl-600x600.jpg , https://www.hannathailand.com/wp-content/uploads/2021/07/5-500x500.jpg , https://www.hannathailand.com/wp-content/uploads/2021/07/10-500x500.jpg , https://www.hannathailand.com/wp-content/uploads/2022/06/hi706_400-600x600.jpg , https://www.hannathailand.com/wp-content/uploads/2022/06/miniphotometerfurfluoridniedrig844_11-600x600.jpg , https://www.hannathailand.com/wp-content/uploads/2021/07/8-500x500.jpg , https://www.hannathailand.com/wp-content/uploads/2022/06/miniphotometerfurfluoridhoch866_1151cb11ba33836-600x600.jpg , https://www.hannathailand.com/wp-content/uploads/2022/06/miniphotometerfurammoniakmittel2416_11-600x600.jpg
71 | เครื่องวัดปริมาณโบรมีน ในตัวอย่างน้ำ รุ่น HI716 | สินค้าทั้งหมด , อุตสาหกรรมอาหาร , เครื่องโฟโตมิเตอร์ , แบบพกพาสะดวก | https://www.hannathailand.com/product-category/spectrophotometer/photometer-portable/ | https://www.hannathailand.com/product/hi716-checker-hc-bromine/ | HI716 | 3,103.00 |  | <div aria-labelledby="tab-title-additional_information" class="woocommerce-Tabs-panel woocommerce-Tabs-panel--additional_information panel entry-content" id="tab-additional_information" role="tabpanel"> </div> | The HI 716 Checker®HC is a simple, accurate, and cost effective way to measure Bromine. Designed as a more accurate alternative to chemical test kits, the HI 716 provides quick, accurate results in four easy steps. The HI 716 uses an adaptation of the Standard Methods for the Examination of Water and Wastewater, 18th edition, DPD method. The reaction between bromine and the reagent causes a pink tint in the sample. Product Manuals Manual: Download Specification : Range 0.0 to 8.0 ppm Resolution 0.1 ppm Accuracy (@25°C/77°F) ±0.1 ppm ±5% of reading Measurement Method Colorimetric Light Source Photodiode @525 nm Light Detector Silicon photocell Method Adaptation of the Standard Methods for the Examination of Water and Wastewater, 18th edition, DPD method. The reaction between bromine and the reagent causes a pink tint in the sample. Power Supply Battery – 1 x 1.5V AAA Power Auto Off After 10 min. of inactivity Environment 0 to 50°C (32 to 122°F); RH max 95% non-condensing Dimensions 81.5 x 61 x 37.5 mm (3.2 x 2.4 x 1.5”) Weight 64 g (2.25 oz.) | <div aria-labelledby="tab-title-description" class="woocommerce-Tabs-panel woocommerce-Tabs-panel--description panel entry-content active" id="tab-description" role="tabpanel"> <p>The HI 716 Checker®HC is a simple, accurate, and cost effective way to measure Bromine. Designed as a more accurate alternative to chemical test kits, the HI 716 provides quick, accurate results in four easy steps. <br/> <br/> The HI 716 uses an adaptation of the Standard Methods for the Examination of Water and Wastewater, 18th edition, DPD method. The reaction between bromine and the reagent causes a pink tint in the sample.</p> <p> </p> <div><strong>Product Manuals</strong></div> <p><img align="absmiddle" alt="" border="0" data-mce-src="http://hannainst.com/usa/images/icon-pdf.gif" decoding="async" height="22" loading="lazy" src="http://hannainst.com/usa/images/icon-pdf.gif" width="20"/> Manual: <a data-mce-href="http://hannainst.com/manuals/ist716_03_13.pdf" href="http://hannainst.com/manuals/ist716_03_13.pdf" rel="noopener" target="_blank" title="Download Product Manual">Download</a><br data-mce-bogus="1"/></p> <p><strong>Specification :</strong></p> <table class="spec_table mceItemTable"> <tbody> <tr> <td>Range</td> <td> </td> <td>0.0 to 8.0 ppm</td> </tr> <tr> <td>Resolution</td> <td> </td> <td>0.1 ppm</td> </tr> <tr> <td>Accuracy (@25°C/77°F)</td> <td> </td> <td>±0.1 ppm ±5% of reading</td> </tr> <tr> <td>Measurement Method</td> <td> </td> <td>Colorimetric</td> </tr> <tr> <td>Light Source</td> <td> </td> <td>Photodiode @525 nm</td> </tr> <tr> <td>Light Detector</td> <td> </td> <td>Silicon photocell</td> </tr> <tr> <td>Method</td> <td> </td> <td>Adaptation of the Standard Methods for the Examination of Water and Wastewater, 18th edition, DPD method. The reaction between bromine and the reagent causes a pink tint in the sample.</td> </tr> <tr> <td>Power Supply</td> <td> </td> <td>Battery – 1 x 1.5V AAA</td> </tr> <tr> <td>Power Auto Off</td> <td> </td> <td>After 10 min. of inactivity</td> </tr> <tr> <td>Environment</td> <td> </td> <td>0 to 50°C (32 to 122°F); RH max 95% non-condensing</td> </tr> <tr> <td>Dimensions</td> <td> </td> <td>81.5 x 61 x 37.5 mm (3.2 x 2.4 x 1.5”)</td> </tr> <tr> <td>Weight</td> <td> </td> <td>64 g (2.25 oz.)</td> </tr> </tbody> </table> <p><br mce_bogus="1"/></p> </div> | Range 0.0 – 8.0 ppm ¦ DPD method ¦ Resolution 0.1ppm | <div class="product-short-description"> <p>Range 0.0 – 8.0 ppm ¦ DPD method ¦ Resolution 0.1ppm</p> </div> | https://www.hannathailand.com/wp-content/uploads/2022/06/miniphotometerfurfreiesgesamtchlor704_11.jpg | เครื่องควบคุมค่าความนำไฟฟ้า , เครื่องวัดปริมาณแอมโมเนีย ช่วงต่ำ รุ่น HI700 , เครื่องวัดคลอรีน , ซัลไฟด์สารต้านอนุมูลอิสระบัฟเฟอร์ , เครื่องวัดปริมาณโครเมี่ยม ช่วงสูง รุ่น HI723 , เครื่องวัดค่าเหล็ก รุ่น HI721 , สารละลายมาตรฐานความขุ่น 20 NTU , เครื่องวัดปริมาณฟลูออไรด์ ช่วงต่ำ รุ่น HI729 | <a class="woocommerce-LoopProduct-link woocommerce-loop-product__link" href="https://www.hannathailand.com/product/hi8931cn/">เครื่องควบคุมค่าความนำไฟฟ้า</a> , <a class="woocommerce-LoopProduct-link woocommerce-loop-product__link" href="https://www.hannathailand.com/product/hi700-checker-hc-ammonia-lr/">เครื่องวัดปริมาณแอมโมเนีย ช่วงต่ำ รุ่น HI700</a> , <a class="woocommerce-LoopProduct-link woocommerce-loop-product__link" href="https://www.hannathailand.com/product/free-chlorine/">เครื่องวัดคลอรีน</a> , <a class="woocommerce-LoopProduct-link woocommerce-loop-product__link" href="https://www.hannathailand.com/product/hi4015-00/">ซัลไฟด์สารต้านอนุมูลอิสระบัฟเฟอร์</a> , <a class="woocommerce-LoopProduct-link woocommerce-loop-product__link" href="https://www.hannathailand.com/product/hi723-checker-hc-chromium-vi-hr/">เครื่องวัดปริมาณโครเมี่ยม ช่วงสูง รุ่น HI723</a> , <a class="woocommerce-LoopProduct-link woocommerce-loop-product__link" href="https://www.hannathailand.com/product/hi721-checker-hc-iron/">เครื่องวัดค่าเหล็ก รุ่น HI721</a> , <a class="woocommerce-LoopProduct-link woocommerce-loop-product__link" href="https://www.hannathailand.com/product/hi93102-20/">สารละลายมาตรฐานความขุ่น 20 NTU</a> , <a class="woocommerce-LoopProduct-link woocommerce-loop-product__link" href="https://www.hannathailand.com/product/hi729-checker-hc-fluoride-lr/">เครื่องวัดปริมาณฟลูออไรด์ ช่วงต่ำ รุ่น HI729</a> | https://www.hannathailand.com/wp-content/uploads/2021/07/2-500x500.jpg , https://www.hannathailand.com/wp-content/uploads/2022/06/hi700_400pxl-600x600.jpg , https://www.hannathailand.com/wp-content/uploads/2021/07/1-500x500.jpg , https://www.hannathailand.com/wp-content/uploads/2021/07/7-500x500.jpg , https://www.hannathailand.com/wp-content/uploads/2022/06/miniphotometerfurchromvihoch839_11-600x600.jpg , https://www.hannathailand.com/wp-content/uploads/2022/06/miniphotometerfureisen832_11-600x600.jpg , https://www.hannathailand.com/wp-content/uploads/2021/07/9-500x500.jpg , https://www.hannathailand.com/wp-content/uploads/2022/06/miniphotometerfurfluoridniedrig844_11-600x600.jpg
72 | เครื่องวัดปริมาณไนเตรต ในน้ำทะเล ช่วงต่ำ รุ่น HI781 | สินค้าทั้งหมด , อุตสาหกรรมเพาะปลูกและเลี้ยงปลาทะเล , เครื่องโฟโตมิเตอร์ , แบบพกพาสะดวก | https://www.hannathailand.com/product-category/spectrophotometer/photometer-portable/ | https://www.hannathailand.com/product/nitrate-lr-marine/ | HI781 | 3,103.00 | น้ำหนัก 0.6 กก. ขนาด 6.1 × 3.75 × 8.6 เซนติเมตร | <div aria-labelledby="tab-title-additional_information" class="woocommerce-Tabs-panel woocommerce-Tabs-panel--additional_information panel entry-content" id="tab-additional_information" role="tabpanel"> <table class="woocommerce-product-attributes shop_attributes"> <tr class="woocommerce-product-attributes-item woocommerce-product-attributes-item--weight"> <th class="woocommerce-product-attributes-item__label">น้ำหนัก</th> <td class="woocommerce-product-attributes-item__value">0.6 กก.</td> </tr> <tr class="woocommerce-product-attributes-item woocommerce-product-attributes-item--dimensions"> <th class="woocommerce-product-attributes-item__label">ขนาด</th> <td class="woocommerce-product-attributes-item__value">6.1 × 3.75 × 8.6 เซนติเมตร</td> </tr> </table> </div> | The Hanna Marine Low Range Nitrate Checker® bridges the gap between simple chemical test kits and professional instrumentation. Chemical test kits have limited accuracy and resolution since they rely upon the human eye to discern differences in color. Professional instrumentation incorporates a light source such as an LED or tungsten lamp with a filter and a light sensing detector to precisely determine absorbance and ion concentration. Professional instrumentation offers greater resolution and accuracy but can cost hundreds of dollars. The Hanna Marine Nitrate Checker® uses a fixed wavelength LED and silicon photo detector to provide the accuracy of professional instrumentation at the affordable price of a chemical test kit. Compact, Portable Design Built-in Timer Saltwater Compatible Nitrate is a by-product of the Nitrogen cycle. Excessive amounts of Nitrates in a reef aquarium can promote the growth of undesirable organisms including algae and dinoflagellates while insufficient amounts can lead to starvation in which SPS and other corals will show signs including the loss of color and paleness. The HI781 Nitrate Checker HC is a handheld colorimeter that uses the Beer-Lambert principle to determine the concentration of nitrate colorimetrically. The HI781 is designed specifically to measure low levels of nitrate in a saltwater aquarium. The 0.00 to 5.00 ppm (mg/L) range is ideal for reef aquarium maintenance. Designed as a more accurate alternative to chemical test kits, the HI781 provides quick, accurate results in four easy steps: Features at-a-glance: Easier to use and more accurate than chemical test kits Small size, big convenience Ideal for aquariums and marine biology Manual: Download Specification : SKU HI781 Product Name Marine Low Range Nitrate Checker HC – HI781 Quote Required Yes Nitrate Range 0.00 to 5.00 ppm (as NO3–) Nitrate Resolution 0.01 ppm Nitrate Accuracy ±0.25 ppm ±2% of reading @ 25 °C (77 °F) Nitrate Method Colorimetric method. The reaction between nitrate and the reagent causes a pink/violet tint in the sample. This checker has been developed to work with seawater samples. Photometer/Colorimeter Light Source Light Emitting Diode @ 525 nm Photometer/Colorimeter Light Detector Silicon photocell Battery Type/Life 1.5V AAA Alkaline Automatic Shut-Off After 10 minutes of non-use Environment 0 to 50 °C (32 to 122 °F); max. 95% RH non-condensing Weight 64 g (2.3 oz) Dimensions 86.0 x 61.0 x 37.5 mm (3.4 x 2.4 x 1.5”) Ordering Information HI781 Checker HC is supplied with sample cuvettes with caps (2), nitrate reagent starter kit (reagents for 25 tests), filter holder, 10 mL syringe, 5 mL syringe with tip, mixing vial with cap, battery, and instructions. | <div aria-labelledby="tab-title-description" class="woocommerce-Tabs-panel woocommerce-Tabs-panel--description panel entry-content active" id="tab-description" role="tabpanel"> <p>The Hanna Marine Low Range Nitrate Checker<sup>®</sup> bridges the gap between simple chemical test kits and professional instrumentation. Chemical test kits have limited accuracy and resolution since they rely upon the human eye to discern differences in color. Professional instrumentation incorporates a light source such as an LED or tungsten lamp with a filter and a light sensing detector to precisely determine absorbance and ion concentration. Professional instrumentation offers greater resolution and accuracy but can cost hundreds of dollars. The Hanna Marine Nitrate Checker<sup>®</sup> uses a fixed wavelength LED and silicon photo detector to provide the accuracy of professional instrumentation at the affordable price of a chemical test kit.</p> <ul> <li>Compact, Portable Design</li> <li>Built-in Timer</li> <li>Saltwater Compatible</li> </ul> <p>Nitrate is a by-product of the Nitrogen cycle. Excessive amounts of Nitrates in a reef aquarium can promote the growth of undesirable organisms including algae and dinoflagellates while insufficient amounts can lead to starvation in which SPS and other corals will show signs including the loss of color and paleness. The HI781 Nitrate Checker HC is a handheld colorimeter that uses the Beer-Lambert principle to determine the concentration of nitrate colorimetrically. The HI781 is designed specifically to measure low levels of nitrate in a saltwater aquarium. The 0.00 to 5.00 ppm (mg/L) range is ideal for reef aquarium maintenance.</p> <p>Designed as a more accurate alternative to chemical test kits, the HI781 provides quick, accurate results in four easy steps:</p> <p><img alt="How to use Hanna Checker Handheld Colorimeter" class="product-view-subimg aligncenter" decoding="async" height="487" loading="lazy" src="https://hanna-worldwide.com/media/wysiwyg/products/checkers/checker1234.jpg" title="How to use Hanna Checker Handheld Colorimeter" width="653"/></p> <h3><strong>Features at-a-glance:</strong></h3> <ul> <li>Easier to use and more accurate than chemical test kits</li> <li>Small size, big convenience</li> <li>Ideal for aquariums and marine biology</li> </ul> <h3><strong>Manual: <a href="http://www.hannainst.com/manuals/ist764_02_06_10.pdf" rel="noopener" target="_blank" title="Download Product Manual">Download</a></strong></h3> <h3><strong>Specification :</strong></h3> <table> <tbody> <tr> <td width="160"><strong>SKU</strong></td> <td width="441"><strong>HI781</strong></td> </tr> <tr> <td width="160"><strong>Product Name</strong></td> <td width="441"><strong>Marine Low Range Nitrate Checker HC – HI781</strong></td> </tr> <tr> <td width="160"><strong>Quote Required</strong></td> <td width="441"><strong>Yes</strong></td> </tr> <tr> <td width="160"><strong>Nitrate Range</strong></td> <td width="441"><strong>0.00 to 5.00 ppm (as NO<sub>3</sub><sup>–</sup>)</strong></td> </tr> <tr> <td width="160"><strong>Nitrate Resolution</strong></td> <td width="441"><strong>0.01 ppm</strong></td> </tr> <tr> <td width="160"><strong>Nitrate Accuracy</strong></td> <td width="441"><strong>±0.25 ppm ±2% of reading @ 25 °C (77 °F)</strong></td> </tr> <tr> <td width="160"><strong>Nitrate Method</strong></td> <td width="441"><strong>Colorimetric method. The reaction between nitrate and the reagent causes a pink/violet tint in the sample. This checker has been developed to work with seawater samples.</strong></td> </tr> <tr> <td width="160"><strong>Photometer/Colorimeter Light Source</strong></td> <td width="441"><strong>Light Emitting Diode @ 525 nm</strong></td> </tr> <tr> <td width="160"><strong>Photometer/Colorimeter Light Detector</strong></td> <td width="441"><strong>Silicon photocell</strong></td> </tr> <tr> <td width="160"><strong>Battery Type/Life</strong></td> <td width="441"><strong>1.5V AAA Alkaline</strong></td> </tr> <tr> <td width="160"><strong>Automatic Shut-Off</strong></td> <td width="441"><strong>After 10 minutes of non-use</strong></td> </tr> <tr> <td width="160"><strong>Environment</strong></td> <td width="441"><strong>0 to 50 °C (32 to 122 °F); max. 95% RH non-condensing</strong></td> </tr> <tr> <td width="160"><strong>Weight</strong></td> <td width="441"><strong>64 g (2.3 oz)</strong></td> </tr> <tr> <td width="160"><strong>Dimensions</strong></td> <td width="441"><strong>86.0 x 61.0 x 37.5 mm (3.4 x 2.4 x 1.5”)</strong></td> </tr> <tr> <td width="160"><strong>Ordering Information</strong></td> <td width="441"><strong>HI781 Checker HC is supplied with sample cuvettes with caps (2), nitrate reagent starter kit (reagents for 25 tests), filter holder, 10 mL syringe, 5 mL syringe with tip, mixing vial with cap, battery, and instructions.</strong></td> </tr> </tbody> </table> <p> </p> </div> | The HI 764 Checker®HC is extremely simple to use. First, zero the instrument with your water sample. Next, add the reagent. Last, place the vial into the HI 764 Checker®HC, press the button and read the results. It’s that easy. | <div class="product-short-description"> <p>The HI 764 Checker®HC is extremely simple to use. First, zero the instrument with your water sample. Next, add the reagent. Last, place the vial into the HI 764 Checker®HC, press the button and read the results. It’s that easy.</p> </div> | https://www.hannathailand.com/wp-content/uploads/2022/12/HI781.jpg | เครื่องวัดปริมาณแอมโมเนีย ช่วงต่ำ รุ่น HI700 , เครื่องวัดปริมาณฟอสฟอรัส ช่วงสูง รุ่น HI706 , เครื่องวัดปริมาณไนไตรท์ ช่วงสูง ในตัวอย่างน้ำ รุ่น HI708 , เครื่องวัดสีในน้ำตัวอย่าง HI727 , เครื่องวัดปริมาณโบรมีน ในตัวอย่างน้ำ รุ่น HI716 , เครื่องวัดปริมาณคลอรีนรวม รุ่น HI711 , เครื่องวัดปริมาณแอมโมเนีย ในน้ำ รุ่น HI715 , เครื่องวัดปริมาณนิกเกิล ช่วงสูง รุ่น HI726 | <a class="woocommerce-LoopProduct-link woocommerce-loop-product__link" href="https://www.hannathailand.com/product/hi700-checker-hc-ammonia-lr/">เครื่องวัดปริมาณแอมโมเนีย ช่วงต่ำ รุ่น HI700</a> , <a class="woocommerce-LoopProduct-link woocommerce-loop-product__link" href="https://www.hannathailand.com/product/hi706-checker-hc-phosphorous-hr/">เครื่องวัดปริมาณฟอสฟอรัส ช่วงสูง รุ่น HI706</a> , <a class="woocommerce-LoopProduct-link woocommerce-loop-product__link" href="https://www.hannathailand.com/product/hi708-checker-hc-nitrite-hr/">เครื่องวัดปริมาณไนไตรท์ ช่วงสูง ในตัวอย่างน้ำ รุ่น HI708</a> , <a class="woocommerce-LoopProduct-link woocommerce-loop-product__link" href="https://www.hannathailand.com/product/hi727-checker-hc-color-of-water/">เครื่องวัดสีในน้ำตัวอย่าง HI727</a> , <a class="woocommerce-LoopProduct-link woocommerce-loop-product__link" href="https://www.hannathailand.com/product/hi716-checker-hc-bromine/">เครื่องวัดปริมาณโบรมีน ในตัวอย่างน้ำ รุ่น HI716</a> , <a class="woocommerce-LoopProduct-link woocommerce-loop-product__link" href="https://www.hannathailand.com/product/hi711-checker-hc-total-chlorine/">เครื่องวัดปริมาณคลอรีนรวม รุ่น HI711</a> , <a class="woocommerce-LoopProduct-link woocommerce-loop-product__link" href="https://www.hannathailand.com/product/hi715-checker-hc-ammonia-mr/">เครื่องวัดปริมาณแอมโมเนีย ในน้ำ รุ่น HI715</a> , <a class="woocommerce-LoopProduct-link woocommerce-loop-product__link" href="https://www.hannathailand.com/product/hi726-checker-hc-nickel-hr/">เครื่องวัดปริมาณนิกเกิล ช่วงสูง รุ่น HI726</a> | https://www.hannathailand.com/wp-content/uploads/2022/12/HI781-600x600.jpg , https://www.hannathailand.com/wp-content/uploads/2022/12/hi781-1-600x600.jpg , https://www.hannathailand.com/wp-content/uploads/2022/06/hi700_400pxl-600x600.jpg , https://www.hannathailand.com/wp-content/uploads/2022/06/hi706_400-600x600.jpg , https://www.hannathailand.com/wp-content/uploads/2022/06/miniphotometerfurnitrithoch2420_11-600x600.jpg , https://www.hannathailand.com/wp-content/uploads/2022/06/miniphotometerfurfarbe843_11-600x600.jpg , https://www.hannathailand.com/wp-content/uploads/2022/06/miniphotometerfurfreiesgesamtchlor704_11-600x600.jpg , https://www.hannathailand.com/wp-content/uploads/2022/06/hi711_lg-600x600.jpg , https://www.hannathailand.com/wp-content/uploads/2022/06/miniphotometerfurammoniakmittel2416_11-600x600.jpg , https://www.hannathailand.com/wp-content/uploads/2022/06/miniphotometerfurnickelhoch841_11-600x600.jpg
73 | เครื่องวัดปริมาณไนไตรต์ ช่วงต่ำ ในน้ำทะเล รุ่น HI767 | สินค้าทั้งหมด , อุตสาหกรรมเพาะปลูกและเลี้ยงปลาทะเล , เครื่องโฟโตมิเตอร์ , แบบพกพาสะดวก | https://www.hannathailand.com/product-category/spectrophotometer/photometer-portable/ | https://www.hannathailand.com/product/nitrite-marine-2/ | HI767 | 3,103.00 | น้ำหนัก 0.64 กก. ขนาด 6.1 × 3.7 × 8.6 เซนติเมตร | <div aria-labelledby="tab-title-additional_information" class="woocommerce-Tabs-panel woocommerce-Tabs-panel--additional_information panel entry-content" id="tab-additional_information" role="tabpanel"> <table class="woocommerce-product-attributes shop_attributes"> <tr class="woocommerce-product-attributes-item woocommerce-product-attributes-item--weight"> <th class="woocommerce-product-attributes-item__label">น้ำหนัก</th> <td class="woocommerce-product-attributes-item__value">0.64 กก.</td> </tr> <tr class="woocommerce-product-attributes-item woocommerce-product-attributes-item--dimensions"> <th class="woocommerce-product-attributes-item__label">ขนาด</th> <td class="woocommerce-product-attributes-item__value">6.1 × 3.7 × 8.6 เซนติเมตร</td> </tr> </table> </div> | The Hanna Marine Low Range Nitrite Checker® bridges the gap between simple chemical test kits and professional instrumentation. Don’t let measurement accuracy depend on visual interpretation. Use the Hanna Marine Nitrite Checker® with a fixed wavelength LED and silicon photo detector to provide the accuracy of professional instrumentation at the affordable price of a chemical test kit. Compact, Portable Design Built-in Timer Saltwater Compatible The contoured style of these Checker®’s fit in your palm and pocket perfectly and the large LCD is easy to read. The auto shut-off feature assures the battery life will not be drained if you forget to turn it off. Manual : Download Specification : SKU HI767 Product Name Marine Low-Range Nitrite Checker HC – HI767 Quote Required Yes Nitrite Range 0 to 999 ppb (as NO2—N) Nitrite Resolution 1 ppb Nitrite Accuracy ±10 ppb ± 4% of reading Nitrite Method adaptation of the EPA Diazotization method 354.1 Photometer/Colorimeter Light Source LED @ 470 nm Photometer/Colorimeter Light Detector silicon photocell Battery Type/Life (1) 1.5V AAA Automatic Shut-Off after 20 minutes of non-use and 4 minutes after reading Environment 0 to 50°C (32 to 122°F); RH max 95% non-condensing Weight 64 g (2.25 oz.) Dimensions 86.0 mm x 61.0 mm x 37.5mm (3.2″ x 2.4″ x 1.5”) Ordering Information HI767 Checker® is supplied with (2) sample cuvettes with caps, nitrite low-range reagent starter kit for 6 tests (6 powder reagent packets), battery, instructions and quick start guide. | <div aria-labelledby="tab-title-description" class="woocommerce-Tabs-panel woocommerce-Tabs-panel--description panel entry-content active" id="tab-description" role="tabpanel"> <p><span style="color: #000000;">The Hanna Marine Low Range Nitrite Checker® bridges the gap between simple chemical test kits and professional instrumentation. Don’t let measurement accuracy depend on visual interpretation. Use the Hanna Marine Nitrite Checker® with a fixed wavelength LED and silicon photo detector to provide the accuracy of professional instrumentation at the affordable price of a chemical test kit.</span></p> <ul> <li><span style="color: #000000;">Compact, Portable Design</span></li> <li><span style="color: #000000;">Built-in Timer</span></li> <li><span style="color: #000000;">Saltwater Compatible</span></li> </ul> <p><span style="color: #000000;">The contoured style of these Checker®’s fit in your palm and pocket perfectly and the large LCD is easy to read. The auto shut-off feature assures the battery life will not be drained if you forget to turn it off.</span></p> <p><img alt="How to use Hanna Checker Handheld Colorimeter" class="product-view-subimg aligncenter" decoding="async" height="484" loading="lazy" src="https://hanna-worldwide.com/media/wysiwyg/products/checkers/checker1234.jpg" title="How to use Hanna Checker Handheld Colorimeter" width="649"/></p> <div class="prod-view-details-right"> <h3><strong>Manual : <a href="https://hanna-worldwide.com/mwdownloads/download/link/id/147">Download</a></strong></h3> </div> <h3><span style="color: #000000;"><strong>Specification :</strong></span></h3> <table> <tbody> <tr> <td width="160"><strong>SKU</strong></td> <td width="441"><strong>HI767</strong></td> </tr> <tr> <td width="160"><strong>Product Name</strong></td> <td width="441"><strong>Marine Low-Range Nitrite Checker HC – HI767</strong></td> </tr> <tr> <td width="160"><strong>Quote Required</strong></td> <td width="441"><strong>Yes</strong></td> </tr> <tr> <td width="160"><strong>Nitrite Range</strong></td> <td width="441"><strong>0 to 999 ppb (as NO2—N)</strong></td> </tr> <tr> <td width="160"><strong>Nitrite Resolution</strong></td> <td width="441"><strong>1 ppb</strong></td> </tr> <tr> <td width="160"><strong>Nitrite Accuracy</strong></td> <td width="441"><strong>±10 ppb ± 4% of reading</strong></td> </tr> <tr> <td width="160"><strong>Nitrite Method</strong></td> <td width="441"><strong>adaptation of the EPA Diazotization method 354.1</strong></td> </tr> <tr> <td width="160"><strong>Photometer/Colorimeter Light Source</strong></td> <td width="441"><strong>LED @ 470 nm</strong></td> </tr> <tr> <td width="160"><strong>Photometer/Colorimeter Light Detector</strong></td> <td width="441"><strong>silicon photocell</strong></td> </tr> <tr> <td width="160"><strong>Battery Type/Life</strong></td> <td width="441"><strong>(1) 1.5V AAA</strong></td> </tr> <tr> <td width="160"><strong>Automatic Shut-Off</strong></td> <td width="441"><strong>after 20 minutes of non-use and 4 minutes after reading</strong></td> </tr> <tr> <td width="160"><strong>Environment</strong></td> <td width="441"><strong>0 to 50°C (32 to 122°F); RH max 95% non-condensing</strong></td> </tr> <tr> <td width="160"><strong>Weight</strong></td> <td width="441"><strong>64 g (2.25 oz.)</strong></td> </tr> <tr> <td width="160"><strong>Dimensions</strong></td> <td width="441"><strong>86.0 mm x 61.0 mm x 37.5mm (3.2″ x 2.4″ x 1.5”)</strong></td> </tr> <tr> <td width="160"><strong>Ordering Information</strong></td> <td width="441"><strong>HI767 Checker® is supplied with (2) sample cuvettes with caps, nitrite low-range reagent starter kit for 6 tests (6 powder reagent packets), battery, instructions and quick start guide.</strong></td> </tr> </tbody> </table> <p> </p> </div> | Range 0 – 300 ppm in salt water ¦ Colorimetric Method ¦ Resolution 1 ppm | <div class="product-short-description"> <p>Range 0 – 300 ppm in salt water ¦ Colorimetric Method ¦ Resolution 1 ppm</p> </div> | https://www.hannathailand.com/wp-content/uploads/2022/12/HI767.png | เครื่องวัดปริมาณไอโอดีน รุ่น HI718 , เครื่องวัดปริมาณฟอสฟอรัส ช่วงสูง รุ่น HI706 , เครื่องวัดปริมาณโครเมี่ยม ช่วงสูง รุ่น HI723 , เครื่องวัดปริมาณนิกเกิล ช่วงสูง รุ่น HI726 , เซ็นเซอร์วัดออกซิเจนในน้ำสำหรับ HI9829 มัลติพารามิเตอร์ , เครื่องวัดปริมาณฟอสฟอรัส ช่วงต่ำมาก รุ่น HI736 , เครื่องควบคุมค่าความนำไฟฟ้า , เครื่องวัดปริมาณโบรมีน ในตัวอย่างน้ำ รุ่น HI716 | <a class="woocommerce-LoopProduct-link woocommerce-loop-product__link" href="https://www.hannathailand.com/product/hi718-checker-hc-iodine/">เครื่องวัดปริมาณไอโอดีน รุ่น HI718</a> , <a class="woocommerce-LoopProduct-link woocommerce-loop-product__link" href="https://www.hannathailand.com/product/hi706-checker-hc-phosphorous-hr/">เครื่องวัดปริมาณฟอสฟอรัส ช่วงสูง รุ่น HI706</a> , <a class="woocommerce-LoopProduct-link woocommerce-loop-product__link" href="https://www.hannathailand.com/product/hi723-checker-hc-chromium-vi-hr/">เครื่องวัดปริมาณโครเมี่ยม ช่วงสูง รุ่น HI723</a> , <a class="woocommerce-LoopProduct-link woocommerce-loop-product__link" href="https://www.hannathailand.com/product/hi726-checker-hc-nickel-hr/">เครื่องวัดปริมาณนิกเกิล ช่วงสูง รุ่น HI726</a> , <a class="woocommerce-LoopProduct-link woocommerce-loop-product__link" href="https://www.hannathailand.com/product/hi7609829-2/">เซ็นเซอร์วัดออกซิเจนในน้ำสำหรับ HI9829 มัลติพารามิเตอร์</a> , <a class="woocommerce-LoopProduct-link woocommerce-loop-product__link" href="https://www.hannathailand.com/product/phosphorous-marine/">เครื่องวัดปริมาณฟอสฟอรัส ช่วงต่ำมาก รุ่น HI736</a> , <a class="woocommerce-LoopProduct-link woocommerce-loop-product__link" href="https://www.hannathailand.com/product/hi8931cn/">เครื่องควบคุมค่าความนำไฟฟ้า</a> , <a class="woocommerce-LoopProduct-link woocommerce-loop-product__link" href="https://www.hannathailand.com/product/hi716-checker-hc-bromine/">เครื่องวัดปริมาณโบรมีน ในตัวอย่างน้ำ รุ่น HI716</a> | https://www.hannathailand.com/wp-content/uploads/2022/12/HI767-600x600.jpg , https://www.hannathailand.com/wp-content/uploads/2022/12/hi767_angle-open-720x720-0ceb3a1e-19fc-47ca-b5e4-a35070937b4c-600x600.jpg , https://www.hannathailand.com/wp-content/uploads/2022/06/miniphotometerfuriod829_11-600x600.jpg , https://www.hannathailand.com/wp-content/uploads/2022/06/hi706_400-600x600.jpg , https://www.hannathailand.com/wp-content/uploads/2022/06/miniphotometerfurchromvihoch839_11-600x600.jpg , https://www.hannathailand.com/wp-content/uploads/2022/06/miniphotometerfurnickelhoch841_11-600x600.jpg , https://www.hannathailand.com/wp-content/uploads/2021/07/5-500x500.jpg , https://www.hannathailand.com/wp-content/uploads/2021/12/HI736-600x600.jpg , https://www.hannathailand.com/wp-content/uploads/2021/07/2-500x500.jpg , https://www.hannathailand.com/wp-content/uploads/2022/06/miniphotometerfurfreiesgesamtchlor704_11-600x600.jpg
74 | เครื่องวัดปริมาณไนไตรท์ ช่วงต่ำ รุ่น HI707 | สินค้าทั้งหมด , เครื่องโฟโตมิเตอร์ , แบบพกพาสะดวก | https://www.hannathailand.com/product-category/spectrophotometer/photometer-portable/ | https://www.hannathailand.com/product/hi707-checker-hc-nitrite-lr/ | HI707 | 3,103.00 |  | <div aria-labelledby="tab-title-additional_information" class="woocommerce-Tabs-panel woocommerce-Tabs-panel--additional_information panel entry-content" id="tab-additional_information" role="tabpanel"> </div> | HI707 เครื่องวัดไนไตรท์ในน้ำจืด (Nitrite) Low Range ไนไตรต์เป็นรูปแบบหนึ่งของไนโตรเจนที่เกิดขึ้นเมื่อแอมโมเนียถูกเปลี่ยนเป็นไนเตรต ไนไตรท์มีอยู่ทั่วไปทั้งตามเเหล่งน้ำเเละระบบน้ำในอุตสาหกรรม ย่านการวัด 0 to 600 ppb NO₂-N ความละเอียด 1ppb ความถูกต้อง ±20 ppb The HI 707 Checker®HC is a simple, accurate, and cost effective way to measure low ranges of nitrite. Designed as a more accurate alternative to chemical test kits, the HI 707 provides quick, accurate results in four easy steps. The HI 707 uses an adaptation of EPA diazotization method 354.1. The reaction between nitrite and the reagent causes a pink tint in the sample. Order Information: The HI 707 Checker®HC is supplied with 2 cuvettes and caps, reagent starter kit (6 packets of nitrite LR reagent), 1 x 1.5V AAA battery, and an instruction manual. Product Manuals Manual: Download Specification : Range 0 to 600 ppb NO2 -N Resolution 1 ppb Accuracy (@25°C/77°F) ±20 ppb ± 5% of reading Measurement Method Colorimetric Light Source Photodiode @470 nm Light Detector Silicon photocell Method Adaptation of EPA diazotization method 354.1. The reaction between nitrite and the reagent causes a pink tint in the sample. Power Supply 1 x 1.5V AAA battery Power Auto Off After 10 min. of inactivity Environment 0 to 50°C (32 to 122°F); RH max 95% non-condensing Dimensions 81.5 x 61 x 37.5 mm (3.2 x 2.4 x 1.5”) Weight 64 g (2.25 oz.) | <div aria-labelledby="tab-title-description" class="woocommerce-Tabs-panel woocommerce-Tabs-panel--description panel entry-content active" id="tab-description" role="tabpanel"> <p>HI707 เครื่องวัดไนไตรท์ในน้ำจืด (Nitrite) Low Range ไนไตรต์เป็นรูปแบบหนึ่งของไนโตรเจนที่เกิดขึ้นเมื่อแอมโมเนียถูกเปลี่ยนเป็นไนเตรต ไนไตรท์มีอยู่ทั่วไปทั้งตามเเหล่งน้ำเเละระบบน้ำในอุตสาหกรรม</p> <ul> <li>ย่านการวัด 0 to 600 ppb NO₂-N</li> <li>ความละเอียด 1ppb</li> <li>ความถูกต้อง ±20 ppb</li> </ul> <p style="text-align: justify;">The HI 707 Checker®HC is a simple, accurate, and cost effective way to measure low ranges of nitrite. Designed as a more accurate alternative to chemical test kits, the HI 707 provides quick, accurate results in four easy steps.</p> <p style="text-align: justify;">The HI 707 uses an adaptation of EPA diazotization method 354.1. The reaction between nitrite and the reagent causes a pink tint in the sample.</p> <p style="text-align: justify;"><strong>Order Information:</strong> The HI 707 Checker®HC is supplied with 2 cuvettes and caps, reagent starter kit (6 packets of nitrite LR reagent), 1 x 1.5V AAA battery, and an instruction manual.</p> <p> </p> <div><strong>Product Manuals</strong></div> <p><img align="absmiddle" alt="" border="0" decoding="async" height="22" loading="lazy" src="http://hannainst.com/usa/images/icon-pdf.gif" width="20"/> Manual: <a href="http://hannainst.com/manuals/ist707_03_13.pdf" rel="noopener" target="_blank" title="Download Product Manual">Download</a></p> <p><strong>Specification :</strong></p> <table class="spec_table mceItemTable"> <tbody> <tr> <td>Range</td> <td></td> <td>0 to 600 ppb NO2 -N</td> </tr> <tr> <td>Resolution</td> <td></td> <td>1 ppb</td> </tr> <tr> <td>Accuracy (@25°C/77°F)</td> <td></td> <td>±20 ppb ± 5% of reading</td> </tr> <tr> <td>Measurement Method</td> <td></td> <td>Colorimetric</td> </tr> <tr> <td>Light Source</td> <td></td> <td>Photodiode @470 nm</td> </tr> <tr> <td>Light Detector</td> <td></td> <td>Silicon photocell</td> </tr> <tr> <td>Method</td> <td></td> <td>Adaptation of EPA diazotization method 354.1. The reaction between nitrite and the reagent causes a pink tint in the sample.</td> </tr> <tr> <td>Power Supply</td> <td></td> <td>1 x 1.5V AAA battery</td> </tr> <tr> <td>Power Auto Off</td> <td></td> <td>After 10 min. of inactivity</td> </tr> <tr> <td>Environment</td> <td></td> <td>0 to 50°C (32 to 122°F); RH max 95% non-condensing</td> </tr> <tr> <td>Dimensions</td> <td></td> <td>81.5 x 61 x 37.5 mm (3.2 x 2.4 x 1.5”)</td> </tr> <tr> <td>Weight</td> <td></td> <td>64 g (2.25 oz.)</td> </tr> </tbody> </table> <p> </p> </div> | Range 0 – 600 ppb NO2-N ¦ EPA method 354.1 ¦ Resolution 1 ppb | <div class="product-short-description"> <p>Range 0 – 600 ppb NO2-N ¦ EPA method 354.1 ¦ Resolution 1 ppb</p> </div> | https://www.hannathailand.com/wp-content/uploads/2022/06/hi707400.jpg | เครื่องวัดสีในน้ำตัวอย่าง HI727 , เครื่องวัดปริมาณโครเมี่ยม ช่วงสูง รุ่น HI723 , น้ำยามาตรฐานสอบเทียบ , น้ำยามาตรฐานสอบเทียบ ค่ามาตรฐานความเค็ม , เครื่องวัดค่าเหล็ก รุ่น HI721 , เครื่องวัดปริมาณฟลูออไรด์ ช่วงต่ำ รุ่น HI729 , เครื่องวัดปริมาณคลอรีนรวม รุ่น HI711 , เครื่องวัดปริมาณคลอรีนอิสระ รุ่น HI701 | <a class="woocommerce-LoopProduct-link woocommerce-loop-product__link" href="https://www.hannathailand.com/product/hi727-checker-hc-color-of-water/">เครื่องวัดสีในน้ำตัวอย่าง HI727</a> , <a class="woocommerce-LoopProduct-link woocommerce-loop-product__link" href="https://www.hannathailand.com/product/hi723-checker-hc-chromium-vi-hr/">เครื่องวัดปริมาณโครเมี่ยม ช่วงสูง รุ่น HI723</a> , <a class="woocommerce-LoopProduct-link woocommerce-loop-product__link" href="https://www.hannathailand.com/product/hi9828-25/">น้ำยามาตรฐานสอบเทียบ</a> , <a class="woocommerce-LoopProduct-link woocommerce-loop-product__link" href="https://www.hannathailand.com/product/hi7080l/">น้ำยามาตรฐานสอบเทียบ ค่ามาตรฐานความเค็ม</a> , <a class="woocommerce-LoopProduct-link woocommerce-loop-product__link" href="https://www.hannathailand.com/product/hi721-checker-hc-iron/">เครื่องวัดค่าเหล็ก รุ่น HI721</a> , <a class="woocommerce-LoopProduct-link woocommerce-loop-product__link" href="https://www.hannathailand.com/product/hi729-checker-hc-fluoride-lr/">เครื่องวัดปริมาณฟลูออไรด์ ช่วงต่ำ รุ่น HI729</a> , <a class="woocommerce-LoopProduct-link woocommerce-loop-product__link" href="https://www.hannathailand.com/product/hi711-checker-hc-total-chlorine/">เครื่องวัดปริมาณคลอรีนรวม รุ่น HI711</a> , <a class="woocommerce-LoopProduct-link woocommerce-loop-product__link" href="https://www.hannathailand.com/product/hi701-checker-hc-free-chlorine/">เครื่องวัดปริมาณคลอรีนอิสระ รุ่น HI701</a> | https://www.hannathailand.com/wp-content/uploads/2022/06/miniphotometerfurfarbe843_11-600x600.jpg , https://www.hannathailand.com/wp-content/uploads/2022/06/miniphotometerfurchromvihoch839_11-600x600.jpg , https://www.hannathailand.com/wp-content/uploads/2021/07/8-500x500.jpg , https://www.hannathailand.com/wp-content/uploads/2021/07/11-500x500.jpg , https://www.hannathailand.com/wp-content/uploads/2022/06/miniphotometerfureisen832_11-600x600.jpg , https://www.hannathailand.com/wp-content/uploads/2022/06/miniphotometerfurfluoridniedrig844_11-600x600.jpg , https://www.hannathailand.com/wp-content/uploads/2022/06/hi711_lg-600x600.jpg , https://www.hannathailand.com/wp-content/uploads/2021/11/hi701-500x500.jpg
75 | เครื่องวัดปริมาณไนไตรท์ ช่วงสูง ในตัวอย่างน้ำ รุ่น HI708 | สินค้าทั้งหมด , เครื่องโฟโตมิเตอร์ , แบบพกพาสะดวก | https://www.hannathailand.com/product-category/spectrophotometer/photometer-portable/ | https://www.hannathailand.com/product/hi708-checker-hc-nitrite-hr/ | HI708 | 3,103.00 |  | <div aria-labelledby="tab-title-additional_information" class="woocommerce-Tabs-panel woocommerce-Tabs-panel--additional_information panel entry-content" id="tab-additional_information" role="tabpanel"> </div> | The HI 708 Checker®HC is a simple, accurate, and cost effective way to measure high ranges of nitrite. Designed as a more accurate alternative to chemical test kits, the HI 708 provides quick, accurate results in four easy steps. The HI 708 uses an adaptation of the Ferrous Sulfate method. The reaction between nitrite and the reagent causes a greenish/brown tint in the sample. Order Information: The HI 708 Checker®HC is supplied with 2 cuvettes and caps, reagent starter kit (6 packets of reagent), 1 X 1.5X AAA battery, and an instruction manual. Product Manuals Manual: Download Specification : Range 0 to 150 ppm Resolution 1 ppm Accuracy (@25°C/77°F) ±3 ppm ±5% of reading Measurement Method Colorimetric Light Source Photodiode @575 nm Light Detector Silicon photocell Method Adaptation of the Ferrous Sulfate method. The reaction between nitrite and the reagent causes a greenish/brown tint in the sample. Power Supply Battery – 1 x 1.5V AAA Power Auto Off After 10 min. of inactivity Environment 0 to 50°C (32 to 122°F); RH max 95% non-condensing Dimensions 81.5 x 61 x 37.5 mm (3.2 x 2.4 x 1.5”) Weight 64 g (2.25 oz.) | <div aria-labelledby="tab-title-description" class="woocommerce-Tabs-panel woocommerce-Tabs-panel--description panel entry-content active" id="tab-description" role="tabpanel"> <p data-mce-style="text-align: justify;" style="text-align: justify;">The HI 708 Checker®HC is a simple, accurate, and cost effective way to measure high ranges of nitrite. Designed as a more accurate alternative to chemical test kits, the HI 708 provides quick, accurate results in four easy steps.</p> <p data-mce-style="text-align: justify;" style="text-align: justify;">The HI 708 uses an adaptation of the Ferrous Sulfate method. The reaction between nitrite and the reagent causes a greenish/brown tint in the sample.</p> <p data-mce-style="text-align: justify;" style="text-align: justify;"><strong>Order Information:</strong> The HI 708 Checker®HC is supplied with 2 cuvettes and caps, reagent starter kit (6 packets of reagent), 1 X 1.5X AAA battery, and an instruction manual.</p> <div><strong>Product Manuals</strong></div> <p data-mce-style="text-align: justify;" style="text-align: justify;"><img align="absmiddle" alt="" border="0" data-mce-src="http://hannainst.com/usa/images/icon-pdf.gif" decoding="async" height="22" loading="lazy" src="http://hannainst.com/usa/images/icon-pdf.gif" width="20"/> Manual: <a data-mce-href="http://hannainst.com/manuals/ist708_03_13.pdf" href="http://hannainst.com/manuals/ist708_03_13.pdf" rel="noopener" target="_blank" title="Download Product Manual">Download</a></p> <p><strong>Specification :</strong></p> <table class="spec_table mceItemTable"> <tbody> <tr> <td>Range</td> <td> </td> <td>0 to 150 ppm</td> </tr> <tr> <td>Resolution</td> <td> </td> <td>1 ppm</td> </tr> <tr> <td>Accuracy (@25°C/77°F)</td> <td> </td> <td>±3 ppm ±5% of reading</td> </tr> <tr> <td>Measurement Method</td> <td> </td> <td>Colorimetric</td> </tr> <tr> <td>Light Source</td> <td> </td> <td>Photodiode @575 nm</td> </tr> <tr> <td>Light Detector</td> <td> </td> <td>Silicon photocell</td> </tr> <tr> <td>Method</td> <td> </td> <td>Adaptation of the Ferrous Sulfate method. The reaction between nitrite and the reagent causes a greenish/brown tint in the sample.</td> </tr> <tr> <td>Power Supply</td> <td> </td> <td>Battery – 1 x 1.5V AAA</td> </tr> <tr> <td>Power Auto Off</td> <td> </td> <td>After 10 min. of inactivity</td> </tr> <tr> <td>Environment</td> <td> </td> <td>0 to 50°C (32 to 122°F); RH max 95% non-condensing</td> </tr> <tr> <td>Dimensions</td> <td> </td> <td>81.5 x 61 x 37.5 mm (3.2 x 2.4 x 1.5”) Weight 64 g (2.25 oz.)</td> </tr> </tbody> </table> <p><br mce_bogus="1"/></p> </div> | Range 0 – 150 ppm ¦ ferrous sulfate method ¦ Resolution 1ppm | <div class="product-short-description"> <p>Range 0 – 150 ppm ¦ ferrous sulfate method ¦ Resolution 1ppm</p> </div> | https://www.hannathailand.com/wp-content/uploads/2022/06/miniphotometerfurnitrithoch2420_11.jpg | เครื่องวัดสีในน้ำตัวอย่าง HI727 , เครื่องวัดปริมาณฟลูออไรด์ ช่วงสูง รุ่น HI739 , น้ำยามาตรฐานสอบเทียบ , เครื่องวัดปริมาณฟอสฟอรัส ช่วงต่ำมาก รุ่น HI736 , เครื่องวัดปริมาณฟอสฟอรัส ช่วงสูง รุ่น HI706 , เครื่องวัดปริมาณแอมโมเนีย ในน้ำ รุ่น HI715 , น้ำยามาตรฐานสอบเทียบ ค่ามาตรฐานความเค็ม , เครื่องวัดปริมาณโครเมี่ยม ช่วงสูง รุ่น HI723 | <a class="woocommerce-LoopProduct-link woocommerce-loop-product__link" href="https://www.hannathailand.com/product/hi727-checker-hc-color-of-water/">เครื่องวัดสีในน้ำตัวอย่าง HI727</a> , <a class="woocommerce-LoopProduct-link woocommerce-loop-product__link" href="https://www.hannathailand.com/product/hi739-checker-hc-fluoride-hr/">เครื่องวัดปริมาณฟลูออไรด์ ช่วงสูง รุ่น HI739</a> , <a class="woocommerce-LoopProduct-link woocommerce-loop-product__link" href="https://www.hannathailand.com/product/hi9828-25/">น้ำยามาตรฐานสอบเทียบ</a> , <a class="woocommerce-LoopProduct-link woocommerce-loop-product__link" href="https://www.hannathailand.com/product/phosphorous-marine/">เครื่องวัดปริมาณฟอสฟอรัส ช่วงต่ำมาก รุ่น HI736</a> , <a class="woocommerce-LoopProduct-link woocommerce-loop-product__link" href="https://www.hannathailand.com/product/hi706-checker-hc-phosphorous-hr/">เครื่องวัดปริมาณฟอสฟอรัส ช่วงสูง รุ่น HI706</a> , <a class="woocommerce-LoopProduct-link woocommerce-loop-product__link" href="https://www.hannathailand.com/product/hi715-checker-hc-ammonia-mr/">เครื่องวัดปริมาณแอมโมเนีย ในน้ำ รุ่น HI715</a> , <a class="woocommerce-LoopProduct-link woocommerce-loop-product__link" href="https://www.hannathailand.com/product/hi7080l/">น้ำยามาตรฐานสอบเทียบ ค่ามาตรฐานความเค็ม</a> , <a class="woocommerce-LoopProduct-link woocommerce-loop-product__link" href="https://www.hannathailand.com/product/hi723-checker-hc-chromium-vi-hr/">เครื่องวัดปริมาณโครเมี่ยม ช่วงสูง รุ่น HI723</a> | https://www.hannathailand.com/wp-content/uploads/2022/06/miniphotometerfurfarbe843_11-600x600.jpg , https://www.hannathailand.com/wp-content/uploads/2022/06/miniphotometerfurfluoridhoch866_1151cb11ba33836-600x600.jpg , https://www.hannathailand.com/wp-content/uploads/2021/07/8-500x500.jpg , https://www.hannathailand.com/wp-content/uploads/2021/12/HI736-600x600.jpg , https://www.hannathailand.com/wp-content/uploads/2022/06/hi706_400-600x600.jpg , https://www.hannathailand.com/wp-content/uploads/2022/06/miniphotometerfurammoniakmittel2416_11-600x600.jpg , https://www.hannathailand.com/wp-content/uploads/2021/07/11-500x500.jpg , https://www.hannathailand.com/wp-content/uploads/2022/06/miniphotometerfurchromvihoch839_11-600x600.jpg
76 | เครื่องวัดปริมาณไนไตรท์ ในน้ำทะเล ช่วงต่ำมาก รุ่น HI764 | สินค้าทั้งหมด , อุตสาหกรรมเพาะปลูกและเลี้ยงปลาทะเล , เครื่องโฟโตมิเตอร์ , แบบพกพาสะดวก | https://www.hannathailand.com/product-category/spectrophotometer/photometer-portable/ | https://www.hannathailand.com/product/nitrite-marine/ | HI764 | 2,782.00 |  | <div aria-labelledby="tab-title-additional_information" class="woocommerce-Tabs-panel woocommerce-Tabs-panel--additional_information panel entry-content" id="tab-additional_information" role="tabpanel"> </div> | HANNA HI764 Checker®HC เชื่อมช่องว่างระหว่างชุดทดสอบทางเคมีอย่างง่ายและเครื่องมือระดับมืออาชีพ ชุดทดสอบสารเคมีมีความแม่นยำไม่มากนัก ในขณะที่เครื่องมือระดับมืออาชีพอาจมีราคาหลายร้อยดอลลาร์ และอาจใช้เวลานานในการสอบเทียบและบำรุงรักษา HANNA HI764 Checker®HC มีความแม่นยำและราคาไม่แพง คัลเลอริมิเตอร์แบบพกพา HI764 Checker®HC มีความละเอียด 1 ppb และใช้การปรับวิธี EPA Diazotization 354.1 รูปแบบที่โค้งมนของ Checker®HC นี้พอดีกับฝ่ามือและกระเป๋าของคุณได้อย่างลงตัว และจอ LCD ขนาดใหญ่ก็อ่านง่าย คุณสมบัติปิดเครื่องอัตโนมัติช่วยให้มั่นใจได้ว่าอายุการใช้งานแบตเตอรี่จะไม่หมดหากคุณลืมปิดเครื่อง HI764 Checker®HC ใช้งานง่ายมาก ขั้นแรก ให้ศูนย์เครื่องมือกับตัวอย่างน้ำของคุณ จากนั้นให้เพิ่มรีเอเจนต์ สุดท้าย วางขวดลงใน HI764 Checker®HC กดปุ่ม และอ่านผลลัพธ์ มันง่ายมาก The HANNA HI764 Checker®HC bridges the gap between simple chemical test kits and professional instrumentation. Chemical test kits are not very accurate while professional instrumentation can cost hundreds of dollars and can be time consuming to calibrate and maintain. The HANNA HI764 Checker®HC is accurate and affordable. The HI764 Checker®HC portable handheld colorimeter features a resolution of 1 ppb and uses an adaptation of EPA Diazotization method 354.1. The contoured style of this Checker®HC fits in your palm and pocket perfectly and the large LCD is easy to read. The auto shut-off feature assures the battery life will not be drained if you forget to turn it off. The HI764 Checker®HC is extremely simple to use. First, zero the instrument with your water sample. Next, add the reagent. Last, place the vial into the HI764 Checker®HC, press the button and read the results. It’s that easy. Order Information: HI 764 Checker®HC is supplied with sample cuvettes with caps (2), powder reagents for Nitrite (6), battery and instructions. Product Manuals Manual: Download Specification : Range 0 to 200 ppb Resolution 1 ppb Accuracy @ 25°C ±10 ppb ±4% of reading Light Source LED @ 525 nm Light Detector silicon photocell Environment 0 to 50°C (32 to 122°F); RH max 95% non-condensing Battery Type (1) 1.5V AAA Auto-off after two minutes of non-use Dimensions 81.5 x 61 x 37.5 mm (3.2 x 2.4 x 1.5”) Weight 64 g (2.25 oz.) Method Adaptation of EPA Diazotization method 354.1. | <div aria-labelledby="tab-title-description" class="woocommerce-Tabs-panel woocommerce-Tabs-panel--description panel entry-content active" id="tab-description" role="tabpanel"> <p>HANNA HI764 Checker®HC เชื่อมช่องว่างระหว่างชุดทดสอบทางเคมีอย่างง่ายและเครื่องมือระดับมืออาชีพ ชุดทดสอบสารเคมีมีความแม่นยำไม่มากนัก ในขณะที่เครื่องมือระดับมืออาชีพอาจมีราคาหลายร้อยดอลลาร์ และอาจใช้เวลานานในการสอบเทียบและบำรุงรักษา HANNA HI764 Checker®HC มีความแม่นยำและราคาไม่แพง</p> <p>คัลเลอริมิเตอร์แบบพกพา HI764 Checker®HC มีความละเอียด 1 ppb และใช้การปรับวิธี EPA Diazotization 354.1</p> <p>รูปแบบที่โค้งมนของ Checker®HC นี้พอดีกับฝ่ามือและกระเป๋าของคุณได้อย่างลงตัว และจอ LCD ขนาดใหญ่ก็อ่านง่าย คุณสมบัติปิดเครื่องอัตโนมัติช่วยให้มั่นใจได้ว่าอายุการใช้งานแบตเตอรี่จะไม่หมดหากคุณลืมปิดเครื่อง</p> <p>HI764 Checker®HC ใช้งานง่ายมาก ขั้นแรก ให้ศูนย์เครื่องมือกับตัวอย่างน้ำของคุณ จากนั้นให้เพิ่มรีเอเจนต์ สุดท้าย วางขวดลงใน HI764 Checker®HC กดปุ่ม และอ่านผลลัพธ์ มันง่ายมาก</p> <p>The HANNA HI764 Checker®HC bridges the gap between simple chemical test kits and professional instrumentation. Chemical test kits are not very accurate while professional instrumentation can cost hundreds of dollars and can be time consuming to calibrate and maintain. The HANNA HI764 Checker®HC is accurate and affordable.</p> <p>The HI764 Checker®HC portable handheld colorimeter features a resolution of 1 ppb and uses an adaptation of EPA Diazotization method 354.1.</p> <p>The contoured style of this Checker®HC fits in your palm and pocket perfectly and the large LCD is easy to read. The auto shut-off feature assures the battery life will not be drained if you forget to turn it off.</p> <p>The HI764 Checker®HC is extremely simple to use. First, zero the instrument with your water sample. Next, add the reagent. Last, place the vial into the HI764 Checker®HC, press the button and read the results. It’s that easy.</p> <p> </p> <p> </p> <p><strong>Order Information:</strong> HI 764 Checker®HC is supplied with sample cuvettes with caps (2), powder reagents for Nitrite (6), battery and instructions.</p> <div><strong>Product Manuals</strong></div> <p><img align="absmiddle" alt="" border="0" decoding="async" height="22" loading="lazy" src="http://www.hannainst.com/usa/images/icon-pdf.gif" width="20"/> Manual: <a href="http://www.hannainst.com/manuals/ist764_02_06_10.pdf" rel="noopener" target="_blank" title="Download Product Manual">Download</a></p> <p><strong>Specification :</strong></p> <table class="spec_table mceItemTable"> <tbody> <tr> <td>Range</td> <td></td> <td>0 to 200 ppb</td> </tr> <tr> <td>Resolution</td> <td></td> <td>1 ppb</td> </tr> <tr> <td>Accuracy @ 25°C</td> <td></td> <td>±10 ppb ±4% of reading</td> </tr> <tr> <td>Light Source</td> <td></td> <td>LED @ 525 nm</td> </tr> <tr> <td>Light Detector</td> <td></td> <td>silicon photocell</td> </tr> <tr> <td>Environment</td> <td></td> <td>0 to 50°C (32 to 122°F); RH max 95% non-condensing</td> </tr> <tr> <td>Battery Type</td> <td></td> <td>(1) 1.5V AAA</td> </tr> <tr> <td>Auto-off</td> <td></td> <td>after two minutes of non-use</td> </tr> <tr> <td>Dimensions</td> <td></td> <td>81.5 x 61 x 37.5 mm (3.2 x 2.4 x 1.5”)</td> </tr> <tr> <td>Weight</td> <td></td> <td>64 g (2.25 oz.)</td> </tr> <tr> <td>Method</td> <td></td> <td>Adaptation of EPA Diazotization method 354.1.</td> </tr> </tbody> </table> <p> </p> </div> | The HI 764 Checker®HC is extremely simple to use. First, zero the instrument with your water sample. Next, add the reagent. Last, place the vial into the HI 764 Checker®HC, press the button and read the results. It’s that easy. | <div class="product-short-description"> <p>The HI 764 Checker®HC is extremely simple to use. First, zero the instrument with your water sample. Next, add the reagent. Last, place the vial into the HI 764 Checker®HC, press the button and read the results. It’s that easy.</p> </div> | https://www.hannathailand.com/wp-content/uploads/2021/12/HI764.jpg | เครื่องวัดปริมาณไนไตรท์ ช่วงสูง ในตัวอย่างน้ำ รุ่น HI708 , เครื่องวัดปริมาณฟอสเฟต ช่วงต่ำ รุ่น HI713 , เซ็นเซอร์วัดออกซิเจนในน้ำสำหรับ HI9829 มัลติพารามิเตอร์ , เครื่องควบคุมค่าความนำไฟฟ้า , เครื่องวัดปริมาณไอโอดีน รุ่น HI718 , เครื่องวัดปริมาณโบรมีน ในตัวอย่างน้ำ รุ่น HI716 , เครื่องวัดปริมาณนิกเกิล ช่วงสูง รุ่น HI726 , เครื่องวัดปริมาณฟลูออไรด์ ช่วงต่ำ รุ่น HI729 | <a class="woocommerce-LoopProduct-link woocommerce-loop-product__link" href="https://www.hannathailand.com/product/hi708-checker-hc-nitrite-hr/">เครื่องวัดปริมาณไนไตรท์ ช่วงสูง ในตัวอย่างน้ำ รุ่น HI708</a> , <a class="woocommerce-LoopProduct-link woocommerce-loop-product__link" href="https://www.hannathailand.com/product/hi713-checker-hc-phosphate-lr/">เครื่องวัดปริมาณฟอสเฟต ช่วงต่ำ รุ่น HI713</a> , <a class="woocommerce-LoopProduct-link woocommerce-loop-product__link" href="https://www.hannathailand.com/product/hi7609829-2/">เซ็นเซอร์วัดออกซิเจนในน้ำสำหรับ HI9829 มัลติพารามิเตอร์</a> , <a class="woocommerce-LoopProduct-link woocommerce-loop-product__link" href="https://www.hannathailand.com/product/hi8931cn/">เครื่องควบคุมค่าความนำไฟฟ้า</a> , <a class="woocommerce-LoopProduct-link woocommerce-loop-product__link" href="https://www.hannathailand.com/product/hi718-checker-hc-iodine/">เครื่องวัดปริมาณไอโอดีน รุ่น HI718</a> , <a class="woocommerce-LoopProduct-link woocommerce-loop-product__link" href="https://www.hannathailand.com/product/hi716-checker-hc-bromine/">เครื่องวัดปริมาณโบรมีน ในตัวอย่างน้ำ รุ่น HI716</a> , <a class="woocommerce-LoopProduct-link woocommerce-loop-product__link" href="https://www.hannathailand.com/product/hi726-checker-hc-nickel-hr/">เครื่องวัดปริมาณนิกเกิล ช่วงสูง รุ่น HI726</a> , <a class="woocommerce-LoopProduct-link woocommerce-loop-product__link" href="https://www.hannathailand.com/product/hi729-checker-hc-fluoride-lr/">เครื่องวัดปริมาณฟลูออไรด์ ช่วงต่ำ รุ่น HI729</a> | https://www.hannathailand.com/wp-content/uploads/2021/12/HI764-600x600.jpg , https://www.hannathailand.com/wp-content/uploads/2021/12/hi764-checkerhc-open-angle-600x600.jpg , https://www.hannathailand.com/wp-content/uploads/2022/06/miniphotometerfurnitrithoch2420_11-600x600.jpg , https://www.hannathailand.com/wp-content/uploads/2022/06/hi713_lg51caffcdce23e-600x600.jpg , https://www.hannathailand.com/wp-content/uploads/2021/07/5-500x500.jpg , https://www.hannathailand.com/wp-content/uploads/2021/07/2-500x500.jpg , https://www.hannathailand.com/wp-content/uploads/2022/06/miniphotometerfuriod829_11-600x600.jpg , https://www.hannathailand.com/wp-content/uploads/2022/06/miniphotometerfurfreiesgesamtchlor704_11-600x600.jpg , https://www.hannathailand.com/wp-content/uploads/2022/06/miniphotometerfurnickelhoch841_11-600x600.jpg , https://www.hannathailand.com/wp-content/uploads/2022/06/miniphotometerfurfluoridniedrig844_11-600x600.jpg
77 | เครื่องวัดปริมาณไอโอดีน รุ่น HI718 | สินค้าทั้งหมด , อุตสาหกรรมอาหาร , เครื่องโฟโตมิเตอร์ , แบบพกพาสะดวก | https://www.hannathailand.com/product-category/spectrophotometer/photometer-portable/ | https://www.hannathailand.com/product/hi718-checker-hc-iodine/ | HI718 | 3,103.00 |  | <div aria-labelledby="tab-title-additional_information" class="woocommerce-Tabs-panel woocommerce-Tabs-panel--additional_information panel entry-content" id="tab-additional_information" role="tabpanel"> </div> | The HANNA Checker®HC’s bridge the gap between simple chemical test kits and professional instrumentation. Chemical test kits are not very accurate and only give 5 to 10 points resolution while professional instrumentation can cost hundreds of dollars and can be time consuming to calibrate and maintain. The HANNA HI 718 and Checker®HC is accurate and affordable. The HI 718 Checker®HC portable handheld colorimeter features a resolution of 0.1 ppm and accuracy of ±0.1 ppm ±5% of reading. This Checker® HC uses a modification of the DPD method used for residual chlorine. The contoured style of this Checker®HC fits in your palm and pocket perfectly and the large LCD is easy to read. The auto shut-off feature assures the battery life will not be drained if you forget to turn it off. The HI 718 is extremely simple to use. First, zero the instrument with your water sample. Next, add the reagent. Last, place the vial into the instrument, press the button and read the results. It’s that easy. Order Information: HI 718 Checker®HC is supplied with sample cuvettes with caps (2), powder reagents for iodine (6), battery and instructions. Product Manuals Manual: Download Specification : Range 00.0 to 12.5 ppm (mg/L) Resolution 0.1 ppm (mg/L) Accuracy @ 25°C ±0.1 ppm ±5% of reading Light Source LED @ 525 nm Light Detector silicon photocell Environment 0 to 50°C (32 to 122°F); RH max 95% non-condensing Battery Type (1) 1.5V AAA Auto-off after two minutes of non-use and ten seconds after reading Dimensions 81.5 x 61 x 37.5 mm (3.2 x 2.4 x 1.5”) Weight 64 g (2.25 oz.) Method adaptation of the Standard Methods for the Examination of Water and Wastewater, 18th edition, DPD method. | <div aria-labelledby="tab-title-description" class="woocommerce-Tabs-panel woocommerce-Tabs-panel--description panel entry-content active" id="tab-description" role="tabpanel"> <p style="text-align: justify;">The HANNA Checker®HC’s bridge the gap between simple chemical test kits and professional instrumentation. Chemical test kits are not very accurate and only give 5 to 10 points resolution while professional instrumentation can cost hundreds of dollars and can be time consuming to calibrate and maintain. The HANNA HI 718 and Checker®HC is accurate and affordable.</p> <p style="text-align: justify;">The HI 718 Checker®HC portable handheld colorimeter features a resolution of 0.1 ppm and accuracy of ±0.1 ppm ±5% of reading. This Checker® HC uses a modification of the DPD method used for residual chlorine.</p> <p style="text-align: justify;">The contoured style of this Checker®HC fits in your palm and pocket perfectly and the large LCD is easy to read. The auto shut-off feature assures the battery life will not be drained if you forget to turn it off.</p> <p style="text-align: justify;">The HI 718 is extremely simple to use. First, zero the instrument with your water sample. Next, add the reagent. Last, place the vial into the instrument, press the button and read the results. It’s that easy.</p> <p style="text-align: justify;"> </p> <p style="text-align: justify;"><strong>Order Information:</strong> HI 718 Checker®HC is supplied with sample cuvettes with caps (2), powder reagents for iodine (6), battery and instructions.</p> <div><strong>Product Manuals</strong></div> <p style="text-align: justify;"><img align="absmiddle" alt="" border="0" decoding="async" height="22" loading="lazy" src="http://hannainst.com/usa/images/icon-pdf.gif" width="20"/> Manual: <a href="http://hannainst.com/manuals/ist718_03_13.pdf" rel="noopener" target="_blank" title="Download Product Manual">Download</a></p> <p><strong>Specification :</strong></p> <table class="spec_table"> <tbody> <tr> <td>Range</td> <td> </td> <td>00.0 to 12.5 ppm (mg/L)</td> </tr> <tr> <td>Resolution</td> <td> </td> <td>0.1 ppm (mg/L)</td> </tr> <tr> <td>Accuracy @ 25°C</td> <td> </td> <td>±0.1 ppm ±5% of reading</td> </tr> <tr> <td>Light Source</td> <td> </td> <td>LED @ 525 nm</td> </tr> <tr> <td>Light Detector</td> <td> </td> <td>silicon photocell</td> </tr> <tr> <td>Environment</td> <td> </td> <td>0 to 50°C (32 to 122°F); RH max 95% non-condensing</td> </tr> <tr> <td>Battery Type</td> <td> </td> <td>(1) 1.5V AAA</td> </tr> <tr> <td>Auto-off</td> <td> </td> <td>after two minutes of non-use and ten seconds after reading</td> </tr> <tr> <td>Dimensions</td> <td> </td> <td>81.5 x 61 x 37.5 mm (3.2 x 2.4 x 1.5”)</td> </tr> <tr> <td>Weight</td> <td> </td> <td>64 g (2.25 oz.)</td> </tr> <tr> <td>Method</td> <td> </td> <td>adaptation of the Standard Methods for the Examination of Water and Wastewater, 18th edition, DPD method.</td> </tr> </tbody> </table> <p> </p> </div> | Range 0.0 – 12.5 ppm ¦ DPD Method ¦ Resolution 0.1ppm | <div class="product-short-description"> <p>Range 0.0 – 12.5 ppm ¦ DPD Method ¦ Resolution 0.1ppm</p> </div> | https://www.hannathailand.com/wp-content/uploads/2022/06/miniphotometerfuriod829_11.jpg | เซ็นเซอร์วัดออกซิเจนในน้ำสำหรับ HI9829 มัลติพารามิเตอร์ , เครื่องวัดปริมาณโบรมีน ในตัวอย่างน้ำ รุ่น HI716 , เครื่องควบคุมค่าความนำไฟฟ้า , น้ำยามาตรฐานสอบเทียบ , น้ำยามาตรฐานสอบเทียบ ค่ามาตรฐานความเค็ม , เครื่องวัดสีในน้ำตัวอย่าง HI727 , สารละลายมาตรฐานความขุ่น 20 NTU , เครื่องวัดปริมาณฟลูออไรด์ ช่วงต่ำ รุ่น HI729 | <a class="woocommerce-LoopProduct-link woocommerce-loop-product__link" href="https://www.hannathailand.com/product/hi7609829-2/">เซ็นเซอร์วัดออกซิเจนในน้ำสำหรับ HI9829 มัลติพารามิเตอร์</a> , <a class="woocommerce-LoopProduct-link woocommerce-loop-product__link" href="https://www.hannathailand.com/product/hi716-checker-hc-bromine/">เครื่องวัดปริมาณโบรมีน ในตัวอย่างน้ำ รุ่น HI716</a> , <a class="woocommerce-LoopProduct-link woocommerce-loop-product__link" href="https://www.hannathailand.com/product/hi8931cn/">เครื่องควบคุมค่าความนำไฟฟ้า</a> , <a class="woocommerce-LoopProduct-link woocommerce-loop-product__link" href="https://www.hannathailand.com/product/hi9828-25/">น้ำยามาตรฐานสอบเทียบ</a> , <a class="woocommerce-LoopProduct-link woocommerce-loop-product__link" href="https://www.hannathailand.com/product/hi7083l/">น้ำยามาตรฐานสอบเทียบ ค่ามาตรฐานความเค็ม</a> , <a class="woocommerce-LoopProduct-link woocommerce-loop-product__link" href="https://www.hannathailand.com/product/hi727-checker-hc-color-of-water/">เครื่องวัดสีในน้ำตัวอย่าง HI727</a> , <a class="woocommerce-LoopProduct-link woocommerce-loop-product__link" href="https://www.hannathailand.com/product/hi93102-20/">สารละลายมาตรฐานความขุ่น 20 NTU</a> , <a class="woocommerce-LoopProduct-link woocommerce-loop-product__link" href="https://www.hannathailand.com/product/hi729-checker-hc-fluoride-lr/">เครื่องวัดปริมาณฟลูออไรด์ ช่วงต่ำ รุ่น HI729</a> | https://www.hannathailand.com/wp-content/uploads/2021/07/5-500x500.jpg , https://www.hannathailand.com/wp-content/uploads/2022/06/miniphotometerfurfreiesgesamtchlor704_11-600x600.jpg , https://www.hannathailand.com/wp-content/uploads/2021/07/2-500x500.jpg , https://www.hannathailand.com/wp-content/uploads/2021/07/8-500x500.jpg , https://www.hannathailand.com/wp-content/uploads/2021/07/10-500x500.jpg , https://www.hannathailand.com/wp-content/uploads/2022/06/miniphotometerfurfarbe843_11-600x600.jpg , https://www.hannathailand.com/wp-content/uploads/2021/07/9-500x500.jpg , https://www.hannathailand.com/wp-content/uploads/2022/06/miniphotometerfurfluoridniedrig844_11-600x600.jpg
78 | เครื่องวัดสีในน้ำตัวอย่าง HI727 | สินค้าทั้งหมด , อุตสาหกรรมอาหาร , เครื่องโฟโตมิเตอร์ , แบบพกพาสะดวก | https://www.hannathailand.com/product-category/spectrophotometer/photometer-portable/ | https://www.hannathailand.com/product/hi727-checker-hc-color-of-water/ | HI727 | 3,103.00 |  | <div aria-labelledby="tab-title-additional_information" class="woocommerce-Tabs-panel woocommerce-Tabs-panel--additional_information panel entry-content" id="tab-additional_information" role="tabpanel"> </div> | เครื่องวัดสีของน้ำ Color of Water Colorimeter HI727 ใช้สำหรับตรวจวัดสีของน้ำ ใช้ในน้ำดื่มและน้ำเสีย ซึ่งสีของน้ำอาจบ่งชี้ว่ามีสารที่ไม่พึงประสงค์และเป็นอันตรายเช่นอินทรียวัตถุ และสารที่เป็นอันตรายของน้ำเช่นเหล็ก แมงกานีสเกินมาตราฐานหรือไม่หน่วยการวัดสีของน้ำมีหน่วยวัดเป็น PCU (Platinum Cobalt Units) ย่านการวัด 0-500 PCU (Platinum Cobalt Units) มีความละเอียด 5 PCU ด้วยความเเม่นยำ ±10 PCU ใช้งานง่าย มีความถูกต้องแม่นยำและประหยัดค่าใช้จ่าย ใช้ในกระบวนการผลิตน้ำดื่ม การบำบัดน้ำเสีย เเละตรวจสอบศึกษาสภาพเเหล่งน้ำ True color is caused by dissolved compounds in water. It can be natural or artificial. Dissolved and suspended solids (together) cause apparent color. Color is measured in Platinum-Cobalt units. The AWWA recommends ≤ 15 PCU. The HI 727 Checker®HC is extremely simple to use. First, zero the instrument with deionized water. Next, prepare the sample according to the Apparent/True color measurement. Place the second vial with prepared sample into the Checker®HC, press the operational button and the HI 727 Checker®HC displays the color of water in PCU. Order Information: HI 727 Checker®HC is supplied with sample cuvettes with caps (2 ea.), battery and instructions Product Manuals Manual: Download Specification : Range 0 to 500 PCU Resolution 5 PCU Accuracy @ 25°C ±5% of reading ±10 PCU Light Source LED @ 470 nm Light Detector silicon photocell Environment 0 to 50°C (32 to 122°F); RH max 95% non-condensing Battery Type (1) 1.5V AAA Auto-off After ten minutes of non-use Dimensions 81.5 x 61 x 37.5 mm (3.2 x 2.4 x 1.5”) Weight 64 g (2.25 oz.) Method adaptation of the Standard Methods for the Examination of Water and Wastewater, 21th edition, Colorimetric Platinum Cobalt method | <div aria-labelledby="tab-title-description" class="woocommerce-Tabs-panel woocommerce-Tabs-panel--description panel entry-content active" id="tab-description" role="tabpanel"> <p>เครื่องวัดสีของน้ำ Color of Water Colorimeter HI727 ใช้สำหรับตรวจวัดสีของน้ำ ใช้ในน้ำดื่มและน้ำเสีย ซึ่งสีของน้ำอาจบ่งชี้ว่ามีสารที่ไม่พึงประสงค์และเป็นอันตรายเช่นอินทรียวัตถุ และสารที่เป็นอันตรายของน้ำเช่นเหล็ก แมงกานีสเกินมาตราฐานหรือไม่หน่วยการวัดสีของน้ำมีหน่วยวัดเป็น PCU (Platinum Cobalt Units) ย่านการวัด 0-500 PCU (Platinum Cobalt Units) มีความละเอียด 5 PCU ด้วยความเเม่นยำ ±10 PCU ใช้งานง่าย มีความถูกต้องแม่นยำและประหยัดค่าใช้จ่าย ใช้ในกระบวนการผลิตน้ำดื่ม การบำบัดน้ำเสีย เเละตรวจสอบศึกษาสภาพเเหล่งน้ำ</p> <p style="text-align: justify;">True color is caused by dissolved compounds in water. It can be natural or artificial. Dissolved and suspended solids (together) cause apparent color. Color is measured in Platinum-Cobalt units. The AWWA recommends ≤ 15 PCU.</p> <p style="text-align: justify;">The HI 727 Checker®HC is extremely simple to use. First, zero the instrument with deionized water. Next, prepare the sample according to the Apparent/True color measurement. Place the second vial with prepared sample into the Checker®HC, press the operational button and the HI 727 Checker®HC displays the color of water in PCU.</p> <p style="text-align: justify;"> <p style="text-align: justify;"><strong>Order Information:</strong> HI 727 Checker®HC is supplied with sample cuvettes with caps (2 ea.), battery and instructions</p> <div><strong>Product Manuals</strong></div> <p style="text-align: justify;"><img align="absmiddle" alt="" border="0" decoding="async" height="22" loading="lazy" src="http://hannainst.com/usa/images/icon-pdf.gif" width="20"/> Manual: <a href="http://hannainst.com/manuals/ist727_03_13.pdf" rel="noopener" target="_blank" title="Download Product Manual">Download</a></p> <p><strong>Specification :</strong></p> <table class="spec_table"> <tbody> <tr> <td>Range</td> <td></td> <td>0 to 500 PCU</td> </tr> <tr> <td>Resolution</td> <td></td> <td>5 PCU</td> </tr> <tr> <td>Accuracy @ 25°C</td> <td></td> <td>±5% of reading ±10 PCU</td> </tr> <tr> <td>Light Source</td> <td></td> <td>LED @ 470 nm</td> </tr> <tr> <td>Light Detector</td> <td></td> <td>silicon photocell</td> </tr> <tr> <td>Environment</td> <td></td> <td>0 to 50°C (32 to 122°F); RH max 95% non-condensing</td> </tr> <tr> <td>Battery Type</td> <td></td> <td>(1) 1.5V AAA</td> </tr> <tr> <td>Auto-off</td> <td></td> <td>After ten minutes of non-use</td> </tr> <tr> <td>Dimensions</td> <td></td> <td>81.5 x 61 x 37.5 mm (3.2 x 2.4 x 1.5”)</td> </tr> <tr> <td>Weight</td> <td></td> <td>64 g (2.25 oz.)</td> </tr> <tr> <td>Method</td> <td></td> <td>adaptation of the Standard Methods for the Examination of Water and Wastewater, 21th edition, Colorimetric Platinum Cobalt method</td> </tr> </tbody> </table> <p> </p> </p></div> | Range 0 – 500 PCU ¦ Platinum Cobalt method ¦ Resolution 5 PCU | <div class="product-short-description"> <p>Range 0 – 500 PCU ¦ Platinum Cobalt method ¦ Resolution 5 PCU</p> </div> | https://www.hannathailand.com/wp-content/uploads/2022/06/miniphotometerfurfarbe843_11.jpg | เครื่องวัดปริมาณแอมโมเนีย ในน้ำ รุ่น HI715 , เครื่องวัดปริมาณซิลิกา ช่วงต่ำ ในตัวอย่างน้ำ รุ่น HI705 , เครื่องวัดปริมาณฟอสเฟต ช่วงสูง รุ่น HI717 , เครื่องวัดปริมาณฟอสเฟต ช่วงต่ำ รุ่น HI713 , น้ำยามาตรฐานสอบเทียบ , เครื่องวัดปริมาณฟอสฟอรัส ช่วงสูง รุ่น HI706 , เครื่องวัดปริมาณคลอรีนอิสระ รุ่น HI701 , เครื่องวัดปริมาณไนไตรท์ ช่วงต่ำ รุ่น HI707 | <a class="woocommerce-LoopProduct-link woocommerce-loop-product__link" href="https://www.hannathailand.com/product/hi715-checker-hc-ammonia-mr/">เครื่องวัดปริมาณแอมโมเนีย ในน้ำ รุ่น HI715</a> , <a class="woocommerce-LoopProduct-link woocommerce-loop-product__link" href="https://www.hannathailand.com/product/hi705-checker-hc-silica-lr/">เครื่องวัดปริมาณซิลิกา ช่วงต่ำ ในตัวอย่างน้ำ รุ่น HI705</a> , <a class="woocommerce-LoopProduct-link woocommerce-loop-product__link" href="https://www.hannathailand.com/product/hi717-checker-hc-phosphate-hr/">เครื่องวัดปริมาณฟอสเฟต ช่วงสูง รุ่น HI717</a> , <a class="woocommerce-LoopProduct-link woocommerce-loop-product__link" href="https://www.hannathailand.com/product/hi713-checker-hc-phosphate-lr/">เครื่องวัดปริมาณฟอสเฟต ช่วงต่ำ รุ่น HI713</a> , <a class="woocommerce-LoopProduct-link woocommerce-loop-product__link" href="https://www.hannathailand.com/product/hi9828-25/">น้ำยามาตรฐานสอบเทียบ</a> , <a class="woocommerce-LoopProduct-link woocommerce-loop-product__link" href="https://www.hannathailand.com/product/hi706-checker-hc-phosphorous-hr/">เครื่องวัดปริมาณฟอสฟอรัส ช่วงสูง รุ่น HI706</a> , <a class="woocommerce-LoopProduct-link woocommerce-loop-product__link" href="https://www.hannathailand.com/product/hi701-checker-hc-free-chlorine/">เครื่องวัดปริมาณคลอรีนอิสระ รุ่น HI701</a> , <a class="woocommerce-LoopProduct-link woocommerce-loop-product__link" href="https://www.hannathailand.com/product/hi707-checker-hc-nitrite-lr/">เครื่องวัดปริมาณไนไตรท์ ช่วงต่ำ รุ่น HI707</a> | https://www.hannathailand.com/wp-content/uploads/2022/06/miniphotometerfurammoniakmittel2416_11-600x600.jpg , https://www.hannathailand.com/wp-content/uploads/2022/06/hi705400-600x600.jpg , https://www.hannathailand.com/wp-content/uploads/2022/06/miniphotometerfurphosphathoch827_11-600x600.jpg , https://www.hannathailand.com/wp-content/uploads/2022/06/hi713_lg51caffcdce23e-600x600.jpg , https://www.hannathailand.com/wp-content/uploads/2021/07/8-500x500.jpg , https://www.hannathailand.com/wp-content/uploads/2022/06/hi706_400-600x600.jpg , https://www.hannathailand.com/wp-content/uploads/2021/11/hi701-500x500.jpg , https://www.hannathailand.com/wp-content/uploads/2022/06/hi707400-600x600.jpg
79 | เครื่องวัดหาค่าออกซิเจนที่ละลายในน้ำ ชนิดโพลาโรกราฟิก รุ่น HI9146-04 | เครื่องวัดออกซิเจนในน้ำ , แบบภาคสนาม | https://www.hannathailand.com/product-category/dissolved-oxygen-meter/oxygen-fieldwork/ | https://www.hannathailand.com/product/hi9146-04/ | HI9146-04 | 35,310.00 |  | <div aria-labelledby="tab-title-additional_information" class="woocommerce-Tabs-panel woocommerce-Tabs-panel--additional_information panel entry-content" id="tab-additional_information" role="tabpanel"> </div> | HI9146-04 ออกแบบมาเพื่อให้มีความแม่นยำและความถูกต้อง ออกแบบมาเพื่อให้มีความแม่นยำในห้องปฏิบัติการและความถูกต้องภายใต้เงื่อนไขด้านสิ่งแวดล้อมและอุตสาหกรรม มีคุณสมบัติหลายอย่างรวมทั้งการสอบเทียบอัตโนมัติ และการชดเชยอุณหภูมิ ความเค็มและความสูง มีระบบป้องกันข้อผิดพลาดแบตเตอรี่ (BEPS) ที่ตรวจพบเมื่อแบตเตอรี่นอ่อนเกินไป มีคู่มือการใช้งานภาษาไทย On-screen tutorial messages Two point calibration Auto endpoint DO range up to 300%, temperature compensated Altitude compensation up to 4000 m Salinity compensation up to 80 g/L Automatic calibration in air GLP features Low battery indicator HI 9146 is a water-resistant, dissolved oxygen meter that measures up to 300% saturation or 45 ppm (mg/L) with temperature compensation and automatic calibration. It has been developed for DO and temperature measurement in water, wastewater, wine and applications such as fish farming. This instrument also allows altitude compensation up to 4000 m and the ppm and % saturation are both compensated for changes in solubility of oxygen in water and for permeability of the membrane as well as the temperature effect. The included polarographic probe features built-in temperature compensation and removable protective membrane cover. Order Information: HI 9146-04 is supplied complete with HI 76407/4F probe with 4 m (13.1’) cable, HI 76407A membranes (2), HI 7041S electrolyte solution (30 mL), batteries, instructions and rugged carrying case. HI 9146-10 is supplied complete with HI 76407/10F probe with 10 m (32.8’) cable, HI 76407A membranes (2), HI 7041S electrolyte solution (30 mL), batteries, instructions and rugged carrying case. Product Manuals Manual: Download Specification : Range O2 0.00 to 45.00 mg/L Range % Saturation O2 0.0 to 300.0% Range Temperature 0.0 to 50.0°C Resolution O2 0.01 mg/L Resolution % Saturation O2 0.1% Resolution Temperature 0.1°C Accuracy O2 ±1.5% F.S. Accuracy % Saturation O2 ±1.5% F.S. Accuracy Temperature 0.5°C Calibration automatic, in air, at 100% Temperature Compensation automatic, 0 to 50°C (32 to 122°F) Altitude Compensation 0 to 1900 m (100 m 326′ resolution) Salinity Compensation 0 to 40 g/L (1g/L resolution) Probe HI 76407/4F with 4 m cable Power Supply 4 x 1.5 AA batteries / approx. 200 hours of continuous use; auto-off after 4 hours of inactivity; or input for 12 Vdc power adapter Environment 0 to 50°C (32 to 122°F); RH max 100% Dimensions 196 x 80 x 60 mm (7.7 x 3.1 x 2.4″) Weight 500 g (1.1 lb.) | <div aria-labelledby="tab-title-description" class="woocommerce-Tabs-panel woocommerce-Tabs-panel--description panel entry-content active" id="tab-description" role="tabpanel"> <p><strong>HI9146-04</strong> ออกแบบมาเพื่อให้มีความแม่นยำและความถูกต้อง ออกแบบมาเพื่อให้มีความแม่นยำในห้องปฏิบัติการและความถูกต้องภายใต้เงื่อนไขด้านสิ่งแวดล้อมและอุตสาหกรรม มีคุณสมบัติหลายอย่างรวมทั้งการสอบเทียบอัตโนมัติ และการชดเชยอุณหภูมิ ความเค็มและความสูง มีระบบป้องกันข้อผิดพลาดแบตเตอรี่ (BEPS) ที่ตรวจพบเมื่อแบตเตอรี่นอ่อนเกินไป มีคู่มือการใช้งานภาษาไทย</p> <ul> <li>On-screen tutorial messages</li> <li>Two point calibration</li> <li>Auto endpoint</li> <li>DO range up to 300%, temperature compensated</li> <li>Altitude compensation up to 4000 m</li> <li>Salinity compensation up to 80 g/L</li> <li>Automatic calibration in air</li> <li>GLP features</li> <li>Low battery indicator</li> </ul> <p> </p> <p>HI 9146 is a water-resistant, dissolved oxygen meter that measures up to 300% saturation or 45 ppm (mg/L) with temperature compensation and automatic calibration. It has been developed for DO and temperature measurement in water, wastewater, wine and applications such as fish farming.</p> <p>This instrument also allows altitude compensation up to 4000 m and the ppm and % saturation are both compensated for changes in solubility of oxygen in water and for permeability of the membrane as well as the temperature effect.</p> <p>The included polarographic probe features built-in temperature compensation and removable protective membrane cover.</p> <p> </p> <p> </p> <p><strong>Order Information:</strong> HI 9146-04 is supplied complete with HI 76407/4F probe with 4 m (13.1’) cable, HI 76407A membranes (2), HI 7041S electrolyte solution (30 mL), batteries, instructions and rugged carrying case. HI 9146-10 is supplied complete with HI 76407/10F probe with 10 m (32.8’) cable, HI 76407A membranes (2), HI 7041S electrolyte solution (30 mL), batteries, instructions and rugged carrying case.</p> <div><strong>Product Manuals</strong></div> <p><img align="absmiddle" alt="" border="0" decoding="async" height="22" loading="lazy" src="http://www.hannainst.com/usa/images/icon-pdf.gif" width="20"/> Manual: <a href="http://www.hannainst.com/manuals/man9146y_20_09_10.pdf" rel="noopener" target="_blank" title="Download Product Manual">Download</a></p> <p><strong>Specification :</strong></p> <table class="spec_table"> <tbody> <tr> <td>Range</td> <td>O<sub>2</sub></td> <td>0.00 to 45.00 mg/L</td> </tr> <tr> <td>Range</td> <td>% Saturation O<sub>2</sub></td> <td>0.0 to 300.0%</td> </tr> <tr> <td>Range</td> <td>Temperature</td> <td>0.0 to 50.0°C</td> </tr> <tr> <td>Resolution</td> <td>O<sub>2</sub></td> <td>0.01 mg/L</td> </tr> <tr> <td>Resolution</td> <td>% Saturation O<sub>2</sub></td> <td>0.1%</td> </tr> <tr> <td>Resolution</td> <td>Temperature</td> <td>0.1°C</td> </tr> <tr> <td>Accuracy</td> <td>O<sub>2</sub></td> <td>±1.5% F.S.</td> </tr> <tr> <td>Accuracy</td> <td>% Saturation O<sub>2</sub></td> <td>±1.5% F.S.</td> </tr> <tr> <td>Accuracy</td> <td>Temperature</td> <td>0.5°C</td> </tr> <tr> <td>Calibration</td> <td></td> <td>automatic, in air, at 100%</td> </tr> <tr> <td>Temperature Compensation</td> <td></td> <td>automatic, 0 to 50°C (32 to 122°F)</td> </tr> <tr> <td>Altitude Compensation</td> <td></td> <td>0 to 1900 m (100 m 326′ resolution)</td> </tr> <tr> <td>Salinity Compensation</td> <td></td> <td>0 to 40 g/L (1g/L resolution)</td> </tr> <tr> <td>Probe</td> <td></td> <td>HI 76407/4F with 4 m cable</td> </tr> <tr> <td>Power Supply</td> <td></td> <td>4 x 1.5 AA batteries / approx. 200 hours of continuous use; auto-off after 4 hours of inactivity; or input for 12 Vdc power adapter</td> </tr> <tr> <td>Environment</td> <td></td> <td>0 to 50°C (32 to 122°F); RH max 100%</td> </tr> <tr> <td>Dimensions</td> <td></td> <td>196 x 80 x 60 mm (7.7 x 3.1 x 2.4″)</td> </tr> <tr> <td>Weight</td> <td></td> <td>500 g (1.1 lb.)</td> </tr> </tbody> </table> <p><strong> </strong></p> </div> | HI9146-04 – Oxygen meter with temperature, salt and altitude compensation, polarographic probe to 45.00 mg / l O2. | <div class="product-short-description"> <p>HI9146-04 – Oxygen meter with temperature, salt and altitude compensation, polarographic probe to 45.00 mg / l O2.</p> </div> | https://www.hannathailand.com/wp-content/uploads/2022/06/sauerstoffhandmessgeratmit4mkabelsonde1080_1151e139489ab9a.jpg | เครื่องวัดค่าออกซิเจนที่ละลายในน้ำ รุ่น HI5421 , เครื่องวัดคุณภาพน้ำแบบหลายพารามิเตอร์ แบบเชื่อมต่อผ่านบลูทูธ รุ่น HI98494 , เครื่องวัดค่าออกซิเจนในน้ำ แบบเชิงแสง รุ่น HI98198 , เครื่องวัดปริมาณออกซิเจนในน้ำแบบโพลาโรกราฟี (DO/BOD/OUR/SOUR) แบบตั้งโต๊ะ รุ่น HI6421P-02 , เครื่องวัดค่าออกซิเจนที่ละลายในน้ำ รุ่น HI9147-04 ชนิดกัลวานิก , เครื่องวัดคุณภาพน้ำแบบหลายพารามิเตอร์ รุ่น HI9829 (pH/ISE/EC/DO/Turbidity) , เครื่องวัดคุณภาพน้ำแบบหลายพารามิเตอร์ (pH/ORP/EC/TDS/Salinity/DO/Pressure/Temperature) รุ่น HI98194 , เครื่องวัดคุณภาพน้ำแบบหลายพารามิเตอร์ รุ่น HI98199 (pH/EC/DO meter) | <a class="woocommerce-LoopProduct-link woocommerce-loop-product__link" href="https://www.hannathailand.com/product/do-meter-do-meter-dissolve-oxygen-hanna-hanna-thailand/">เครื่องวัดค่าออกซิเจนที่ละลายในน้ำ รุ่น HI5421</a> , <a class="woocommerce-LoopProduct-link woocommerce-loop-product__link" href="https://www.hannathailand.com/product/%e0%b9%80%e0%b8%84%e0%b8%a3%e0%b8%b7%e0%b9%88%e0%b8%ad%e0%b8%87%e0%b8%a7%e0%b8%b1%e0%b8%94%e0%b8%84%e0%b8%b8%e0%b8%93%e0%b8%a0%e0%b8%b2%e0%b8%9e%e0%b8%99%e0%b9%89%e0%b8%b3%e0%b9%81%e0%b8%9a%e0%b8%9a-2/">เครื่องวัดคุณภาพน้ำแบบหลายพารามิเตอร์ แบบเชื่อมต่อผ่านบลูทูธ รุ่น HI98494</a> , <a class="woocommerce-LoopProduct-link woocommerce-loop-product__link" href="https://www.hannathailand.com/product/optical-dissolved-oxygen-meter-hi98198/">เครื่องวัดค่าออกซิเจนในน้ำ แบบเชิงแสง รุ่น HI98198</a> , <a class="woocommerce-LoopProduct-link woocommerce-loop-product__link" href="https://www.hannathailand.com/product/do-benchtop-meter-2/">เครื่องวัดปริมาณออกซิเจนในน้ำแบบโพลาโรกราฟี (DO/BOD/OUR/SOUR) แบบตั้งโต๊ะ รุ่น HI6421P-02</a> , <a class="woocommerce-LoopProduct-link woocommerce-loop-product__link" href="https://www.hannathailand.com/product/hi9147-04-dissolved-oxygen-c-meter-galvanic-do-probe/">เครื่องวัดค่าออกซิเจนที่ละลายในน้ำ รุ่น HI9147-04 ชนิดกัลวานิก</a> , <a class="woocommerce-LoopProduct-link woocommerce-loop-product__link" href="https://www.hannathailand.com/product/hi9829-multiparameter-phiseecdoturbidity-waterproof-meter-with-gps-option/">เครื่องวัดคุณภาพน้ำแบบหลายพารามิเตอร์ รุ่น HI9829 (pH/ISE/EC/DO/Turbidity)</a> , <a class="woocommerce-LoopProduct-link woocommerce-loop-product__link" href="https://www.hannathailand.com/product/multiparameter-phorpecdopressure-temperature-waterproof-meter/">เครื่องวัดคุณภาพน้ำแบบหลายพารามิเตอร์ (pH/ORP/EC/TDS/Salinity/DO/Pressure/Temperature) รุ่น HI98194</a> , <a class="woocommerce-LoopProduct-link woocommerce-loop-product__link" href="https://www.hannathailand.com/product/%e0%b9%80%e0%b8%84%e0%b8%a3%e0%b8%b7%e0%b9%88%e0%b8%ad%e0%b8%87%e0%b8%a7%e0%b8%b1%e0%b8%94%e0%b8%84%e0%b8%b8%e0%b8%93%e0%b8%a0%e0%b8%b2%e0%b8%9e%e0%b8%99%e0%b9%89%e0%b8%b3%e0%b9%81%e0%b8%9a%e0%b8%9a/">เครื่องวัดคุณภาพน้ำแบบหลายพารามิเตอร์ รุ่น HI98199 (pH/EC/DO meter)</a> | https://www.hannathailand.com/wp-content/uploads/2022/06/hi54211-600x600.jpg , https://www.hannathailand.com/wp-content/uploads/2022/12/hi98494-600x600.jpg , https://www.hannathailand.com/wp-content/uploads/2021/12/HI98198-600x600.jpg , https://www.hannathailand.com/wp-content/uploads/2023/05/HI6421P-Right-Facing-3867x3868-3a3f2168-d3af-4530-b5cf-c5611c312d3b-600x600.jpg , https://www.hannathailand.com/wp-content/uploads/2022/06/fischzuchtsauerstoffhandmessgeratmit4mkabelsonde2339_11-600x600.jpg , https://www.hannathailand.com/wp-content/uploads/2022/06/hi9829_v2-600x600.jpg , https://www.hannathailand.com/wp-content/uploads/2022/06/hi98194-600x600.jpg , https://www.hannathailand.com/wp-content/uploads/2022/11/HI98199-600x600.jpg
80 | เครื่องวัดอุณหภูมิ ชนิด K-Type สำหรับอุตสาหกรรมอาหาร รุ่น HI935001 | สินค้าทั้งหมด , เครื่องวัดอุณหภูมิ/ความชื้น/แสง , แบบภาคสนาม | https://www.hannathailand.com/product-category/thermometer/thermo-fieldwork/ | https://www.hannathailand.com/product/hi93501n-foodcare-thermistor-thermometer/ | HI935001 | 5,885.00 | น้ำหนัก 0.2 กก. ขนาด 14 × 5.7 × 2.8 เซนติเมตร | <div aria-labelledby="tab-title-additional_information" class="woocommerce-Tabs-panel woocommerce-Tabs-panel--additional_information panel entry-content" id="tab-additional_information" role="tabpanel"> <table class="woocommerce-product-attributes shop_attributes"> <tr class="woocommerce-product-attributes-item woocommerce-product-attributes-item--weight"> <th class="woocommerce-product-attributes-item__label">น้ำหนัก</th> <td class="woocommerce-product-attributes-item__value">0.2 กก.</td> </tr> <tr class="woocommerce-product-attributes-item woocommerce-product-attributes-item--dimensions"> <th class="woocommerce-product-attributes-item__label">ขนาด</th> <td class="woocommerce-product-attributes-item__value">14 × 5.7 × 2.8 เซนติเมตร</td> </tr> </table> </div> | HI935001 เป็นเทอร์โมคัปเปิลเทอร์โมคัปเปิล K-Type แบบพกพากันน้ำได้ ออกแบบมาสำหรับผู้เชี่ยวชาญด้านอาหารที่ต้องการตรวจสอบอุณหภูมิโดยเป็นส่วนหนึ่งของการวิเคราะห์อันตรายของแผนจุดควบคุมวิกฤติ (HACCP) รวมถึงในงานบริการอาหาร การผลิต บรรจุภัณฑ์ การขนส่ง ร้านอาหาร หรือการจัดเลี้ยง . HI935001 ในฐานะมิเตอร์ สามารถวัดอุณหภูมิได้ในช่วงกว้างตั้งแต่ -50.0 °C (-58.0 °F) ถึง 300 °C (572 °F) และมีความแม่นยำสูงมาก ±0.4 °C (±0.7 °F) มั่นใจในความแม่นยำของมิเตอร์ด้วยคุณสมบัติการวินิจฉัยขั้นสูง รวมถึง CAL-Check ที่ตรวจสอบการเบี่ยงเบนที่ผิดปกติของอุปกรณ์อิเล็กทรอนิกส์ภายใน ระบบป้องกันข้อผิดพลาดของแบตเตอรี่ (BEPS) ที่จะไม่อนุญาตให้อ่านค่าได้เมื่อมีพลังงานแบตเตอรี่และหัววัดไม่เพียงพอ การวินิจฉัยที่แจ้งเตือนผู้ใช้เมื่อไม่ได้เชื่อมต่อโพรบหรือได้รับความเสียหาย The HI935001 is a waterproof portable K-Type thermocouple thermometer made for the food professional that is required to monitor temperature as part of a hazardous analysis of critical control points (HACCP) plan including in food service, production, packaging, transportation, restaurants or catering. The HI935001, as a meter, can measure over a wide range of temperatures from -50.0 °C (-58.0 °F) up to 300 °C (572 °F) and offers a very high accuracy of ±0.4 °C (±0.7 °F). The accuracy of the meter is assured with advanced diagnostic features including CAL-Check that checks for abnormal drift of the internal electronics, battery error prevention system (BEPS) that will not allow a reading to be taken when there is not sufficient battery power and probe diagnostics that alert the user when the probe is not connected or has been damaged. HI935001 Foodcare thermometer is supplied with the replaceable FC766PW K-Type thermocouple probe that will reach 90% of the final reading within 15 seconds. The tip of FC766PW is just 3 mm (0.12″) in diameter allowing for easy penetrations into solids and semi-solids. The AISI 316 stainless steel body is 155 mm (6.1″) long and is safe for food contact in compliance with Regulation (EC) 1935/2004. There are many considerations when designing a thermometer for the food professional. Below are features that we considered to be important and beneficial. CAL Check The calibration check (CAL Check) feature of the HI935001 is an internal diagnostic feature that checks for any drift in the electronics that occurs with all digital thermometers over time. When the meter is turned CAL Check looks to see if the internal calibration is within +/- 0.3 °C. If the drift is greater and error (err) message will be displayed. With CAL Check you can be confident that the meter is working properly. Low Battery Indicator The included AAA batteries provide 3500 hours of continuous use. When the battery level is below 10%, a warning symbol will blink to indicate low battery condition. When low battery power may affect your results, the meter will shut down to avoid erroneous readings caused by low battery level. Missing or Damaged Probe Messages The “NO PROBE” message is displayed on the meter when a thermocouple probe is not attached. If the probe is damaged the message will be displayed along with four blinking dashed lines. For an accurate temperature measurement it is important to know that not only is the meter working properly but that the probe is okay. Fast Response Probe FC766PW K-Type thermocouple probe that will reach 90% of the final reading within 15 seconds. Small Penetration Tip The tip of FC766PW is just 3 mm (0.12″) in diameter allowing for easy penetrations into solids and semi-solids. AISI316 Stainless Steel Body The AISI 316 stainless steel body is 155 mm (6.1″) long and is safe for food contact in compliance with Regulation (EC) 1935/2004. Additional Features/Benefits: Supplied with Instrument Quality Certificate HI935001 with the FC766PW are calibrated according to an ISO9001 calibration system using standards and reference instruments in which the accuracy is traceable the National Institute of Standards (NIST) in the USA, or to internationally acceptable physical standards. For traceability, the HI935001 meter is supplied with an instrument quality certificate including measured values along with reference values. Large LCD An enhanced LCD displays the measurement reading in oC or oF, stability indicator, error messages, and low battery indicator. Stability Indicator An hourglass indicator is displayed on the LCD until a stable reading is obtained. Once a reading stabilizes, the indicator disappears and a reading can be taken. Automatic Shut-off The meter can be set to automatically turn off after 8 minutes or 60 minutes to conserve battery life in the event that the meter is left on. The auto-off feature can also be disabled. Ergonomic, rugged, waterproof (IP65) design For additional protection the HI710027 shockproof rubber boot is available as an accessory. Order Information: HI935001 is supplied with FC766PW K-Type thermocouple penetration probe, batteries, instruction manual, and instrument quality certificate. Manual : Download Specification : Range -50.0 to 199.9 oC; 200 to 300 oC -58.0 to 399.9 oF; 400 to 572 oF Resolution 0.1 oC (-50.0 to 199.9 oC); 1 oC (200 to 300 oC) 0.1 oF (-58.0 to 399.9 oF); 1 oF (400 to 572 oF) Accuracy ±0.4 oC (-50.0 to 300 oC) ±0.7 oF (-58.0 to 572 oF) Probe HI766PW detachable pentration probe (included) Battery Type / Life 1.5V AAA battery (3 pcs.) / approximately 3500 hours of continuous use Environment operating conditions Dimensions 140 x 57 x 28 mm (5.5 x 2.2 x 1.1”) Weight 178 g (6.27 oz.) | <div aria-labelledby="tab-title-description" class="woocommerce-Tabs-panel woocommerce-Tabs-panel--description panel entry-content active" id="tab-description" role="tabpanel"> <p>HI935001 เป็นเทอร์โมคัปเปิลเทอร์โมคัปเปิล K-Type แบบพกพากันน้ำได้ ออกแบบมาสำหรับผู้เชี่ยวชาญด้านอาหารที่ต้องการตรวจสอบอุณหภูมิโดยเป็นส่วนหนึ่งของการวิเคราะห์อันตรายของแผนจุดควบคุมวิกฤติ (HACCP) รวมถึงในงานบริการอาหาร การผลิต บรรจุภัณฑ์ การขนส่ง ร้านอาหาร หรือการจัดเลี้ยง . HI935001 ในฐานะมิเตอร์ สามารถวัดอุณหภูมิได้ในช่วงกว้างตั้งแต่ -50.0 °C (-58.0 °F) ถึง 300 °C (572 °F) และมีความแม่นยำสูงมาก ±0.4 °C (±0.7 °F) มั่นใจในความแม่นยำของมิเตอร์ด้วยคุณสมบัติการวินิจฉัยขั้นสูง รวมถึง CAL-Check ที่ตรวจสอบการเบี่ยงเบนที่ผิดปกติของอุปกรณ์อิเล็กทรอนิกส์ภายใน ระบบป้องกันข้อผิดพลาดของแบตเตอรี่ (BEPS) ที่จะไม่อนุญาตให้อ่านค่าได้เมื่อมีพลังงานแบตเตอรี่และหัววัดไม่เพียงพอ การวินิจฉัยที่แจ้งเตือนผู้ใช้เมื่อไม่ได้เชื่อมต่อโพรบหรือได้รับความเสียหาย</p> <p><span style="color: #282828;"><strong>The HI935001</strong> is a waterproof portable K-Type thermocouple thermometer made for the food professional that is required to monitor temperature as part of a hazardous analysis of critical control points (HACCP) plan including in food service, production, packaging, transportation, restaurants or catering. The HI935001, as a meter, can measure over a wide range of temperatures from -50.0 °C (-58.0 °F) up to 300 °C (572 °F) and offers a very high accuracy of ±0.4 °C (±0.7 °F). The accuracy of the meter is assured with advanced diagnostic features including CAL-Check that checks for abnormal drift of the internal electronics, battery error prevention system (BEPS) that will not allow a reading to be taken when there is not sufficient battery power and probe diagnostics that alert the user when the probe is not connected or has been damaged.</span></p> <p><span style="color: #282828;">HI935001 Foodcare thermometer is supplied with the replaceable FC766PW K-Type thermocouple probe that will reach 90% of the final reading within 15 seconds. The tip of FC766PW is just 3 mm (0.12″) in diameter allowing for easy penetrations into solids and semi-solids. The AISI 316 stainless steel body is 155 mm (6.1″) long and is safe for food contact in compliance with Regulation (EC) 1935/2004.</span></p> <p><span style="color: #282828;">There are many considerations when designing a thermometer for the food professional. Below are features that we considered to be important and beneficial.</span></p> <div class="prod-view-details-container"> <div class="prod-view-details-left"> <p><span style="color: #282828;"><img alt=" HI935001 CAL Check" class="aligncenter" decoding="async" height="430" loading="lazy" src="https://hanna-worldwide.com/media/wysiwyg/products/portables/Thermometers/HI935001-no-probe-CAL-CHECK.jpg" width="430"/></span></p> <h4><strong><span style="font-size: 22.68px; color: #282828;">CAL Check</span></strong></h4> </div> <div class="prod-view-details-right"> <p><span style="color: #282828;">The calibration check (CAL Check) feature of the HI935001 is an internal diagnostic feature that checks for any drift in the electronics that occurs with all digital thermometers over time. When the meter is turned CAL Check looks to see if the internal calibration is within +/- 0.3 °C. If the drift is greater and error (err) message will be displayed. With CAL Check you can be confident that the meter is working properly.</span></p> <h4><strong><span style="color: #282828;">Low Battery Indicator</span></strong></h4> <p><span style="color: #282828;">The included AAA batteries provide 3500 hours of continuous use. When the battery level is below 10%, a warning symbol will blink to indicate low battery condition. When low battery power may affect your results, the meter will shut down to avoid erroneous readings caused by low battery level.</span></p> </div> <h4><strong><span style="color: #282828;">Missing or Damaged Probe Messages</span></strong></h4> <p><span style="color: #282828;">The “NO PROBE” message is displayed on the meter when a thermocouple probe is not attached. If the probe is damaged the message will be displayed along with four blinking dashed lines. For an accurate temperature measurement it is important to know that not only is the meter working properly but that the probe is okay.</span></p> </div> <div class="prod-view-details-container"> <div class="prod-view-details-left"> <p><span style="color: #282828;"><img alt="FC766PW Penetration K-Type Thermocouple Probe" class="aligncenter" decoding="async" height="496" loading="lazy" src="https://hanna-worldwide.com/media/wysiwyg/products/Temp_probes/FC766PW.jpg" width="496"/></span></p> </div> <div class="prod-view-details-right"> <h4><span style="color: #282828;"><strong>Fast Response Probe</strong></span></h4> <p><span style="color: #282828;">FC766PW K-Type thermocouple probe that will reach 90% of the final reading within 15 seconds.</span></p> <h4><span style="color: #282828;"><strong>Small Penetration Tip</strong></span></h4> <p><span style="color: #282828;">The tip of FC766PW is just 3 mm (0.12″) in diameter allowing for easy penetrations into solids and semi-solids.</span></p> <h4><span style="color: #282828;"><strong>AISI316 Stainless Steel Body</strong></span></h4> <p><span style="color: #282828;">The AISI 316 stainless steel body is 155 mm (6.1″) long and is safe for food contact in compliance with Regulation (EC) 1935/2004.</span></p> </div> </div> <div class="prod-view-details-left"> <h3><span style="color: #282828;"><strong>Additional Features/Benefits:</strong></span></h3> <h4><span style="color: #282828;"><strong>Supplied with Instrument Quality Certificate</strong></span></h4> <ul> <li><span style="color: #282828;">HI935001 with the FC766PW are calibrated according to an ISO9001 calibration system using standards and reference instruments in which the accuracy is traceable the National Institute of Standards (NIST) in the USA, or to internationally acceptable physical standards. For traceability, the HI935001 meter is supplied with an instrument quality certificate including measured values along with reference values.</span></li> </ul> <h4><span style="color: #282828;"><strong>Large LCD</strong></span></h4> <ul> <li><span style="color: #282828;">An enhanced LCD displays the measurement reading in <sup>o</sup>C or <sup>o</sup>F, stability indicator, error messages, and low battery indicator.</span></li> </ul> <h4><span style="color: #282828;"><strong>Stability Indicator</strong></span></h4> <ul> <li><span style="color: #282828;">An hourglass indicator is displayed on the LCD until a stable reading is obtained. Once a reading stabilizes, the indicator disappears and a reading can be taken.</span></li> </ul> <p><strong style="color: #282828; font-size: 16.2px;">Automatic Shut-off</strong></p> </div> <div class="prod-view-details-right"> <ul> <li><span style="color: #282828;">The meter can be set to automatically turn off after 8 minutes or 60 minutes to conserve battery life in the event that the meter is left on. The auto-off feature can also be disabled.</span></li> </ul> <h4><span style="color: #282828;"><strong>Ergonomic, rugged, waterproof (IP65) design</strong></span></h4> <ul> <li><span style="color: #282828;">For additional protection the HI710027 shockproof rubber boot is available as an accessory.</span></li> </ul> </div> <h4><span style="color: #282828;"><strong><br/> Order Information:</strong> HI935001 is supplied with FC766PW K-Type thermocouple penetration probe, batteries, instruction manual, and instrument quality certificate.</span></h4> <p> </p> <p><span style="color: #282828;"><strong>Manual : <a href="https://hanna-worldwide.com/mwdownloads/download/link/id/612" style="color: #282828;">Download</a></strong></span></p> <p style="text-align: left;"><span style="color: #282828;"><strong><br/> Specification :</strong></span></p> <table class="spec_table aligncenter" style="height: 331px;" width="675"> <tbody> <tr> <td style="text-align: left;"><span style="color: #282828;"><strong>Range</strong></span></td> <td></td> <td style="text-align: left;"><span style="color: #282828;">-50.0 to 199.9 <sup>o</sup>C; 200 to 300 <sup>o</sup>C</span><br/> <span style="color: #282828;">-58.0 to 399.9 <sup>o</sup>F; 400 to 572 <sup>o</sup>F</span></td> </tr> <tr> <td><span style="color: #282828;"><strong>Resolution</strong></span></td> <td></td> <td><span style="color: #282828;">0.1 <sup>o</sup>C (-50.0 to 199.9 <sup>o</sup>C); 1 <sup>o</sup>C (200 to 300 <sup>o</sup>C)</span><br/> <span style="color: #282828;">0.1 <sup>o</sup>F (-58.0 to 399.9 <sup>o</sup>F); 1 <sup>o</sup>F (400 to 572 <sup>o</sup>F)</span></td> </tr> <tr> <td><span style="color: #282828;"><strong>Accuracy</strong></span></td> <td></td> <td style="text-align: left;"><span style="color: #282828;">±0.4 <sup>o</sup>C (-50.0 to 300 <sup>o</sup>C)</span><br/> <span style="color: #282828;">±0.7 <sup>o</sup>F (-58.0 to 572 <sup>o</sup>F)</span></td> </tr> <tr> <td><span style="color: #282828;"><strong>Probe</strong></span></td> <td></td> <td><span style="color: #282828;">HI766PW detachable pentration probe (included)</span></td> </tr> <tr> <td><span style="color: #282828;"><strong>Battery Type / Life</strong></span></td> <td></td> <td><span style="color: #282828;">1.5V AAA battery (3 pcs.) / approximately 3500 hours of continuous use</span></td> </tr> <tr> <td><span style="color: #282828;"><strong>Environment</strong></span></td> <td></td> <td><span style="color: #282828;">operating conditions</span></td> </tr> <tr> <td><span style="color: #282828;"><strong>Dimensions</strong></span></td> <td></td> <td><span style="color: #282828;">140 x 57 x 28 mm (5.5 x 2.2 x 1.1”)</span></td> </tr> <tr> <td><span style="color: #282828;"><strong>Weight</strong></span></td> <td></td> <td><span style="color: #282828;">178 g (6.27 oz.)</span></td> </tr> </tbody> </table> <p> </p> </div> | The HI935001 is a waterproof portable K-Type thermocouple thermometer made for the food professional that is required to monitor temperature as part of a hazardous analysis of critical control points (HACCP) plan including in food service, production, packaging, transportation, restaurants or catering. | <div class="product-short-description"> <p><span style="color: #282828;"><strong>The HI935001</strong> is a waterproof portable K-Type thermocouple thermometer made for the food professional that is required to monitor temperature as part of a hazardous analysis of critical control points (HACCP) plan including in food service, production, packaging, transportation, restaurants or catering.</span></p> </div> | https://www.hannathailand.com/wp-content/uploads/2021/12/HI935001-1.jpg | เครื่องวัดปริมาณไนไตรท์ ช่วงต่ำ รุ่น HI707 , เครื่องวัดปริมาณแอมโมเนีย ช่วงต่ำ รุ่น HI700 , เครื่องวัดปริมาณแอมโมเนีย ช่วงสูง รุ่น HI733 , สารละลายมาตรฐานความขุ่น 20 NTU , เครื่องวัดสีในน้ำตัวอย่าง HI727 , เครื่องวัดปริมาณไอโอดีน รุ่น HI718 , เครื่องวัดปริมาณฟอสเฟต ช่วงสูง รุ่น HI717 , น้ำยามาตรฐานสอบเทียบ ค่ามาตรฐานความเค็ม | <a class="woocommerce-LoopProduct-link woocommerce-loop-product__link" href="https://www.hannathailand.com/product/hi707-checker-hc-nitrite-lr/">เครื่องวัดปริมาณไนไตรท์ ช่วงต่ำ รุ่น HI707</a> , <a class="woocommerce-LoopProduct-link woocommerce-loop-product__link" href="https://www.hannathailand.com/product/hi700-checker-hc-ammonia-lr/">เครื่องวัดปริมาณแอมโมเนีย ช่วงต่ำ รุ่น HI700</a> , <a class="woocommerce-LoopProduct-link woocommerce-loop-product__link" href="https://www.hannathailand.com/product/hi733-checker-hc-ammonia-hr/">เครื่องวัดปริมาณแอมโมเนีย ช่วงสูง รุ่น HI733</a> , <a class="woocommerce-LoopProduct-link woocommerce-loop-product__link" href="https://www.hannathailand.com/product/hi93102-20/">สารละลายมาตรฐานความขุ่น 20 NTU</a> , <a class="woocommerce-LoopProduct-link woocommerce-loop-product__link" href="https://www.hannathailand.com/product/hi727-checker-hc-color-of-water/">เครื่องวัดสีในน้ำตัวอย่าง HI727</a> , <a class="woocommerce-LoopProduct-link woocommerce-loop-product__link" href="https://www.hannathailand.com/product/hi718-checker-hc-iodine/">เครื่องวัดปริมาณไอโอดีน รุ่น HI718</a> , <a class="woocommerce-LoopProduct-link woocommerce-loop-product__link" href="https://www.hannathailand.com/product/hi717-checker-hc-phosphate-hr/">เครื่องวัดปริมาณฟอสเฟต ช่วงสูง รุ่น HI717</a> , <a class="woocommerce-LoopProduct-link woocommerce-loop-product__link" href="https://www.hannathailand.com/product/hi7083l/">น้ำยามาตรฐานสอบเทียบ ค่ามาตรฐานความเค็ม</a> | https://www.hannathailand.com/wp-content/uploads/2021/12/HI935001-1-600x600.jpg , https://www.hannathailand.com/wp-content/uploads/2021/12/HI935001-600x600.jpg , https://www.hannathailand.com/wp-content/uploads/2021/12/HI935001-2-600x600.jpg , https://www.hannathailand.com/wp-content/uploads/2022/06/hi707400-600x600.jpg , https://www.hannathailand.com/wp-content/uploads/2022/06/hi700_400pxl-600x600.jpg , https://www.hannathailand.com/wp-content/uploads/2022/06/miniphotometerfurammoniumhoch2418_11-600x600.jpg , https://www.hannathailand.com/wp-content/uploads/2021/07/9-500x500.jpg , https://www.hannathailand.com/wp-content/uploads/2022/06/miniphotometerfurfarbe843_11-600x600.jpg , https://www.hannathailand.com/wp-content/uploads/2022/06/miniphotometerfuriod829_11-600x600.jpg , https://www.hannathailand.com/wp-content/uploads/2022/06/miniphotometerfurphosphathoch827_11-600x600.jpg , https://www.hannathailand.com/wp-content/uploads/2021/07/10-500x500.jpg
81 | เครื่องวัดเอทีลีน ไกลคอล แบบภาคสนาม รุ่น HI96831 | สินค้าทั้งหมด , แบบภาคสนาม | https://www.hannathailand.com/product-category/refractometer/refracto-fieldwork/ | https://www.hannathailand.com/product/hi96831-digital-refractometer-for-ethylene-glycol-analysis/ | HI96831 | 12,840.00 |  | <div aria-labelledby="tab-title-additional_information" class="woocommerce-Tabs-panel woocommerce-Tabs-panel--additional_information panel entry-content" id="tab-additional_information" role="tabpanel"> </div> | เครื่องวัดการหักเหของแสงดิจิทัล HI96831 Ethylene Glycol เป็นอุปกรณ์พกพาที่ทนทาน กันน้ำได้ ซึ่งใช้การวัดดัชนีการหักเหของแสงเพื่อกำหนดเปอร์เซ็นต์ปริมาตรและจุดเยือกแข็งของสารละลายที่ใช้เอทิลีนไกลคอล เครื่องวัดการหักเหของแสงแบบดิจิทัลนี้ช่วยลดความไม่แน่นอนที่เกี่ยวข้องกับเครื่องวัดการหักเหของแสงเชิงกล ตัวอย่าง HI96831 จะถูกวัดหลังจากการสอบเทียบโดยผู้ใช้ด้วยน้ำกลั่นหรือน้ำปราศจากไอออน ภายในไม่กี่วินาที ดัชนีการหักเหของแสงและอุณหภูมิจะถูกวัดและแปลงเป็นหน่วยการวัดหนึ่งในสองหน่วย % ปริมาตรหรือจุดเยือกแข็ง มิเตอร์เหล่านี้ใช้ข้อมูลอ้างอิงที่เป็นที่ยอมรับในระดับสากลสำหรับการแปลงหน่วยและการชดเชยอุณหภูมิสำหรับสารละลายไกลคอล (เช่น คู่มือเคมีและฟิสิกส์ CRC ฉบับที่ 87) The dual-level LCD displays measurement and temperature readings simultaneously Automatic Temperature Compensation for accurate measurements Easy measurement; place a few drops of the sample in the well and press the READ key BEPS (Battery Error Prevention System) alerts the user in the event that low battery power could adversely affect readings. IP65 water protection; built to perform under harsh laboratory and field conditions. Quick, accurate results, readings are displayed in approximately 1.5 seconds. Single point calibration with distilled or deionized water Small sample size, can be as small as 2 metric drops. Automatic shut-off after three minutes of non-use Stainless steel sample well, easy to clean and corrosion resistant ABS thermoplastic casing The HI96831 Ethylene Glycol Digital Refractometer is a rugged, portable, water resistant device that utilizes the measurement of refractive index to determine the percent volume and freezing point of ethylene glycol based solutions. This digital refractometer eliminates the uncertainty associated with mechanical refractometers. HI 96831 samples are measured after a simple user calibration with distilled or deionized water. Within seconds, the refractive index and temperature are measured and converted into one of two measurement units; % volume or freezing point. These meters use internationally recognized references for unit conversion and temperature compensation for glycol solutions (e.g. CRC Handbook of Chemistry and Physics, 87th Edition). Product Manuals Manual: Download Order Information: HI 96831 is supplied with battery and instruction manual. Specifications : Range % Volume 0 to 100 % Freezing Point 0 to -50 °C (32 to -58 °F) Temperature 0 to 80 °C (32 to 176 °F) Resolution % Volume 0.1 % Freezing Point 0.1 °C (0.1 °F) Temperature 0.1 °C (0.1 °F) Accuracy (@20°C) % Volume ±0.2 % Freezing Point ±0.5 °C (±1.0 °F) Temperature ±0.3 °C (±0.5 °F) Temperature Compensation automatic between 0 and 40°C (32 to 104°F) Measurement Time approximately 1.5 seconds Minimum Sample Volume 100 µL (to cover prism totally) Light Source yellow LED Sample Cell stainless steel ring and flint glass prism Auto-off after three minutes of non-use Enclosure Rating IP 65 Battery Type / Battery Life 9V / approximately 5000 readings Dimensions / Weight 192 x 104 x 69 mm (7.6 x 4.1 x 2.7”) / 420 g (14.8 oz.) | <div aria-labelledby="tab-title-description" class="woocommerce-Tabs-panel woocommerce-Tabs-panel--description panel entry-content active" id="tab-description" role="tabpanel"> <p>เครื่องวัดการหักเหของแสงดิจิทัล HI96831 Ethylene Glycol เป็นอุปกรณ์พกพาที่ทนทาน กันน้ำได้ ซึ่งใช้การวัดดัชนีการหักเหของแสงเพื่อกำหนดเปอร์เซ็นต์ปริมาตรและจุดเยือกแข็งของสารละลายที่ใช้เอทิลีนไกลคอล</p> <p>เครื่องวัดการหักเหของแสงแบบดิจิทัลนี้ช่วยลดความไม่แน่นอนที่เกี่ยวข้องกับเครื่องวัดการหักเหของแสงเชิงกล ตัวอย่าง HI96831 จะถูกวัดหลังจากการสอบเทียบโดยผู้ใช้ด้วยน้ำกลั่นหรือน้ำปราศจากไอออน ภายในไม่กี่วินาที ดัชนีการหักเหของแสงและอุณหภูมิจะถูกวัดและแปลงเป็นหน่วยการวัดหนึ่งในสองหน่วย % ปริมาตรหรือจุดเยือกแข็ง มิเตอร์เหล่านี้ใช้ข้อมูลอ้างอิงที่เป็นที่ยอมรับในระดับสากลสำหรับการแปลงหน่วยและการชดเชยอุณหภูมิสำหรับสารละลายไกลคอล (เช่น คู่มือเคมีและฟิสิกส์ CRC ฉบับที่ 87)</p> <p>The dual-level LCD displays measurement and temperature readings simultaneously</p> <ul> <li>Automatic Temperature Compensation for accurate measurements</li> <li>Easy measurement; place a few drops of the sample in the well and press the READ key</li> <li>BEPS (Battery Error Prevention System) alerts the user in the event that low battery power could adversely affect readings.</li> <li>IP65 water protection; built to perform under harsh laboratory and field conditions.</li> <li>Quick, accurate results, readings are displayed in approximately 1.5 seconds.</li> <li>Single point calibration with distilled or deionized water</li> <li>Small sample size, can be as small as 2 metric drops.</li> <li>Automatic shut-off after three minutes of non-use</li> <li>Stainless steel sample well, easy to clean and corrosion resistant</li> <li>ABS thermoplastic casing</li> </ul> <p>The HI96831 Ethylene Glycol Digital Refractometer is a rugged, portable, water resistant device that utilizes the measurement of refractive index to determine the percent volume and freezing point of ethylene glycol based solutions.</p> <p>This digital refractometer eliminates the uncertainty associated with mechanical refractometers. HI 96831 samples are measured after a simple user calibration with distilled or deionized water. Within seconds, the refractive index and temperature are measured and converted into one of two measurement units; % volume or freezing point. These meters use internationally recognized references for unit conversion and temperature compensation for glycol solutions (e.g. CRC Handbook of Chemistry and Physics, 87th Edition).</p> <p> </p> <div><strong>Product Manuals</strong></div> <p><img align="absmiddle" alt="" border="0" decoding="async" height="22" loading="lazy" src="http://www.hannainst.com/usa/images/icon-pdf.gif" width="20"/> Manual: <a href="http://www.hannainst.com/manuals/man96831_08_10_2009%20(1).pdf" rel="noopener" target="_blank" title="Download Product Manual">Download</a><br/> <strong>Order Information:</strong><br/> HI 96831 is supplied with battery and instruction manual.</p> <p><strong>Specifications :</strong></p> <table class="spec_table"> <tbody> <tr> <td><strong>Range</strong></td> <td><strong><small><span style="font-size: small;">% Volume</span></small></strong></td> <td><small><span style="font-size: small;">0 to 100 %</span></small></td> </tr> <tr> <td></td> <td><strong><small><span style="font-size: small;">Freezing Point</span></small></strong></td> <td><small><span style="font-size: small;">0 to -50 °C (32 to -58 °F)</span></small></td> </tr> <tr> <td></td> <td><strong><small><span style="font-size: small;">Temperature</span></small></strong></td> <td><small><span style="font-size: small;">0 to 80 °C (32 to 176 °F)</span></small></td> </tr> <tr> <td><strong>Resolution</strong></td> <td><strong><small><span style="font-size: small;">% Volume</span></small></strong></td> <td><small><span style="font-size: small;">0.1 %</span></small></td> </tr> <tr> <td></td> <td><strong><small><span style="font-size: small;">Freezing Point</span></small></strong></td> <td><small><span style="font-size: small;">0.1 °C (0.1 °F)</span></small></td> </tr> <tr> <td></td> <td><strong><small><span style="font-size: small;">Temperature</span></small></strong></td> <td><small><span style="font-size: small;">0.1 °C (0.1 °F)</span></small></td> </tr> <tr> <td><strong>Accuracy (@20°C)</strong></td> <td><strong><small><span style="font-size: small;">% Volume</span></small></strong></td> <td><small><span style="font-size: small;">±0.2 %</span></small></td> </tr> <tr> <td></td> <td><strong><small><span style="font-size: small;">Freezing Point</span></small></strong></td> <td><small><span style="font-size: small;">±0.5 °C (±1.0 °F)</span></small></td> </tr> <tr> <td></td> <td><strong><small><span style="font-size: small;">Temperature</span></small></strong></td> <td><small><span style="font-size: small;">±0.3 °C (±0.5 °F)</span></small></td> </tr> <tr> <td><strong>Temperature Compensation</strong></td> <td></td> <td><small><span style="font-size: small;">automatic between 0 and 40°C (32 to 104°F)</span></small></td> </tr> <tr> <td><strong>Measurement Time</strong></td> <td></td> <td><small><span style="font-size: small;">approximately 1.5 seconds</span></small></td> </tr> <tr> <td><strong>Minimum Sample<br/> Volume</strong></td> <td></td> <td><small><span style="font-size: small;">100 µL (to cover prism totally)</span></small></td> </tr> <tr> <td><strong>Light Source</strong></td> <td></td> <td><small><span style="font-size: small;">yellow LED</span></small></td> </tr> <tr> <td><strong>Sample Cell</strong></td> <td></td> <td><small><span style="font-size: small;">stainless steel ring and flint glass prism</span></small></td> </tr> <tr> <td><strong>Auto-off</strong></td> <td></td> <td><small><span style="font-size: small;">after three minutes of non-use</span></small></td> </tr> <tr> <td><strong>Enclosure Rating</strong></td> <td></td> <td><small><span style="font-size: small;">IP 65</span></small></td> </tr> <tr> <td><strong>Battery Type /<br/> Battery Life</strong></td> <td></td> <td><small><span style="font-size: small;">9V / approximately 5000 readings</span></small></td> </tr> <tr> <td><strong>Dimensions /<br/> Weight</strong></td> <td></td> <td><small><span style="font-size: small;">192 x 104 x 69 mm (7.6 x 4.1 x 2.7”) / 420 g (14.8 oz.)</span></small></td> </tr> </tbody> </table> <p> </p> </div> | The HI 96831 Ethylene Glycol Digital Refractometer is a rugged, portable, water resistant device that utilizes the measurement of refractive index to determine the percent volume and freezing point of ethylene glycol based solutions. | <div class="product-short-description"> <p>The HI 96831 Ethylene Glycol Digital Refractometer is a rugged, portable, water resistant device that utilizes the measurement of refractive index to determine the percent volume and freezing point of ethylene glycol based solutions.</p> </div> | https://www.hannathailand.com/wp-content/uploads/2022/06/digitalrefraktometerfurethylenglykol1443_11.jpg | สารละลายมาตรฐานความขุ่น 20 NTU , น้ำยามาตรฐานสอบเทียบ ค่ามาตรฐานความเค็ม , เครื่องวัดปริมาณแอมโมเนีย ช่วงต่ำ รุ่น HI700 , เครื่องวัดปริมาณไนไตรท์ ช่วงต่ำ รุ่น HI707 , เครื่องวัดปริมาณคลอรีนอิสระ รุ่น HI701 , น้ำยามาตรฐานสอบเทียบ ค่ามาตรฐานความเค็ม , เครื่องวัดปริมาณฟอสเฟต ช่วงสูง รุ่น HI717 , เครื่องวัดปริมาณฟอสเฟต ช่วงต่ำ รุ่น HI713 | <a class="woocommerce-LoopProduct-link woocommerce-loop-product__link" href="https://www.hannathailand.com/product/hi93102-20/">สารละลายมาตรฐานความขุ่น 20 NTU</a> , <a class="woocommerce-LoopProduct-link woocommerce-loop-product__link" href="https://www.hannathailand.com/product/hi7080l/">น้ำยามาตรฐานสอบเทียบ ค่ามาตรฐานความเค็ม</a> , <a class="woocommerce-LoopProduct-link woocommerce-loop-product__link" href="https://www.hannathailand.com/product/hi700-checker-hc-ammonia-lr/">เครื่องวัดปริมาณแอมโมเนีย ช่วงต่ำ รุ่น HI700</a> , <a class="woocommerce-LoopProduct-link woocommerce-loop-product__link" href="https://www.hannathailand.com/product/hi707-checker-hc-nitrite-lr/">เครื่องวัดปริมาณไนไตรท์ ช่วงต่ำ รุ่น HI707</a> , <a class="woocommerce-LoopProduct-link woocommerce-loop-product__link" href="https://www.hannathailand.com/product/hi701-checker-hc-free-chlorine/">เครื่องวัดปริมาณคลอรีนอิสระ รุ่น HI701</a> , <a class="woocommerce-LoopProduct-link woocommerce-loop-product__link" href="https://www.hannathailand.com/product/hi7083l/">น้ำยามาตรฐานสอบเทียบ ค่ามาตรฐานความเค็ม</a> , <a class="woocommerce-LoopProduct-link woocommerce-loop-product__link" href="https://www.hannathailand.com/product/hi717-checker-hc-phosphate-hr/">เครื่องวัดปริมาณฟอสเฟต ช่วงสูง รุ่น HI717</a> , <a class="woocommerce-LoopProduct-link woocommerce-loop-product__link" href="https://www.hannathailand.com/product/hi713-checker-hc-phosphate-lr/">เครื่องวัดปริมาณฟอสเฟต ช่วงต่ำ รุ่น HI713</a> | https://www.hannathailand.com/wp-content/uploads/2021/07/9-500x500.jpg , https://www.hannathailand.com/wp-content/uploads/2021/07/11-500x500.jpg , https://www.hannathailand.com/wp-content/uploads/2022/06/hi700_400pxl-600x600.jpg , https://www.hannathailand.com/wp-content/uploads/2022/06/hi707400-600x600.jpg , https://www.hannathailand.com/wp-content/uploads/2021/11/hi701-500x500.jpg , https://www.hannathailand.com/wp-content/uploads/2021/07/10-500x500.jpg , https://www.hannathailand.com/wp-content/uploads/2022/06/miniphotometerfurphosphathoch827_11-600x600.jpg , https://www.hannathailand.com/wp-content/uploads/2022/06/hi713_lg51caffcdce23e-600x600.jpg
82 | เครื่องวัดโพรไพลีนไกลคอล แบบภาคสนาม รุ่น HI96832 | สินค้าทั้งหมด , แบบภาคสนาม | https://www.hannathailand.com/product-category/refractometer/refracto-fieldwork/ | https://www.hannathailand.com/product/hi96832-digital-refractometer-for-propylene-glycol-analysis/ | HI96832 | 12,840.00 |  | <div aria-labelledby="tab-title-additional_information" class="woocommerce-Tabs-panel woocommerce-Tabs-panel--additional_information panel entry-content" id="tab-additional_information" role="tabpanel"> </div> | เครื่องวัดการหักเหของแสงดิจิทัลโพรพิลีนไกลคอล HI96832 เป็นอุปกรณ์ที่ทนทาน พกพาสะดวก และกันน้ำได้ ซึ่งใช้การวัดดัชนีการหักเหของแสงเพื่อกำหนดเปอร์เซ็นต์ปริมาตรและจุดเยือกแข็งของสารละลายที่ใช้โพรพิลีนไกลคอล เครื่องวัดการหักเหของแสงแบบดิจิทัลนี้ช่วยลดความไม่แน่นอนที่เกี่ยวข้องกับเครื่องวัดการหักเหของแสงเชิงกล ตัวอย่าง HI96832 จะถูกวัดหลังจากการสอบเทียบโดยผู้ใช้ด้วยน้ำกลั่นหรือน้ำปราศจากไอออน ภายในไม่กี่วินาที ดัชนีการหักเหของแสงและอุณหภูมิจะถูกวัดและแปลงเป็นหน่วยการวัดหนึ่งในสองหน่วย % ปริมาตรหรือจุดเยือกแข็ง มิเตอร์นี้ใช้ข้อมูลอ้างอิงที่เป็นที่ยอมรับในระดับสากลสำหรับการแปลงหน่วยและการชดเชยอุณหภูมิสำหรับสารละลายไกลคอล (เช่น คู่มือเคมีและฟิสิกส์ CRC ฉบับที่ 87) The dual-level LCD displays measurement and temperature readings simultaneously Automatic Temperature Compensation for accurate measurements Easy measurement; place a few drops of the sample in the well and press the READ key BEPS (Battery Error Prevention System) alerts the user in the event that low battery power could adversely affect readings. IP65 water protection; built to perform under harsh laboratory and field conditions. Quick, accurate results, readings are displayed in approximately 1.5 seconds. Single point calibration with distilled or deionized water Small sample size, can be as small as 2 metric drops. Automatic shut-off after three minutes of non-use Stainless steel sample well, easy to clean and corrosion resistant ABS thermoplastic casing The HI96832 Propylene Glycol Digital Refractometer is a rugged, portable, water resistant device that utilizes the measurement of refractive index to determine the percent volume and freezing point of propylene glycol based solutions. This digital refractometer eliminates the uncertainty associated with mechanical refractometers. HI96832 samples are measured after a simple user calibration with distilled or deionized water. Within seconds, the refractive index and temperature are measured and converted into one of two measurement units; % volume or freezing point. This meter uses internationally recognized references for unit conversion and temperature compensation for glycol solutions (e.g. CRC Handbook of Chemistry and Physics, 87th Edition). Product Manuals Manual: Download Order Information: HI 96832 is supplied with battery and instruction manual. Specifications : Range % Volume 0 to 100 % Freezing Point 0 to -51 °C (32 to -59.8 °F) Temperature 0 to 80 °C (32 to 176 °F) Resolution % Volume 0.1 % Freezing Point 0.1 °C (0.1 °F) Temperature 0.1 °C (0.1 °F) Accuracy (@20°C) % Volume ±0.2 % Freezing Point ±0.5 °C (±1.0 °F) Temperature ±0.3 °C (±0.5 °F) Temperature Compensation automatic between 10 and 40°C (50 to 104°F) Measurement Time approximately 1.5 seconds Minimum Sample Volume 100 µL (to cover prism totally) Light Source yellow LED Sample Cell stainless steel ring and flint glass prism Auto-off after three minutes of non-use Enclosure Rating IP 65 Battery Type / Battery Life 9V / approximately 5000 readings Dimensions / Weight 192 x 104 x 69 mm (7.6 x 4.1 x 2.7”) / 420 g (14.8 oz.) | <div aria-labelledby="tab-title-description" class="woocommerce-Tabs-panel woocommerce-Tabs-panel--description panel entry-content active" id="tab-description" role="tabpanel"> <p>เครื่องวัดการหักเหของแสงดิจิทัลโพรพิลีนไกลคอล HI96832 เป็นอุปกรณ์ที่ทนทาน พกพาสะดวก และกันน้ำได้ ซึ่งใช้การวัดดัชนีการหักเหของแสงเพื่อกำหนดเปอร์เซ็นต์ปริมาตรและจุดเยือกแข็งของสารละลายที่ใช้โพรพิลีนไกลคอล</p> <p>เครื่องวัดการหักเหของแสงแบบดิจิทัลนี้ช่วยลดความไม่แน่นอนที่เกี่ยวข้องกับเครื่องวัดการหักเหของแสงเชิงกล ตัวอย่าง HI96832 จะถูกวัดหลังจากการสอบเทียบโดยผู้ใช้ด้วยน้ำกลั่นหรือน้ำปราศจากไอออน ภายในไม่กี่วินาที ดัชนีการหักเหของแสงและอุณหภูมิจะถูกวัดและแปลงเป็นหน่วยการวัดหนึ่งในสองหน่วย % ปริมาตรหรือจุดเยือกแข็ง มิเตอร์นี้ใช้ข้อมูลอ้างอิงที่เป็นที่ยอมรับในระดับสากลสำหรับการแปลงหน่วยและการชดเชยอุณหภูมิสำหรับสารละลายไกลคอล (เช่น คู่มือเคมีและฟิสิกส์ CRC ฉบับที่ 87)</p> <p>The dual-level LCD displays measurement and temperature readings simultaneously</p> <ul> <li>Automatic Temperature Compensation for accurate measurements</li> <li>Easy measurement; place a few drops of the sample in the well and press the READ key</li> <li>BEPS (Battery Error Prevention System) alerts the user in the event that low battery power could adversely affect readings.</li> <li>IP65 water protection; built to perform under harsh laboratory and field conditions.</li> <li>Quick, accurate results, readings are displayed in approximately 1.5 seconds.</li> <li>Single point calibration with distilled or deionized water</li> <li>Small sample size, can be as small as 2 metric drops.</li> <li>Automatic shut-off after three minutes of non-use</li> <li>Stainless steel sample well, easy to clean and corrosion resistant</li> <li>ABS thermoplastic casing</li> </ul> <p> </p> <p>The HI96832 Propylene Glycol Digital Refractometer is a rugged, portable, water resistant device that utilizes the measurement of refractive index to determine the percent volume and freezing point of propylene glycol based solutions.</p> <p>This digital refractometer eliminates the uncertainty associated with mechanical refractometers. HI96832 samples are measured after a simple user calibration with distilled or deionized water. Within seconds, the refractive index and temperature are measured and converted into one of two measurement units; % volume or freezing point. This meter uses internationally recognized references for unit conversion and temperature compensation for glycol solutions (e.g. CRC Handbook of Chemistry and Physics, 87th Edition).</p> <div><strong>Product Manuals</strong></div> <p><img align="absmiddle" alt="" border="0" decoding="async" height="22" loading="lazy" src="http://www.hannainst.com/usa/images/icon-pdf.gif" width="20"/> Manual: <a href="http://www.hannainst.com/manuals/man96832_28_01_10.pdf" rel="noopener" target="_blank" title="Download Product Manual">Download</a></p> <p> </p> <p><strong>Order Information:</strong><br/> HI 96832 is supplied with battery and instruction manual.</p> <p><strong>Specifications :</strong></p> <table class="spec_table"> <tbody> <tr> <td><strong>Range</strong></td> <td><strong><small><span style="font-size: small;">% Volume</span></small></strong></td> <td><small><span style="font-size: small;">0 to 100 %</span></small></td> </tr> <tr> <td></td> <td><strong><small><span style="font-size: small;">Freezing Point</span></small></strong></td> <td><small><span style="font-size: small;">0 to -51 °C (32 to -59.8 °F)</span></small></td> </tr> <tr> <td></td> <td><strong><small><span style="font-size: small;">Temperature</span></small></strong></td> <td><small><span style="font-size: small;">0 to 80 °C (32 to 176 °F)</span></small></td> </tr> <tr> <td><strong>Resolution</strong></td> <td><strong><small><span style="font-size: small;">% Volume</span></small></strong></td> <td><small><span style="font-size: small;">0.1 %</span></small></td> </tr> <tr> <td></td> <td><strong><small><span style="font-size: small;">Freezing Point</span></small></strong></td> <td><small><span style="font-size: small;">0.1 °C (0.1 °F)</span></small></td> </tr> <tr> <td></td> <td><strong><small><span style="font-size: small;">Temperature</span></small></strong></td> <td><small><span style="font-size: small;">0.1 °C (0.1 °F)</span></small></td> </tr> <tr> <td><strong>Accuracy (@20°C)</strong></td> <td><strong><small><span style="font-size: small;">% Volume</span></small></strong></td> <td><small><span style="font-size: small;">±0.2 %</span></small></td> </tr> <tr> <td></td> <td><strong><small><span style="font-size: small;">Freezing Point</span></small></strong></td> <td><small><span style="font-size: small;">±0.5 °C (±1.0 °F)</span></small></td> </tr> <tr> <td></td> <td><strong><small><span style="font-size: small;">Temperature</span></small></strong></td> <td><small><span style="font-size: small;">±0.3 °C (±0.5 °F)</span></small></td> </tr> <tr> <td><strong>Temperature<br/> Compensation</strong></td> <td></td> <td><small><span style="font-size: small;">automatic between 10 and 40°C (50 to 104°F)</span></small></td> </tr> <tr> <td><strong>Measurement Time</strong></td> <td></td> <td><small><span style="font-size: small;">approximately 1.5 seconds</span></small></td> </tr> <tr> <td><strong>Minimum Sample<br/> Volume</strong></td> <td></td> <td><small><span style="font-size: small;">100 µL (to cover prism totally)</span></small></td> </tr> <tr> <td><strong>Light Source</strong></td> <td></td> <td><small><span style="font-size: small;">yellow LED</span></small></td> </tr> <tr> <td><strong>Sample Cell</strong></td> <td></td> <td><small><span style="font-size: small;">stainless steel ring and flint glass prism</span></small></td> </tr> <tr> <td><strong>Auto-off</strong></td> <td></td> <td><small><span style="font-size: small;">after three minutes of non-use</span></small></td> </tr> <tr> <td><strong>Enclosure Rating</strong></td> <td></td> <td><small><span style="font-size: small;">IP 65</span></small></td> </tr> <tr> <td><strong>Battery Type /<br/> Battery Life</strong></td> <td></td> <td><small><span style="font-size: small;">9V / approximately 5000 readings</span></small></td> </tr> <tr> <td><strong>Dimensions /<br/> Weight</strong></td> <td></td> <td><small><span style="font-size: small;">192 x 104 x 69 mm (7.6 x 4.1 x 2.7”) / 420 g (14.8 oz.)</span></small></td> </tr> </tbody> </table> <p> </p> </div> | The HI 96832 Propylene Glycol Digital Refractometer is a rugged, portable, water resistant device that utilizes the measurement of refractive index to determine the percent volume and freezing point of propylene glycol based solutions. | <div class="product-short-description"> <p>The HI 96832 Propylene Glycol Digital Refractometer is a rugged, portable, water resistant device that utilizes the measurement of refractive index to determine the percent volume and freezing point of propylene glycol based solutions.</p> </div> | https://www.hannathailand.com/wp-content/uploads/2022/06/digitalrefraktometerfurpropylenglykol1444_11.jpg | เครื่องควบคุมค่าความนำไฟฟ้า , เครื่องวัดปริมาณไอโอดีน รุ่น HI718 , เครื่องวัดปริมาณคลอรีนอิสระ รุ่น HI701 , เครื่องวัดปริมาณฟอสฟอรัส ช่วงสูง รุ่น HI706 , ซัลไฟด์สารต้านอนุมูลอิสระบัฟเฟอร์ , เครื่องวัดปริมาณซิลิกา ช่วงต่ำ ในตัวอย่างน้ำ รุ่น HI705 , เครื่องวัดปริมาณแอมโมเนีย ในน้ำ รุ่น HI715 , เครื่องวัดปริมาณคลอรีนรวม รุ่น HI711 | <a class="woocommerce-LoopProduct-link woocommerce-loop-product__link" href="https://www.hannathailand.com/product/hi8931cn/">เครื่องควบคุมค่าความนำไฟฟ้า</a> , <a class="woocommerce-LoopProduct-link woocommerce-loop-product__link" href="https://www.hannathailand.com/product/hi718-checker-hc-iodine/">เครื่องวัดปริมาณไอโอดีน รุ่น HI718</a> , <a class="woocommerce-LoopProduct-link woocommerce-loop-product__link" href="https://www.hannathailand.com/product/hi701-checker-hc-free-chlorine/">เครื่องวัดปริมาณคลอรีนอิสระ รุ่น HI701</a> , <a class="woocommerce-LoopProduct-link woocommerce-loop-product__link" href="https://www.hannathailand.com/product/hi706-checker-hc-phosphorous-hr/">เครื่องวัดปริมาณฟอสฟอรัส ช่วงสูง รุ่น HI706</a> , <a class="woocommerce-LoopProduct-link woocommerce-loop-product__link" href="https://www.hannathailand.com/product/hi4015-00/">ซัลไฟด์สารต้านอนุมูลอิสระบัฟเฟอร์</a> , <a class="woocommerce-LoopProduct-link woocommerce-loop-product__link" href="https://www.hannathailand.com/product/hi705-checker-hc-silica-lr/">เครื่องวัดปริมาณซิลิกา ช่วงต่ำ ในตัวอย่างน้ำ รุ่น HI705</a> , <a class="woocommerce-LoopProduct-link woocommerce-loop-product__link" href="https://www.hannathailand.com/product/hi715-checker-hc-ammonia-mr/">เครื่องวัดปริมาณแอมโมเนีย ในน้ำ รุ่น HI715</a> , <a class="woocommerce-LoopProduct-link woocommerce-loop-product__link" href="https://www.hannathailand.com/product/hi711-checker-hc-total-chlorine/">เครื่องวัดปริมาณคลอรีนรวม รุ่น HI711</a> | https://www.hannathailand.com/wp-content/uploads/2021/07/2-500x500.jpg , https://www.hannathailand.com/wp-content/uploads/2022/06/miniphotometerfuriod829_11-600x600.jpg , https://www.hannathailand.com/wp-content/uploads/2021/11/hi701-500x500.jpg , https://www.hannathailand.com/wp-content/uploads/2022/06/hi706_400-600x600.jpg , https://www.hannathailand.com/wp-content/uploads/2021/07/7-500x500.jpg , https://www.hannathailand.com/wp-content/uploads/2022/06/hi705400-600x600.jpg , https://www.hannathailand.com/wp-content/uploads/2022/06/miniphotometerfurammoniakmittel2416_11-600x600.jpg , https://www.hannathailand.com/wp-content/uploads/2022/06/hi711_lg-600x600.jpg
83 | เครื่องวัดโออาร์พี แบบพกพาสะดวก รุ่น HI98201 | สินค้าทั้งหมด , เครื่องวัดความเป็นกรด-ด่าง/โออาร์พี , แบบพกพาสะดวก | https://www.hannathailand.com/product-category/ph-meter/portable/ | https://www.hannathailand.com/product/hi98201-orp-tester/ | HI98201 | 6,527.00 |  | <div aria-labelledby="tab-title-additional_information" class="woocommerce-Tabs-panel woocommerce-Tabs-panel--additional_information panel entry-content" id="tab-additional_information" role="tabpanel"> </div> | Oxidation reduction is a process by which a molecule or ion loses or gains electrons. This occurs most readily in water treatment and in pool and spa maintenance where an oxidizer, such as chlorine, is added to the water to destroy contaminants. The higher the ORP value, the greater the sanitizing power of your water. HI 98201 is ideal for swimming pools and spas and can provide a valuable indication of water quality. This tester utilizes a platinum electrode and HANNA unique renewable cloth junction, that can be pulled out when clogging occurs, reactivating the reference and restoring the electrode. Note: This tester is not recommended for testing anti-oxidant drinking water. Please call us for more information. Order Information: HI 98201 (ORP) is supplied with protective cap, batteries and instructions Product Manuals Manual: Download Specification : Range mV ±999 mV Resolution mV 1 mV Accuracy mV ±5 mV Battery Type / Life 1.5V (4) / approximately 700 hours of continuous use Environment 0 to 50°C (32 to 122°F); RH max 95% Dimensions 175 x 41 x 23 mm (6.9 x 1.6 x 0.9″) Weight 95 g (3.4 oz.) | <div aria-labelledby="tab-title-description" class="woocommerce-Tabs-panel woocommerce-Tabs-panel--description panel entry-content active" id="tab-description" role="tabpanel"> <p style="text-align: justify;">Oxidation reduction is a process by which a molecule or ion loses or gains electrons. This occurs most readily in water treatment and in pool and spa maintenance where an oxidizer, such as chlorine, is added to the water to destroy contaminants. The higher the ORP value, the greater the sanitizing power of your water.</p> <p style="text-align: justify;">HI 98201 is ideal for swimming pools and spas and can provide a valuable indication of water quality. This tester utilizes a platinum electrode and HANNA unique renewable cloth junction, that can be pulled out when clogging occurs, reactivating the reference and restoring the electrode.</p> <p style="text-align: justify;"><span style="color: #ff0000;"><span class="hps">Note: This tester is not recommended for testing</span><span class="hps"> anti-o</span><span class="hps">xidant</span><span class="hps"> drinking water. Please call us for more information.</span></span></p> <p style="text-align: justify;"><strong>Order Information:</strong> HI 98201 (ORP) is supplied with protective cap, batteries and instructions</p> <div><strong>Product Manuals</strong></div> <p style="text-align: justify;"><img align="absmiddle" alt="" border="0" decoding="async" height="22" loading="lazy" src="http://www.hannainst.com/usa/images/icon-pdf.gif" width="20"/> Manual: <a href="http://www.hannainst.com/manuals/manHI_98201.pdf" rel="noopener" target="_blank" title="Download Product Manual">Download</a></p> <p style="text-align: justify;"><strong>Specification :</strong></p> <table class="spec_table"> <tbody> <tr> <td>Range</td> <td>mV</td> <td>±999 mV</td> </tr> <tr> <td>Resolution</td> <td>mV</td> <td>1 mV</td> </tr> <tr> <td>Accuracy</td> <td>mV</td> <td>±5 mV</td> </tr> <tr> <td>Battery Type / Life</td> <td> </td> <td>1.5V (4) / approximately 700 hours of continuous use</td> </tr> <tr> <td>Environment</td> <td> </td> <td>0 to 50°C (32 to 122°F); RH max 95%</td> </tr> <tr> <td>Dimensions</td> <td> </td> <td>175 x 41 x 23 mm (6.9 x 1.6 x 0.9″)</td> </tr> <tr> <td>Weight</td> <td> </td> <td>95 g (3.4 oz.)</td> </tr> </tbody> </table> </div> | HI 98201 is ideal for swimming pools and spas | <div class="product-short-description"> <p>HI 98201 is ideal for swimming pools and spas </p> </div> | https://www.hannathailand.com/wp-content/uploads/2022/06/imghi_98201_lg.jpg | น้ำยามาตรฐานสอบเทียบ ค่ามาตรฐานความเค็ม , เครื่องวัดปริมาณไนไตรท์ ช่วงสูง ในตัวอย่างน้ำ รุ่น HI708 , เครื่องวัดปริมาณซิลิกา ช่วงต่ำ ในตัวอย่างน้ำ รุ่น HI705 , น้ำยามาตรฐานสอบเทียบ ค่ามาตรฐานความเค็ม , น้ำยามาตรฐานสอบเทียบ , เครื่องวัดคลอรีน , เครื่องวัดปริมาณแอมโมเนีย ในน้ำ รุ่น HI715 , ซัลไฟด์สารต้านอนุมูลอิสระบัฟเฟอร์ | <a class="woocommerce-LoopProduct-link woocommerce-loop-product__link" href="https://www.hannathailand.com/product/hi7080l/">น้ำยามาตรฐานสอบเทียบ ค่ามาตรฐานความเค็ม</a> , <a class="woocommerce-LoopProduct-link woocommerce-loop-product__link" href="https://www.hannathailand.com/product/hi708-checker-hc-nitrite-hr/">เครื่องวัดปริมาณไนไตรท์ ช่วงสูง ในตัวอย่างน้ำ รุ่น HI708</a> , <a class="woocommerce-LoopProduct-link woocommerce-loop-product__link" href="https://www.hannathailand.com/product/hi705-checker-hc-silica-lr/">เครื่องวัดปริมาณซิลิกา ช่วงต่ำ ในตัวอย่างน้ำ รุ่น HI705</a> , <a class="woocommerce-LoopProduct-link woocommerce-loop-product__link" href="https://www.hannathailand.com/product/hi7083l/">น้ำยามาตรฐานสอบเทียบ ค่ามาตรฐานความเค็ม</a> , <a class="woocommerce-LoopProduct-link woocommerce-loop-product__link" href="https://www.hannathailand.com/product/hi9828-25/">น้ำยามาตรฐานสอบเทียบ</a> , <a class="woocommerce-LoopProduct-link woocommerce-loop-product__link" href="https://www.hannathailand.com/product/free-chlorine/">เครื่องวัดคลอรีน</a> , <a class="woocommerce-LoopProduct-link woocommerce-loop-product__link" href="https://www.hannathailand.com/product/hi715-checker-hc-ammonia-mr/">เครื่องวัดปริมาณแอมโมเนีย ในน้ำ รุ่น HI715</a> , <a class="woocommerce-LoopProduct-link woocommerce-loop-product__link" href="https://www.hannathailand.com/product/hi4015-00/">ซัลไฟด์สารต้านอนุมูลอิสระบัฟเฟอร์</a> | https://www.hannathailand.com/wp-content/uploads/2021/07/11-500x500.jpg , https://www.hannathailand.com/wp-content/uploads/2022/06/miniphotometerfurnitrithoch2420_11-600x600.jpg , https://www.hannathailand.com/wp-content/uploads/2022/06/hi705400-600x600.jpg , https://www.hannathailand.com/wp-content/uploads/2021/07/10-500x500.jpg , https://www.hannathailand.com/wp-content/uploads/2021/07/8-500x500.jpg , https://www.hannathailand.com/wp-content/uploads/2021/07/1-500x500.jpg , https://www.hannathailand.com/wp-content/uploads/2022/06/miniphotometerfurammoniakmittel2416_11-600x600.jpg , https://www.hannathailand.com/wp-content/uploads/2021/07/7-500x500.jpg
84 | HI98120 เครื่องวัดค่า ORP Meter แบบปากกาจาก Hanna | สินค้าทั้งหมด , อุตสาหกรรมทั่วไป , เครื่องวัดความเป็นกรด-ด่าง/โออาร์พี , แบบพกพาสะดวก | https://www.hannathailand.com/product-category/ph-meter/portable/ | https://www.hannathailand.com/product/hi98120-orpc-tester-waterproof/ | HI98120 | 8,560.00 | น้ำหนัก 0.1 กก. ขนาด 16.3 × 2.6 × 4 เซนติเมตร | <div aria-labelledby="tab-title-additional_information" class="woocommerce-Tabs-panel woocommerce-Tabs-panel--additional_information panel entry-content" id="tab-additional_information" role="tabpanel"> <table class="woocommerce-product-attributes shop_attributes"> <tr class="woocommerce-product-attributes-item woocommerce-product-attributes-item--weight"> <th class="woocommerce-product-attributes-item__label">น้ำหนัก</th> <td class="woocommerce-product-attributes-item__value">0.1 กก.</td> </tr> <tr class="woocommerce-product-attributes-item woocommerce-product-attributes-item--dimensions"> <th class="woocommerce-product-attributes-item__label">ขนาด</th> <td class="woocommerce-product-attributes-item__value">16.3 × 2.6 × 4 เซนติเมตร</td> </tr> </table> </div> | HI98120 เครื่องวัดค่า ORP Meter แบบปากกาจาก Hanna HI98120 เป็นเครื่องวัดค่า ORP และอุณหภูมิแบบพกพาแบบกันน้ำ ตัวเรือนของเครื่องทดสอบนี้ปิดสนิทเพื่อป้องกันการบุกรุกของน้ำ และยังได้รับการออกแบบให้ลอยได้หากทำตกลงไปในแหล่งน้ำโดยไม่ตั้งใจ อิเล็กโทรด ORP ที่ถอดเปลี่ยนได้รุ่น HI73120 คือการออกแบบตลับที่มีขั้วต่อกลมสแตนเลส ด้วยการออกแบบประเภทนี้ จึงไม่มีหมุดที่สามารถงอหรือหักได้ระหว่างการเปลี่ยน อิเล็กโทรด ORP ยังมีจุดเชื่อมต่อผ้าที่ขยายได้ หัวต่อประเภทนี้ช่วยให้ต่ออายุหัวต่อได้โดยดึง 3 มม. (1/8”) ออกมาเพื่อล้างสิ่งอุดตันใดๆ ซึ่งช่วยเพิ่มเวลาตอบสนองและเสถียรภาพในการวัด หัววัดอุณหภูมิเหล็กกล้าไร้สนิมบนมิเตอร์นี้ช่วยให้วัดอุณหภูมิได้รวดเร็วและแม่นยำยิ่งขึ้น The HI98120 is a waterproof ORP and temperature handheld meter. The housing of this tester is completely sealed to protect against the intrusion of water and is also designed to float if accidentally dropped into a body of water. The HI73120 replaceable ORP electrode is a cartridge design with the stainless steel round connector. With this type of design there are no pins that can bend or break during replacement. The ORP electrode also hase has an extendable cloth junction. This type of junction allows for the renewal of the junction by simply pulling out 3 mm (1/8”) to clear any clogging which improves measurement response time and stability. The exposed stainless steel temperature probe on this meter facilitates a faster, accurate temperature measurement. Waterproof Replaceable ORP Electrode Extractable Junction Similar to a pH measurement that quantifies the how acidic or alkaline solutions are, ORP (Oxidation Reduction Potential) measurements quantify the overall state of a solution as having the ability to oxidize or reduce a chemical species. Oxidizing and reducing reagents are used to participate in chemical reactions known as a redox reaction. An important part of the ORP probe is to have a sensor that is chemically inert; meaning it cannot be oxidized or reduced itself. It must also have the proper surface characteristics to promote rapid electron exchange, a property known as high exchange current density. Two noble metals have proven to work well for this purpose: pure platinum and pure gold. Both are commonly used in the construction of ORP probes. Dual display of temperature and redox Easily replaceable electrode Automatic temperature compensation for reliable stability indicator values HOLD function to freeze a reading in the display Battery charge indicator and automatic shut-off The platinum sensor is often preferred because it is mechanically simpler to produce. Platinum can be welded to glass and also has a similiar thermal expansion coefficient. Sensors made of gold cannot be welded to the glass and are often placed in plastic supports applied to the glass or plastic tube by means of tiny elastomeric bungs. Many industries rely upon ORP measurements including swimming pools, food processing, boilers and cooling towers, and plating. The measurement of ORP helps the user monitor the effectiveness of disinfecting compounds including chlorine and ozone. ORP is also used to monitor redox reactions including the use of bisulfite in the reduction of hexavalent chromium to trivalent chromium in plating wastewater. Manual: Download Specification : SKU HI98120 Product Name ORP/Temperature Tester Quote Required Yes ORP Range ±1000 mV ORP Resolution 1 mV ORP Accuracy ±2 mV Temperature Range -5.0 to 60.0°C / 23.0 to 140.0°F Temperature Resolution 0.1°C / 0.1°F Temperature Accuracy ±0.5°C /±1°F ORP Electrode HI73120 replaceable ORP electrode (included) Automatic Shut-Off after 8 minutes of non-use Battery Type/Life 1.5V (4) / approx. 300 hours of continuous use Environment -5 to 50°C (23 to 122°F); RH max 100% Dimensions 163 x 40 x 26 mm (6.4 x 1.6 x 1.0’’) Weight 100 g (3.5 oz.) Ordering Information HI98120 (ORP) is supplied with HI73120 ORP electrode, HI73128 electrode removal tool, batteries and instructions. | <div aria-labelledby="tab-title-description" class="woocommerce-Tabs-panel woocommerce-Tabs-panel--description panel entry-content active" id="tab-description" role="tabpanel"> <p><strong>HI98120 เครื่องวัดค่า ORP Meter แบบปากกาจาก Hanna</strong></p> <p>HI98120 เป็นเครื่องวัดค่า ORP และอุณหภูมิแบบพกพาแบบกันน้ำ ตัวเรือนของเครื่องทดสอบนี้ปิดสนิทเพื่อป้องกันการบุกรุกของน้ำ และยังได้รับการออกแบบให้ลอยได้หากทำตกลงไปในแหล่งน้ำโดยไม่ตั้งใจ อิเล็กโทรด ORP ที่ถอดเปลี่ยนได้รุ่น HI73120 คือการออกแบบตลับที่มีขั้วต่อกลมสแตนเลส ด้วยการออกแบบประเภทนี้ จึงไม่มีหมุดที่สามารถงอหรือหักได้ระหว่างการเปลี่ยน อิเล็กโทรด ORP ยังมีจุดเชื่อมต่อผ้าที่ขยายได้ หัวต่อประเภทนี้ช่วยให้ต่ออายุหัวต่อได้โดยดึง 3 มม. (1/8”) ออกมาเพื่อล้างสิ่งอุดตันใดๆ ซึ่งช่วยเพิ่มเวลาตอบสนองและเสถียรภาพในการวัด หัววัดอุณหภูมิเหล็กกล้าไร้สนิมบนมิเตอร์นี้ช่วยให้วัดอุณหภูมิได้รวดเร็วและแม่นยำยิ่งขึ้น</p> <p>The HI98120 is a waterproof ORP and temperature handheld meter. The housing of this tester is completely sealed to protect against the intrusion of water and is also designed to float if accidentally dropped into a body of water. The HI73120 replaceable ORP electrode is a cartridge design with the stainless steel round connector. With this type of design there are no pins that can bend or break during replacement. The ORP electrode also hase has an extendable cloth junction. This type of junction allows for the renewal of the junction by simply pulling out 3 mm (1/8”) to clear any clogging which improves measurement response time and stability. The exposed stainless steel temperature probe on this meter facilitates a faster, accurate temperature measurement.</p> <ul> <li>Waterproof</li> <li>Replaceable ORP Electrode</li> <li>Extractable Junction</li> </ul> <p style="font-weight: 400;">Similar to a pH measurement that quantifies the how acidic or alkaline solutions are, ORP (Oxidation Reduction Potential) measurements quantify the overall state of a solution as having the ability to oxidize or reduce a chemical species. Oxidizing and reducing reagents are used to participate in chemical reactions known as a redox reaction.</p> <p style="font-weight: 400;">An important part of the ORP probe is to have a sensor that is chemically inert; meaning it cannot be oxidized or reduced itself. It must also have the proper surface characteristics to promote rapid electron exchange, a property known as high exchange current density. Two noble metals have proven to work well for this purpose: pure platinum and pure gold. Both are commonly used in the construction of ORP probes.</p> <ul> <li><span class="hps">Dual display</span> <span class="hps">of</span> <span class="hps">temperature</span> <span class="hps">and</span> <span class="hps">redox</span></li> <li><span class="hps">Easily replaceable</span> <span class="hps">electrode</span></li> <li><span class="hps">Automatic temperature compensation</span> <span class="hps">for reliable</span> <span class="hps">stability</span> <span class="hps">indicator</span> <span class="hps">values</span></li> <li><span class="hps">HOLD</span> <span class="hps">function to freeze</span> <span class="hps">a</span> <span class="hps">reading in the display</span></li> <li>Battery <span class="hps">charge indicator</span> <span class="hps">and</span> <span class="hps">automatic shut-off</span></li> </ul> <p style="font-weight: 400;">The platinum sensor is often preferred because it is mechanically simpler to produce. Platinum can be welded to glass and also has a similiar thermal expansion coefficient. Sensors made of gold cannot be welded to the glass and are often placed in plastic supports applied to the glass or plastic tube by means of tiny elastomeric bungs.</p> <p style="font-weight: 400;">Many industries rely upon ORP measurements including swimming pools, food processing, boilers and cooling towers, and plating. The measurement of ORP helps the user monitor the effectiveness of disinfecting compounds including chlorine and ozone. ORP is also used to monitor redox reactions including the use of bisulfite in the reduction of hexavalent chromium to trivalent chromium in plating wastewater.</p> <h3><span class="hps"><strong>Manual:</strong> <a href="http://hannainst.com/manuals/manHI_98120.pdf" rel="noopener" target="_blank" title="Download Product Manual">Download</a><br/> </span></h3> <h3><strong>Specification : </strong></h3> <table> <tbody> <tr> <td width="160"><strong>SKU</strong></td> <td width="441"><strong>HI98120</strong></td> </tr> <tr> <td width="160"><strong>Product Name</strong></td> <td width="441"><strong>ORP/Temperature Tester</strong></td> </tr> <tr> <td width="160"><strong>Quote Required</strong></td> <td width="441"><strong>Yes</strong></td> </tr> <tr> <td width="160"><strong>ORP Range</strong></td> <td width="441"><strong>±1000 mV</strong></td> </tr> <tr> <td width="160"><strong>ORP Resolution</strong></td> <td width="441"><strong>1 mV</strong></td> </tr> <tr> <td width="160"><strong>ORP Accuracy</strong></td> <td width="441"><strong>±2 mV</strong></td> </tr> <tr> <td width="160"><strong>Temperature Range</strong></td> <td width="441"><strong>-5.0 to 60.0°C / 23.0 to 140.0°F</strong></td> </tr> <tr> <td width="160"><strong>Temperature Resolution</strong></td> <td width="441"><strong>0.1°C / 0.1°F</strong></td> </tr> <tr> <td width="160"><strong>Temperature Accuracy</strong></td> <td width="441"><strong>±0.5°C /±1°F</strong></td> </tr> <tr> <td width="160"><strong>ORP Electrode</strong></td> <td width="441"><strong>HI73120 replaceable ORP electrode (included)</strong></td> </tr> <tr> <td width="160"><strong>Automatic Shut-Off</strong></td> <td width="441"><strong>after 8 minutes of non-use</strong></td> </tr> <tr> <td width="160"><strong>Battery Type/Life</strong></td> <td width="441"><strong>1.5V (4) / approx. 300 hours of continuous use</strong></td> </tr> <tr> <td width="160"><strong>Environment</strong></td> <td width="441"><strong>-5 to 50°C (23 to 122°F); RH max 100%</strong></td> </tr> <tr> <td width="160"><strong>Dimensions</strong></td> <td width="441"><strong>163 x 40 x 26 mm (6.4 x 1.6 x 1.0’’)</strong></td> </tr> <tr> <td width="160"><strong>Weight</strong></td> <td width="441"><strong>100 g (3.5 oz.)</strong></td> </tr> <tr> <td width="160"><strong>Ordering Information</strong></td> <td width="441"><strong>HI98120 (ORP) is supplied with HI73120 ORP electrode, HI73128 electrode removal tool, batteries and instructions.</strong></td> </tr> </tbody> </table> <p> </p> <p><iframe allow="accelerometer; autoplay; clipboard-write; encrypted-media; gyroscope; picture-in-picture; web-share" allowfullscreen="" frameborder="0" height="574" loading="lazy" src="https://www.youtube.com/embed/SbnHaH_8V9E?list=PLHjMrVxGgcZRwxS9YD0vkYaHf4W-Vf7Ft" title="How to Set up and Calibrate the Hanna pH/ORP/Temperature Combo Tester HI98121" width="1020"></iframe></p> </div> | Redox/°C-Tester, waterproof, tester ORP | <div class="product-short-description"> <p>Redox/°C-Tester, waterproof, tester ORP</p> </div> | https://www.hannathailand.com/wp-content/uploads/2022/06/spritzwasserfesterredoxctester1449_11.jpg | เครื่องวัดคลอรีน , เครื่องวัดปริมาณฟอสเฟต ช่วงสูง รุ่น HI717 , เครื่องวัดค่าเหล็ก รุ่น HI721 , สารละลายมาตรฐานความขุ่น 20 NTU , เครื่องวัดปริมาณฟลูออไรด์ ช่วงต่ำ รุ่น HI729 , เครื่องวัดปริมาณฟอสเฟต ช่วงต่ำ รุ่น HI713 , เครื่องวัดปริมาณคลอรีนอิสระ รุ่น HI701 , เครื่องวัดปริมาณฟอสฟอรัส ช่วงต่ำมาก รุ่น HI736 | <a class="woocommerce-LoopProduct-link woocommerce-loop-product__link" href="https://www.hannathailand.com/product/free-chlorine/">เครื่องวัดคลอรีน</a> , <a class="woocommerce-LoopProduct-link woocommerce-loop-product__link" href="https://www.hannathailand.com/product/hi717-checker-hc-phosphate-hr/">เครื่องวัดปริมาณฟอสเฟต ช่วงสูง รุ่น HI717</a> , <a class="woocommerce-LoopProduct-link woocommerce-loop-product__link" href="https://www.hannathailand.com/product/hi721-checker-hc-iron/">เครื่องวัดค่าเหล็ก รุ่น HI721</a> , <a class="woocommerce-LoopProduct-link woocommerce-loop-product__link" href="https://www.hannathailand.com/product/hi93102-20/">สารละลายมาตรฐานความขุ่น 20 NTU</a> , <a class="woocommerce-LoopProduct-link woocommerce-loop-product__link" href="https://www.hannathailand.com/product/hi729-checker-hc-fluoride-lr/">เครื่องวัดปริมาณฟลูออไรด์ ช่วงต่ำ รุ่น HI729</a> , <a class="woocommerce-LoopProduct-link woocommerce-loop-product__link" href="https://www.hannathailand.com/product/hi713-checker-hc-phosphate-lr/">เครื่องวัดปริมาณฟอสเฟต ช่วงต่ำ รุ่น HI713</a> , <a class="woocommerce-LoopProduct-link woocommerce-loop-product__link" href="https://www.hannathailand.com/product/hi701-checker-hc-free-chlorine/">เครื่องวัดปริมาณคลอรีนอิสระ รุ่น HI701</a> , <a class="woocommerce-LoopProduct-link woocommerce-loop-product__link" href="https://www.hannathailand.com/product/phosphorous-marine/">เครื่องวัดปริมาณฟอสฟอรัส ช่วงต่ำมาก รุ่น HI736</a> | https://www.hannathailand.com/wp-content/uploads/2022/06/spritzwasserfesterredoxctester1449_11-600x600.jpg , https://www.hannathailand.com/wp-content/uploads/2021/12/HI98120-1-600x600.jpg , https://www.hannathailand.com/wp-content/uploads/2021/07/1-500x500.jpg , https://www.hannathailand.com/wp-content/uploads/2022/06/miniphotometerfurphosphathoch827_11-600x600.jpg , https://www.hannathailand.com/wp-content/uploads/2022/06/miniphotometerfureisen832_11-600x600.jpg , https://www.hannathailand.com/wp-content/uploads/2021/07/9-500x500.jpg , https://www.hannathailand.com/wp-content/uploads/2022/06/miniphotometerfurfluoridniedrig844_11-600x600.jpg , https://www.hannathailand.com/wp-content/uploads/2022/06/hi713_lg51caffcdce23e-600x600.jpg , https://www.hannathailand.com/wp-content/uploads/2021/11/hi701-500x500.jpg , https://www.hannathailand.com/wp-content/uploads/2021/12/HI736-600x600.jpg
85 | เครื่องสเปคโตโฟโตมิเตอร์ | อุตสาหกรรมทั่วไป , แบบภาคสนาม | https://www.hannathailand.com/product-category/spectrophotometer/photometer-fieldwork/ | https://www.hannathailand.com/product/iris-visible-spectrophotometer/ | HI801-02 | 9,095.00 |  | <div aria-labelledby="tab-title-additional_information" class="woocommerce-Tabs-panel woocommerce-Tabs-panel--additional_information panel entry-content" id="tab-additional_information" role="tabpanel"> </div> | HI801 : สเปกโตรโฟโตมิเตอร์แบบมองเห็นม่านตา HI801 เป็นเครื่องสเปกโตรโฟโตมิเตอร์ที่ทันสมัยและใช้งานง่าย ซึ่งช่วยให้สามารถวัดความยาวคลื่นทั้งหมดของแสงที่มองเห็นได้ ปรับแต่งวิธีการของคุณ ทำการวัดที่หลากหลาย และมั่นใจในความแม่นยำในการทดสอบด้วยม่านตา ม่านตามีการเลือกความยาวคลื่นที่แม่นยำระหว่าง 340 นาโนเมตรถึง 900 นาโนเมตร เพื่อให้สอดคล้องกับวิธีการอย่างสมบูรณ์และแม่นยำซึ่งจำเป็นในอุตสาหกรรมต่างๆ เช่น ห้องปฏิบัติการมืออาชีพ โรงบำบัดน้ำ โรงบ่มไวน์ และอื่นๆ ผลลัพธ์มีความสม่ำเสมอและแม่นยำโดยไม่คำนึงถึงปริมาณงานด้วยระบบออพติกคุณภาพสูงและได้รับการออกแบบอย่างมีเอกลักษณ์ ตัวเลือกการปรับแต่งประกอบด้วยรูปร่างและขนาดคิวเวตต์หลายแบบ เส้นโค้งการสอบเทียบแบบกำหนดเอง และวิธีการ HI801 : Iris Visible Spectrophotometer The HI801 iris is a sleek and intuitive spectrophotometer that allows for measurement of all wavelengths of visible light. Customize your methods, take a wide range of measurements, and feel confident in your testing accuracy with iris. iris features precise wavelength selection between 340 nm to 900 nm for complete method compliance and accuracy that is necessary in industries like professional laboratories, water treatment facilities, wineries, and more. Results are consistent and accurate regardless of throughput with the high quality and uniquely designed optics system. Customization options include multiple cuvette shapes and sizes, custom calibration curves, and methods Details Superior design for superior results. iris can test a wide variety of analytical measurements and is capable of measuring in a spectral range of 340 nm to 900 nm. With the compact design of its advanced optical system, iris can be used in almost any sized space while providing accurate and consistent results. The split beam optical system allows iris to automatically compensate for any drift in light source, resulting in superior accuracy. No need for measurement conversions. Whether you are testing for chlorine or running enzymatic assays, our spectrophotometer will conveniently display results in the units that matter most to you. iris can measure in transmittance, absorbance, and concentration based on your need. The convenience of pre-programmed methods with the option to expand. iris comes pre-programmed with more than 80 commonly used chemical analysis methods to help you get started. Simply update these methods by connecting to a computer or flash drive. Customize your iris with up to 100 personal methods. iris will guide you through the method creation process step-by-step. For added versatility, each method can include up to 10 calibration points, five different wavelengths, and up to five reaction timers. Easily access your favorite methods directly from the home screen to save time. Built in timers make make measuring seamless. The countdown timer displays the time remaining until a measurement will be taken, ensuring consistent results between measurements and users. If you get stuck, the tutorial mode will walk you through the steps. Change sample size easily. With our universal cuvette holder and auto-recognition feature, cuvette sizes can be changed when needed. The programmed cuvette size will be displayed on the screen every time you test to ensure that the proper path length is being used by the meter when calculating measurements for correct results. Round Vial Square Worry free replacements. iris uses a tungsten-halogen lamp for greater energy efficiency, longer service life, and improved light quality for a wide variety of wavelengths. Replacement lamps are shipped pre-aligned and ready for installation so that you can get back to testing. Designed for dynamic environments. iris’ compact profile and long-lasting battery make it easy to set up anywhere in your lab. The rechargeable lithium ion battery lasts for 3,000 measurements, or 8 hours – well over a full day of use out in the field. Quality data without the hassle. Export your results with a USB drive or direct PC link organized by sample ID, method, or date range. Save data as a .pdf or .csv for maximum data integrity or flexibility – all without the use of specialized software. Menu navigation that makes sense. Quickly navigate between screens with custom keys, and access your favorite methods directly from the home screen with our “favorite methods” feature. Sort and share your data. Save data as a .pdf or .csv for maximum data integrity or flexibility. Have the freedom to choose the file format that’s best for you. All of your important information is easily visible. With a 6” display, the screen is large and easy to read. The high contrast makes every character on the display stand out even during outdoor use. The wide viewing angle allows for measurements to be seen from far away, so while working around the lab it is not necessary to hover over the meter to see the measurements. Zero resistance with a capacitive touch pad. Menu buttons are part of the display. Built to be fully sealed and easy to clean, the meter recognizes key touches even through gloves. Parameters *Please note, reagents are not included but can be purchased here. Parameter Range Resolution Accuracy (at 25 °C) Method Wavelength Reagent Code Absorbance 0.000 to 3.000 Abs 0.001 Abs 5 mAbs at 0.000-0.500 Abs 1% at 0.500-3.000 Abs Alkalinity 0 to 500 mg/L (as CaCO3 ) 1 mg/L ±5 mg/L ±5% of reading Colorimetric Method 610 nm HI775-26 Alkalinity, Marine 0 to 300 mg/L (as CaCO3 ) 1 mg/L ±5 mg/L ±5% of reading Colorimetric Method 610 nm HI755-26 Aluminum 0.00 to 1.00 mg/L (as Al3+) 0.01 mg/L ±0.04 mg/L ±4% of reading Adaptation of the aluminon method. 525 nm HI93712-01 Ammonia, Low Range 0.00 to 3.00 mg/L (as NH3 -N) 0.01 mg/L ±0.04 mg/L ±4% of reading Adaptation of the ASTM Manual of Water and Environmental Technology, D1426 Nessler method. 420 nm HI93700-01 Ammonia, Medium Range 0.00 to10.00 mg/L (as NH3 -N) 0.01 mg/L ±0.05 mg/L ±5% of reading Adaptation of the ASTM Manual of Water and Environmental Technology, D1426, Nessler method 420 nm HI93715-01 Ammonia, High Range 0.0 to 100.0 mg/L (as NH3 -N) 0.1 mg/L ±0.5 mg/L ±5% of reading Adaptation of the ASTM Manual of Water and Environmental Technology, D1426, Nessler method 420 nm HI93733-01 Bromine 0.00 to 8.00 mg/L (as Br2 ) 0.01 mg/L ±0.08 mg/L ±3% of reading Adaptation of the Standard Methods for the Examination of Water and Wastewater, 18th edition, DPD method 525 nm HI93716-01 Calcium 0 to 400 mg/L (as Ca2+) 1 mg/L ±10 mg/L ±5% of reading Adaptation of the Oxalate method 466nm HI937521-01 Calcium, Marine 200 to 600 mg/L (as Ca2+) 1 mg/L ±6% of reading Adaptation of the Zincon method 610 nm HI758-26 Chemical Oxygen Demand, Low Range 0 to 150 mg/L (as O2 ) 1 mg/L ±5 mg/L or ±4% of reading Adaptation of the USEPA 410.4 420 nm HI93754A-25 Chemical Oxygen Demand, Medium Range 0 to 1500 mg/L (as O2 ) 1 mg/L ±15 mg/L or ±4% of reading Adaptation of the USEPA 410.4 610 nm HI93754B-25 Chemical Oxygen Demand, High Range 0 to 15000 mg/L (as O2 ) 1 mg/L ±150 mg/L or ±2% of reading Adaptation of the USEPA 410.4 610 nm HI93754C-25 Chloride 0.0 to 20.0 mg/L (as Cl) 0.1 mg/L ±0.5 mg/L ±6% of reading Adaptation of the mercury(II) thiocyanate method 466 nm HI93753-01 Chlorine Dioxide 0.00 to 2.00 mg/L (as ClO2 ) 0.01 mg/L ±0.10 mg/L ±5% of reading Adaptation of the Chlorophenol Red method 575 nm HI93738-01 Chlorine, Free Ultra Low Range 0.000 to 0.500 mg/L (as Cl2 ) 0.001 mg/ ±0.020 mg/L ±3% of reading Adaptation of the Standard Method 4500-Cl G 525 nm HI95762-01 Chlorine, Free Low Range 0.00 to 5.00 mg/L (as Cl2) 0.01 mg/L ±0.03 mg/L ±3% of reading Adaptation of the EPA DPD method 330.5 525 nm HI93701-01 Chlorine, Free High Range 0.00 to 10.00 mg/L (as Cl2) 0.01 mg/L ±0.03 mg/L ±3% of reading Adaptation of the EPA DPD method 330.5 525 nm HI93734-01 Chlorine, Total Ultra Low Range 0.000 to 0.500 mg/L (as Cl2 ) 0.001 mg/L ±0.020 mg/L ±3% of reading Adaptation of the EPA recommended Method 330.5 525 nm HI95761-01 Chlorine, Total Low Range 0.00 to 5.00 mg/L (as Cl2) 0.01 mg/L ±0.03 mg/L ±3% of reading Adaptation of the EPA DPD method 330.5 525 nm HI93711-01 Chlorine, Total High Range 0.00 to 10.00 mg/L (as Cl2) 0.01 mg/L ±0.03 mg/L ±3% of reading Adaptation of the EPA DPD method 330.5 525 nm HI93734-01 Chlorine, Total Ultra High Range 0 to 500 mg/L (as Cl2) 1 mg/L ±3 mg/L ±3% of reading Adaptation of the Standard Methods for Examination of Water and Wastewater, 20th edition, 4500-Cl 525 nm HI95771-01 Chromium (VI), Low Range 0 to 300 µg/L (as Cr(VI)) 1 µg/L ±10 µg/L ±4% of reading Adaptation of the ASTM Manual of Water and Environmental Technology, D1687 Diphenylcarbohydrazide method 525 nm HI93749-01 Chromium (VI), High Range 0 to 1000 µg/L (as Cr(VI)) 1 µg/L ±5 µg/L ±4% of reading at 25 °C Adaptation of the ASTM Manual of Water and Environmental Technology, D1687, Diphenylcarbohydrazide method 525 nm HI93723-01 Color of Water 0 to 500 PCU (Platinum Cobalt Units) 1 PCU ±10 PCU ±5% of reading Adaptation of the Standard Methods for the Examination of Water and Wastewater, 18th edition, Colorimetric Platinum Cobalt method 420 nm Copper, Low Range 0.000 to 1.500 mg/L (as Cu) 0.001 mg/L ±0.010 mg/L ±5% of reading Adaptation of the EPA method 575 nm HI95747-01 Copper, High Range 0.00 to 5.00 mg/L (as Cu) 0.01 mg/L ±0.02 mg/L ±4% of reading Adaptation of the EPA method 575 nm HI93702-01 Cyanide 0.000 to 0.200 mg/L (as CN-) 0.001 mg/L ±0.005 mg/L ±3% of reading Pyridine-Pyrazalone 610 nm HI93714-01 Cyanuric Acid 0 to 100 mg/L (as CYA) 1 mg/L ±1 mg/L ±15% of reading Adaptation of the turbidimetric method 525 nm HI93722-01 Fluoride, Low Range 0.00 to 2.00 mg/L (as F) 0.01 mg/L ±0.03 mg/L ±3% of reading Adaptation of the Standard Methods for the Examination of Water and Wastewater, 18th edition, SPADNS method 575 nm HI93729-01 Fluoride, High Range 0.0 to 20.0 mg/L (as F) 0.1 mg/L ±0.5 mg/L ±3% of reading Adaptation of the Standard Methods for the Examination of Water and Wastewater, 18th edition, SPADNS method 575 nm HI93739-01 Hardness, Calcium 0.00 to 2.70 mg/L (as CaCO3 ) 0.01 mg/L ±0.11 mg/L ±5% of reading Adaptation of the Standard Methods for the Examination of Water and Wastewater, 18th edition, Calmagite method 525 nm HI93720-01 Hardness, Magensium 0.00 to 2.00 mg/L (CaCO3 ) 0.01 mg/L ±0.11 mg/L ±5% of reading Adaptation of the Standard Methods for the Examination of Water and Wastewater, 18th edition, EDTA Colorimetric method 525 nm HI93719-01 Hardness, Total Low Range 0 to 250 mg/L (as CaCO3 ) 1 mg/L ±5 mg/L ±4% of reading Adaptation of the EPA recommended method 130.1 466 nm HI93735-00 Hardness, Total Medium Range 200 to 500 mg/L (as CaCO3 ) 1 mg/L ±7 mg/L ±3% of reading Adaptation of the EPA recommended method 130.1 466 nm HI93735-01 Hardness, Total High Range 400 to 750 mg/L (as CaCO3 ) 1 mg/L ±10 mg/L ±2% of reading Adaptation of the EPA recommended method 130.1 466 nm HI93735-02 Hydrazine 0 to 400 µg/L (as N2H4 ) 1 µg/L ±4% of full scale reading Adaptation of the ASTM Manual of Water and Environmental Technology, method D1385, p-Dimethylaminobenzaldehyde method 466 nm HI93704-01 Iodine 0.0 to 12.5 mg/L (as I2 ) 0.1 mg/L ±0.1 mg/L ±5% of reading Adaptation of the Standard Methods for the Examination of Water and Wastewater, 18th edition, DPD method 525 nm HI93718-01 Iron, Low Range 0.000 to 1.600 mg/L (as Fe) 0.001 mg/L ±0.010 mg/L ±8% of reading Adaptation of the TPTZ Method 575 nm HI93746-01 Iron, High Range 0.00 to 5.00 mg/L (as Fe) 0.01 mg/L ±0.04 mg/L ±2% of reading Adaptation of the EPA Phenanthroline method 315B, for natural and treated waters 525 nm HI93721-01 Magnesium 0 to 150 mg/L (as Mg2+) 1 mg/L ±5 mg/L ±3% of reading Adaptation of the Calmagite method 466 nm HI937520-01 Manganese, Low Range 0 to 300 µg/L (as Mn) 1 µg/L ±10 µg/L ±3% of reading Adaptation of the PAN Method 575 nm HI93748-01 Manganese, High Range 0.0 to 20.0 mg/L (as Mn) 0.1 mg/L ±0.2 mg/L ±3% of reading Adaptation of the Standard Methods for the Examination of Water and Wastewater, 18th edition, Periodate method 525 nm HI93709-01 Maple Syrup 0.00 to 100.00 %T 0.01 %T ±3% of reading Direct measure 560 nm HI93703-57 Molybdenum 0.0 to 40.0 mg/L (as Mo6+) 0.1 mg/L ±0.3 mg/L ±5% of reading Adaptation of the mercaptoacetic acid method 420 nm | <div aria-labelledby="tab-title-description" class="woocommerce-Tabs-panel woocommerce-Tabs-panel--description panel entry-content active" id="tab-description" role="tabpanel"> <p>HI801 : สเปกโตรโฟโตมิเตอร์แบบมองเห็นม่านตา</p> <p>HI801 เป็นเครื่องสเปกโตรโฟโตมิเตอร์ที่ทันสมัยและใช้งานง่าย ซึ่งช่วยให้สามารถวัดความยาวคลื่นทั้งหมดของแสงที่มองเห็นได้</p> <p>ปรับแต่งวิธีการของคุณ ทำการวัดที่หลากหลาย และมั่นใจในความแม่นยำในการทดสอบด้วยม่านตา</p> <ul> <li>ม่านตามีการเลือกความยาวคลื่นที่แม่นยำระหว่าง 340 นาโนเมตรถึง 900 นาโนเมตร เพื่อให้สอดคล้องกับวิธีการอย่างสมบูรณ์และแม่นยำซึ่งจำเป็นในอุตสาหกรรมต่างๆ เช่น ห้องปฏิบัติการมืออาชีพ โรงบำบัดน้ำ โรงบ่มไวน์ และอื่นๆ</li> <li>ผลลัพธ์มีความสม่ำเสมอและแม่นยำโดยไม่คำนึงถึงปริมาณงานด้วยระบบออพติกคุณภาพสูงและได้รับการออกแบบอย่างมีเอกลักษณ์</li> <li>ตัวเลือกการปรับแต่งประกอบด้วยรูปร่างและขนาดคิวเวตต์หลายแบบ เส้นโค้งการสอบเทียบแบบกำหนดเอง และวิธีการ</li> </ul> <h1>HI801 : Iris Visible Spectrophotometer</h1> <div class="short-description"> <div class="std"> <p>The HI801 iris is a sleek and intuitive spectrophotometer that allows for measurement of all wavelengths of visible light.</p> <p>Customize your methods, take a wide range of measurements, and feel confident in your testing accuracy with iris.</p> </div> </div> <ul class="atf-features"> <li>iris features precise wavelength selection between 340 nm to 900 nm for complete method compliance and accuracy that is necessary in industries like professional laboratories, water treatment facilities, wineries, and more.</li> <li>Results are consistent and accurate regardless of throughput with the high quality and uniquely designed optics system.</li> <li>Customization options include multiple cuvette shapes and sizes, custom calibration curves, and methods</li> </ul> <div> <dl> <dd class="tab-container"> <div class="tab-content"> <h2>Details</h2> <div class="std"> <div class="prod-view-details-container"> <div class="prod-view-details-left"> <p><img alt="iris spectrophotometer" decoding="async" height="179" loading="lazy" src="https://hannainst.com/media/wysiwyg/iris-rainbow.jpg" title="iris spectrophotometer" width="293"/></p> </div> <div class="prod-view-details-right"> <h3>Superior design for superior results.</h3> <p>iris can test a wide variety of analytical measurements and is capable of measuring in a spectral range of 340 nm to 900 nm.</p> <p>With the compact design of its advanced optical system, iris can be used in almost any sized space while providing accurate and consistent results. The split beam optical system allows iris to automatically compensate for any drift in light source, resulting in superior accuracy.</p> <h3></h3> <h3>No need for measurement conversions.</h3> <p>Whether you are testing for chlorine or running enzymatic assays, our spectrophotometer will conveniently display results in the units that matter most to you. iris can measure in transmittance, absorbance, and concentration based on your need.</p> </div> <div class="prod-view-details-container"> <div class="prod-view-details-right"> <h3></h3> <h3>The convenience of pre-programmed methods with the option to expand.</h3> <p>iris comes pre-programmed with more than 80 commonly used chemical analysis methods to help you get started. Simply update these methods by connecting to a computer or flash drive.</p> <p>Customize your iris with up to 100 personal methods. iris will guide you through the method creation process step-by-step. For added versatility, each method can include up to 10 calibration points, five different wavelengths, and up to five reaction timers.</p> <p>Easily access your favorite methods directly from the home screen to save time.</p> <p>Built in timers make make measuring seamless. The countdown timer displays the time remaining until a measurement will be taken, ensuring consistent results between measurements and users. If you get stuck, the tutorial mode will walk you through the steps.</p> </div> </div> <div class="prod-view-details-left"><img alt="iris spectrophotometer" decoding="async" height="342" loading="lazy" src="https://hannainst.com/media/wysiwyg/products/iris/HI801-Hand.jpg" title="iris spectrophotometer" width="342"/></div> </div> <div class="prod-view-details-container"> <div class="prod-view-details-left"> <p><img alt="iris spectrophotometer cuvette" decoding="async" height="325" loading="lazy" src="https://hannainst.com/media/wysiwyg/IRIS-with-light----.jpg" title="iris spectrophotometer cuvette" width="325"/></p> </div> <div class="prod-view-details-right"> <p> </p> <h3>Change sample size easily.</h3> <p>With our universal cuvette holder and auto-recognition feature, cuvette sizes can be changed when needed. The programmed cuvette size will be displayed on the screen every time you test to ensure that the proper path length is being used by the meter when calculating measurements for correct results.</p> <p> </p> <table align="center" border="0" cellpadding="10" cellspacing="10"> <tbody> <tr> <td>Round</td> <td>Vial</td> <td>Square</td> </tr> <tr> <td><img alt="HI801_Cuvette-Insert-Round" decoding="async" height="120" loading="lazy" src="https://hannainst.com/media/wysiwyg/products/iris/HI801_Cuvette-Insert-Round.jpg" title="HI801_Cuvette-Insert-Round" width="120"/></td> <td><img alt="HI801_Cuvette-Insert-Vial" decoding="async" height="120" loading="lazy" src="https://hannainst.com/media/wysiwyg/products/iris/HI801_Cuvette-Insert-Vial.jpg" title="HI801_Cuvette-Insert-Vial" width="120"/></td> <td><img alt="HI801 cuvette square" decoding="async" height="120" loading="lazy" src="https://hannainst.com/media/wysiwyg/products/iris/HI801_Cuvetter-Insert-Square.jpg" title="HI801 cuvette square" width="120"/></td> </tr> </tbody> </table> <p> </p> </div> </div> <div class="prod-view-details-container"> <div class="prod-view-details-left"> <h3>Worry free replacements.</h3> <p>iris uses a tungsten-halogen lamp for greater energy efficiency, longer service life, and improved light quality for a wide variety of wavelengths. Replacement lamps are shipped pre-aligned and ready for installation so that you can get back to testing.</p> <p><img alt="HI801 Lamp" decoding="async" height="336" loading="lazy" src="https://hannainst.com/media/wysiwyg/HI801_Lamp-removal.jpg" title="HI801 Lamp" width="336"/></p> <p> </p> </div> <div class="prod-view-details-right"> <h3>Designed for dynamic environments.</h3> <p>iris’ compact profile and long-lasting battery make it easy to set up anywhere in your lab. The rechargeable lithium ion battery lasts for 3,000 measurements, or 8 hours – well over a full day of use out in the field.</p> <p><img alt="HI801 battery" decoding="async" height="339" loading="lazy" src="https://hannainst.com/media/wysiwyg/products/iris/HI801_Battery.jpg" title="HI801 battery" width="339"/></p> </div> </div> <p> </p> <p> </p> <div class="prod-view-details-container"> <div class="prod-view-details-left"> <p><img alt="iris spectrophotometer" decoding="async" height="338" loading="lazy" src="https://hannainst.com/media/wysiwyg/products/iris/HI801_with-USB-Stick.jpg" width="338"/></p> </div> <div class="prod-view-details-right"> <h3>Quality data without the hassle.</h3> <p>Export your results with a USB drive or direct PC link organized by sample ID, method, or date range. Save data as a .pdf or .csv for maximum data integrity or flexibility – all without the use of specialized software.</p> <h3></h3> <h3>Menu navigation that makes sense.</h3> <p>Quickly navigate between screens with custom keys, and access your favorite methods directly from the home screen with our “favorite methods” feature.</p> <h3></h3> <h3>Sort and share your data.</h3> <p>Save data as a .pdf or .csv for maximum data integrity or flexibility. Have the freedom to choose the file format that’s best for you.</p> </div> </div> <div class="prod-view-details-container"> <div class="prod-view-details-left"> <p><img alt="iris spectrophotometer" decoding="async" height="270" loading="lazy" src="https://hannainst.com/media/wysiwyg/products/iris/HI801_Lab.jpg" title="iris spectrophotometer" width="405"/></p> </div> <div class="prod-view-details-right"> <h3>All of your important information is easily visible.</h3> <p>With a 6” display, the screen is large and easy to read. The high contrast makes every character on the display stand out even during outdoor use. The wide viewing angle allows for measurements to be seen from far away, so while working around the lab it is not necessary to hover over the meter to see the measurements.</p> <h3></h3> <h3>Zero resistance with a capacitive touch pad.</h3> <p>Menu buttons are part of the display. Built to be fully sealed and easy to clean, the meter recognizes key touches even through gloves.</p> </div> </div> <div class="prod-view-details-container param-table"> <h3>Parameters</h3> <p>*Please note, reagents are not included but can be purchased <a href="http://hannainst.com/products/reagents/photometer-reagents.html">here.</a></p> <div dir="ltr"> <p> </p> <table class="prodviewtable"> <tbody> <tr> <td>Parameter</td> <td>Range</td> <td>Resolution</td> <td>Accuracy (at 25 °C)</td> <td>Method</td> <td>Wavelength</td> <td>Reagent Code</td> </tr> <tr> <td>Absorbance</td> <td>0.000 to 3.000 Abs</td> <td>0.001 Abs</td> <td>5 mAbs at 0.000-0.500 Abs<br/> 1% at 0.500-3.000 Abs</td> <td></td> <td></td> <td></td> </tr> <tr> <td>Alkalinity</td> <td>0 to 500 mg/L (as CaCO3 )</td> <td>1 mg/L</td> <td>±5 mg/L ±5% of reading</td> <td>Colorimetric Method</td> <td>610 nm</td> <td><a href="https://hannainst.com/hi775-26-alkalinity-checker-reagents.html" rel="noopener" target="_blank" title="HI775-26 Freshwater Alkalinity Reagents (25 Tests)">HI775-26</a></td> </tr> <tr> <td>Alkalinity, Marine</td> <td>0 to 300 mg/L (as CaCO3 )</td> <td>1 mg/L</td> <td>±5 mg/L ±5% of reading</td> <td>Colorimetric Method</td> <td>610 nm</td> <td><a href="https://hannainst.com/hi755-26-alkalinity-checker-reagents.html" rel="noopener" target="_blank" title="HI755-26 Marine Alkalinity Reagents for HI755 (25 Tests)">HI755-26</a></td> </tr> <tr> <td>Aluminum</td> <td>0.00 to 1.00 mg/L (as Al3+)</td> <td>0.01 mg/L</td> <td>±0.04 mg/L ±4% of reading</td> <td>Adaptation of the aluminon method.</td> <td>525 nm</td> <td><a href="https://hannainst.com/hi93712-01-aluminum-reagents-100-tests.html" rel="noopener" target="_blank" title="HI93712-01 Aluminum Reagents (100 tests)">HI93712-01</a></td> </tr> <tr> <td>Ammonia, Low Range</td> <td>0.00 to 3.00 mg/L (as NH3 -N)</td> <td>0.01 mg/L</td> <td>±0.04 mg/L ±4% of reading</td> <td>Adaptation of the ASTM Manual of Water and Environmental Technology, D1426 Nessler method.</td> <td>420 nm</td> <td> <a href="https://hannainst.com/hi93700-01-ammonia-lr-colorimetric-reagents-100-tests.html" rel="noopener" target="_blank" title="HI93700-01 Ammonia Low Range Reagents (100 tests)">HI93700-01</a></td> </tr> <tr> <td>Ammonia, Medium Range</td> <td> 0.00 to10.00 mg/L (as NH3 -N)</td> <td>0.01 mg/L</td> <td>±0.05 mg/L ±5% of reading</td> <td>Adaptation of the ASTM Manual of Water and Environmental Technology, D1426, Nessler method</td> <td>420 nm</td> <td> <a href="https://hannainst.com/hi93715-01-ammonia-medium-range-reagents-100-tests.html" rel="noopener" target="_blank" title="HI93715-01 Ammonia Medium Range Reagents (100 tests)">HI93715-01</a></td> </tr> <tr> <td>Ammonia, High Range</td> <td> 0.0 to 100.0 mg/L (as NH3 -N)</td> <td>0.1 mg/L</td> <td>±0.5 mg/L ±5% of reading</td> <td>Adaptation of the ASTM Manual of Water and Environmental Technology, D1426, Nessler method</td> <td>420 nm</td> <td> <a href="https://hannainst.com/hi93733-01-ammonia-high-range-reagents-100-tests.html" rel="noopener" target="_blank" title="HI93733-01 Ammonia High Range Reagents (100 tests)">HI93733-01</a></td> </tr> <tr> <td>Bromine</td> <td> 0.00 to 8.00 mg/L (as Br2 )</td> <td>0.01 mg/L</td> <td>±0.08 mg/L ±3% of reading</td> <td>Adaptation of the Standard Methods for the Examination of Water and Wastewater, 18th edition, DPD method</td> <td>525 nm</td> <td> <a href="https://hannainst.com/hi93716-01-bromine-reagents-100-tests.html" rel="noopener" target="_blank" title="HI93716-01 Bromine Reagents (100 tests)">HI93716-01</a></td> </tr> <tr> <td>Calcium</td> <td>0 to 400 mg/L (as Ca2+)</td> <td> 1 mg/L</td> <td> ±10 mg/L ±5% of reading</td> <td> Adaptation of the Oxalate method</td> <td>466nm</td> <td> <a href="https://hannainst.com/hi937521-01-calcium-reagents-50-tests.html" rel="noopener" target="_blank" title="HI937521-01 Calcium Reagents (50 tests)">HI937521-01</a></td> </tr> <tr> <td>Calcium, Marine</td> <td> 200 to 600 mg/L (as Ca2+)</td> <td> 1 mg/L</td> <td> ±6% of reading</td> <td> Adaptation of the Zincon method</td> <td>610 nm</td> <td> <a href="https://hannainst.com/hi758-26-marine-calcium-checker-reagents.html" rel="noopener" target="_blank" title="HI758-26 Marine Calcium Reagents (25 Tests">HI758-26</a></td> </tr> <tr> <td>Chemical Oxygen Demand, Low Range</td> <td>0 to 150 mg/L (as O2 )</td> <td>1 mg/L</td> <td>±5 mg/L or ±4% of reading</td> <td>Adaptation of the USEPA 410.4</td> <td>420 nm</td> <td><a href="https://hannainst.com/hi93754a-25-cod-low-range-reagent-vials-epa-method-25-tests.html" rel="noopener" target="_blank" title="HI93754A-25 COD Low Range Reagent Vials, EPA Method (25 tests)">HI93754A-25</a></td> </tr> <tr> <td>Chemical Oxygen Demand, Medium Range</td> <td>0 to 1500 mg/L (as O2 )</td> <td>1 mg/L</td> <td>±15 mg/L or ±4% of reading</td> <td>Adaptation of the USEPA 410.4</td> <td>610 nm</td> <td><a href="https://hannainst.com/hi93754b-25-cod-medium-range-reagent-vials-epa-method-25-tests.html" rel="noopener" target="_blank" title="HI93754B-25 COD Medium Range Reagent Vials, EPA Method (25 tests)">HI93754B-25</a></td> </tr> <tr> <td>Chemical Oxygen Demand, High Range</td> <td>0 to 15000 mg/L (as O2 )</td> <td>1 mg/L</td> <td>±150 mg/L or ±2% of reading</td> <td>Adaptation of the USEPA 410.4</td> <td>610 nm</td> <td><a href="https://hannainst.com/hi93754c-25-cod-high-range-reagent-vials-dichromate-method-25-tests.html" rel="noopener" target="_blank" title="HI93754C-25 COD High Range Reagent Vials, Dichromate Method (25 tests)">HI93754C-25</a></td> </tr> <tr> <td>Chloride</td> <td> 0.0 to 20.0 mg/L (as Cl)</td> <td> 0.1 mg/L</td> <td> ±0.5 mg/L ±6% of reading</td> <td> Adaptation of the mercury(II) thiocyanate method</td> <td>466 nm</td> <td> <a href="https://hannainst.com/hi93753-01-chloride-reagents-100-tests.html" rel="noopener" target="_blank" title="HI93753-01 Chloride Reagents (100 tests)">HI93753-01</a></td> </tr> <tr> <td>Chlorine Dioxide</td> <td> 0.00 to 2.00 mg/L (as ClO2 )</td> <td> 0.01 mg/L</td> <td> ±0.10 mg/L ±5% of reading</td> <td> Adaptation of the Chlorophenol Red method</td> <td>575 nm</td> <td> <a href="https://hannainst.com/hi93738-01-chlorine-dioxide-reagents-100-tests.html" rel="noopener" target="_blank" title="HI93738-01 Chlorine Dioxide Reagents (100 tests)">HI93738-01</a></td> </tr> <tr> <td>Chlorine, Free Ultra Low Range</td> <td> 0.000 to 0.500 mg/L (as Cl2 )</td> <td> 0.001 mg/</td> <td> ±0.020 mg/L ±3% of reading</td> <td> Adaptation of the Standard Method 4500-Cl G</td> <td>525 nm</td> <td> <a href="https://hannainst.com/hi95762-01-free-chlorine-ultra-low-range-reagents-100-tests.html" rel="noopener" target="_blank" title="HI95762-01 Free Chlorine Ultra Low Range Reagents (100 tests)">HI95762-01</a></td> </tr> <tr> <td>Chlorine, Free Low Range</td> <td> 0.00 to 5.00 mg/L (as Cl2)</td> <td> 0.01 mg/L</td> <td> ±0.03 mg/L ±3% of reading</td> <td> Adaptation of the EPA DPD method 330.5</td> <td> 525 nm</td> <td> <a href="https://hannainst.com/hi93701-01-free-chlorine-reagents-100-tests.html" rel="noopener" target="_blank" title="HI93701-01US Free Chlorine Reagents (100 tests)">HI93701-01</a></td> </tr> <tr> <td>Chlorine, Free High Range</td> <td> 0.00 to 10.00 mg/L (as Cl2)</td> <td>0.01 mg/L</td> <td> ±0.03 mg/L ±3% of reading</td> <td> Adaptation of the EPA DPD method 330.5</td> <td> 525 nm</td> <td> <a href="https://hannainst.com/hi93734-01-free-and-total-chlorine-high-range-reagents-100-tests.html" rel="noopener" target="_blank" title="HI93734-01 Free and Total Chlorine High Range Reagents (100 tests)">HI93734-01</a></td> </tr> <tr> <td>Chlorine, Total Ultra Low Range</td> <td> 0.000 to 0.500 mg/L (as Cl2 )</td> <td> 0.001 mg/L</td> <td> ±0.020 mg/L ±3% of reading</td> <td> Adaptation of the EPA recommended Method 330.5</td> <td> 525 nm</td> <td> <a href="https://hannainst.com/hi95761-01-total-chlorine-ultra-low-range-reagents-100-tests.html" rel="noopener" target="_blank" title="HI95761-01 Total Chlorine Ultra Low Range Reagents (100 tests)">HI95761-01</a></td> </tr> <tr> <td>Chlorine, Total Low Range</td> <td> 0.00 to 5.00 mg/L (as Cl2)</td> <td> 0.01 mg/L</td> <td> ±0.03 mg/L ±3% of reading</td> <td> Adaptation of the EPA DPD method 330.5</td> <td> 525 nm</td> <td> <a href="https://hannainst.com/hi93711-01-total-chlorine-reagents-100-tests.html" rel="noopener" target="_blank" title="HI93711-01 Total Chlorine Reagents (100 tests)">HI93711-01</a></td> </tr> <tr> <td>Chlorine, Total High Range</td> <td> 0.00 to 10.00 mg/L (as Cl2)</td> <td> 0.01 mg/L</td> <td> ±0.03 mg/L ±3% of reading</td> <td> Adaptation of the EPA DPD method 330.5</td> <td> 525 nm</td> <td> <a href="https://hannainst.com/hi93734-01-free-and-total-chlorine-high-range-reagents-100-tests.html" rel="noopener" target="_blank" title="HI93734-01 Free and Total Chlorine High Range Reagents (100 tests)">HI93734-01</a></td> </tr> <tr> <td>Chlorine, Total Ultra High Range</td> <td> 0 to 500 mg/L (as Cl2)</td> <td> 1 mg/L</td> <td> ±3 mg/L ±3% of reading</td> <td> Adaptation of the Standard Methods for Examination of Water and Wastewater, 20th edition, 4500-Cl</td> <td>525 nm</td> <td> <a href="https://hannainst.com/hi95771-01-ultra-high-range-chlorine-reagents-100-tests.html" rel="noopener" target="_blank" title="HI95771-01 Ultra High Range Chlorine Reagents (100 tests)">HI95771-01</a></td> </tr> <tr> <td>Chromium (VI), Low Range</td> <td> 0 to 300 µg/L (as Cr(VI))</td> <td> 1 µg/L</td> <td> ±10 µg/L ±4% of reading</td> <td> Adaptation of the ASTM Manual of Water and Environmental Technology, D1687 Diphenylcarbohydrazide method</td> <td>525 nm</td> <td> <a href="https://hannainst.com/hi93749-01-chromium-vi-low-range-reagents-100-tests.html" rel="noopener" target="_blank" title="HI93749-01 Chromium VI Low Range Reagents (100 tests)">HI93749-01</a></td> </tr> <tr> <td>Chromium (VI), High Range</td> <td> 0 to 1000 µg/L (as Cr(VI))</td> <td> 1 µg/L</td> <td> ±5 µg/L ±4% of reading at 25 °C</td> <td> Adaptation of the ASTM Manual of Water and Environmental Technology, D1687, Diphenylcarbohydrazide method</td> <td> 525 nm</td> <td> <a href="https://hannainst.com/hi93723-01-chromium-vi-high-range-reagents-100-tests.html" rel="noopener" target="_blank" title="HI93723-01 Chromium VI High Range Reagents (100 tests)">HI93723-01</a></td> </tr> <tr> <td>Color of Water</td> <td> 0 to 500 PCU (Platinum Cobalt Units)</td> <td> 1 PCU</td> <td> ±10 PCU ±5% of reading</td> <td> Adaptation of the Standard Methods for the Examination of Water and Wastewater, 18th edition, Colorimetric Platinum Cobalt method</td> <td>420 nm</td> <td></td> </tr> <tr> <td>Copper, Low Range</td> <td> 0.000 to 1.500 mg/L (as Cu)</td> <td> 0.001 mg/L</td> <td> ±0.010 mg/L ±5% of reading</td> <td> Adaptation of the EPA method</td> <td>575 nm</td> <td> <a href="https://hannainst.com/hi95747-01-copper-low-range-reagents-100-tests.html" rel="noopener" target="_blank" title="HI95747-01 Copper Low Range Reagents (100 tests)">HI95747-01</a></td> </tr> <tr> <td>Copper, High Range</td> <td> 0.00 to 5.00 mg/L (as Cu)</td> <td> 0.01 mg/L</td> <td> ±0.02 mg/L ±4% of reading</td> <td> Adaptation of the EPA method</td> <td> 575 nm</td> <td> <a href="https://hannainst.com/hi93702-01-copper-high-range-reagents-100-tests.html" rel="noopener" target="_blank" title="HI93702-01 Copper High Range Reagents (100 tests)">HI93702-01</a></td> </tr> <tr> <td>Cyanide</td> <td> 0.000 to 0.200 mg/L (as CN-)</td> <td> 0.001 mg/L</td> <td> ±0.005 mg/L ±3% of reading</td> <td> Pyridine-Pyrazalone</td> <td> 610 nm</td> <td> <a href="https://hannainst.com/hi93714-01-cyanide-reagents-100-tests.html" rel="noopener" target="_blank" title="HI93714-01 Cyanide Reagents (100 tests)">HI93714-01</a></td> </tr> <tr> <td>Cyanuric Acid</td> <td> 0 to 100 mg/L (as CYA)</td> <td> 1 mg/L</td> <td> ±1 mg/L ±15% of reading</td> <td> Adaptation of the turbidimetric method</td> <td> 525 nm</td> <td> <a href="https://hannainst.com/hi93722-01-cyanuric-acid-reagents-100-tests.html" rel="noopener" target="_blank" title="HI93722-01 Cyanuric Acid Reagents (100 tests)">HI93722-01</a></td> </tr> <tr> <td>Fluoride, Low Range</td> <td> 0.00 to 2.00 mg/L (as F)</td> <td> 0.01 mg/L</td> <td> ±0.03 mg/L ±3% of reading</td> <td> Adaptation of the Standard Methods for the Examination of Water and Wastewater, 18th edition, SPADNS method</td> <td>575 nm</td> <td> <a href="https://hannainst.com/hi93729-01-fluoride-low-range-reagents-100-tests.html" rel="noopener" target="_blank" title="HI93729-01 Fluoride Low Range Reagents (100 tests)">HI93729-01</a></td> </tr> <tr> <td>Fluoride, High Range</td> <td> 0.0 to 20.0 mg/L (as F)</td> <td> 0.1 mg/L</td> <td> ±0.5 mg/L ±3% of reading</td> <td> Adaptation of the Standard Methods for the Examination of Water and Wastewater, 18th edition, SPADNS method</td> <td> 575 nm</td> <td> <a href="https://hannainst.com/hi93739-01-fluoride-high-range-reagents-100-tests.html" rel="noopener" target="_blank" title="HI93739-01 Fluoride High Range Reagents (100 tests)">HI93739-01</a></td> </tr> <tr> <td>Hardness, Calcium</td> <td> 0.00 to 2.70 mg/L (as CaCO3 )</td> <td> 0.01 mg/L</td> <td> ±0.11 mg/L ±5% of reading</td> <td> Adaptation of the Standard Methods for the Examination of Water and Wastewater, 18th edition, Calmagite method</td> <td> 525 nm</td> <td> <a href="https://hannainst.com/hi93720-01-calcium-hardness-reagents-100-tests.html" rel="noopener" target="_blank" title="HI93720-01 Calcium Hardness Reagents (100 tests)">HI93720-01</a></td> </tr> <tr> <td>Hardness, Magensium</td> <td> 0.00 to 2.00 mg/L (CaCO3 )</td> <td> 0.01 mg/L</td> <td> ±0.11 mg/L ±5% of reading</td> <td> Adaptation of the Standard Methods for the Examination of Water and Wastewater, 18th edition, EDTA Colorimetric method</td> <td> 525 nm</td> <td> <a href="https://hannainst.com/hi93719-01-magnesium-and-total-hardness-reagents-100-tests.html" rel="noopener" target="_blank" title="HI93719-01 Magnesium and Total Hardness Reagents (100 tests)">HI93719-01</a></td> </tr> <tr> <td>Hardness, Total Low Range</td> <td> 0 to 250 mg/L (as CaCO3 )</td> <td> 1 mg/L</td> <td> ±5 mg/L ±4% of reading</td> <td> Adaptation of the EPA recommended method 130.1</td> <td>466 nm</td> <td> <a href="https://hannainst.com/hi93735-00-total-hardness-low-range-colorimetric-reagents-100-tests.html" rel="noopener" target="_blank" title="HI93735-00 Total Hardness Low Range Colorimetric Reagents (100 tests)">HI93735-00</a></td> </tr> <tr> <td>Hardness, Total Medium Range</td> <td> 200 to 500 mg/L (as CaCO3 )</td> <td> 1 mg/L</td> <td> ±7 mg/L ±3% of reading</td> <td> Adaptation of the EPA recommended method 130.1</td> <td>466 nm</td> <td> <a href="https://hannainst.com/hi93735-01-total-hardness-medium-range-colorimetric-reagents-100-tests.html" rel="noopener" target="_blank" title="HI93735-01 Total Hardness Medium Range Colorimetric Reagents (100 tests)">HI93735-01</a></td> </tr> <tr> <td>Hardness, Total High Range</td> <td> 400 to 750 mg/L (as CaCO3 )</td> <td> 1 mg/L</td> <td> ±10 mg/L ±2% of reading</td> <td> Adaptation of the EPA recommended method 130.1</td> <td> 466 nm</td> <td> <a href="https://hannainst.com/hi93735-02-total-hardness-high-range-colorimetric-reagents-100-tests.html" rel="noopener" target="_blank" title="HI93735-02 Total Hardness High Range Colorimetric Reagents (100 tests)">HI93735-02</a></td> </tr> <tr> <td>Hydrazine</td> <td> 0 to 400 µg/L (as N2H4 )</td> <td> 1 µg/L</td> <td> ±4% of full scale reading</td> <td> Adaptation of the ASTM Manual of Water and Environmental Technology, method D1385, p-Dimethylaminobenzaldehyde method</td> <td> 466 nm</td> <td> <a href="https://hannainst.com/hi93704-01-hydrazine-reagents-100-tests.html" rel="noopener" target="_blank" title="HI93704-01 Hydrazine Reagents (100 tests)">HI93704-01</a></td> </tr> <tr> <td>Iodine</td> <td> 0.0 to 12.5 mg/L (as I2 )</td> <td> 0.1 mg/L</td> <td> ±0.1 mg/L ±5% of reading</td> <td> Adaptation of the Standard Methods for the Examination of Water and Wastewater, 18th edition, DPD method</td> <td> 525 nm</td> <td> <a href="https://hannainst.com/hi93718-01-iodine-reagents-100-tests.html" rel="noopener" target="_blank" title="HI93718-01 Iodine Reagents (100 tests)">HI93718-01</a></td> </tr> <tr> <td>Iron, Low Range</td> <td> 0.000 to 1.600 mg/L (as Fe)</td> <td> 0.001 mg/L</td> <td> ±0.010 mg/L ±8% of reading</td> <td> Adaptation of the TPTZ Method</td> <td> 575 nm</td> <td> <a href="https://hannainst.com/hi93746-01-iron-low-range-reagents-50-tests.html" rel="noopener" target="_blank" title="HI93746-01 Iron Low Range Reagents (50 tests)">HI93746-01</a></td> </tr> <tr> <td>Iron, High Range</td> <td> 0.00 to 5.00 mg/L (as Fe)</td> <td> 0.01 mg/L</td> <td> ±0.04 mg/L ±2% of reading</td> <td> Adaptation of the EPA Phenanthroline method 315B, for natural and treated waters</td> <td> 525 nm</td> <td> <a href="https://hannainst.com/hi93721-01-iron-high-range-reagents-100-tests.html" rel="noopener" target="_blank" title="HI93721-01 Iron High Range Reagents (100 tests)">HI93721-01</a></td> </tr> <tr> <td>Magnesium</td> <td> 0 to 150 mg/L (as Mg2+)</td> <td> 1 mg/L</td> <td> ±5 mg/L ±3% of reading</td> <td> Adaptation of the Calmagite method</td> <td> 466 nm</td> <td> <a href="https://hannainst.com/hi937520-01-magnesium-reagents-50-tests.html" rel="noopener" target="_blank" title="HI937520-01 Magnesium Reagents (50 tests)">HI937520-01</a></td> </tr> <tr> <td>Manganese, Low Range</td> <td> 0 to 300 µg/L (as Mn)</td> <td> 1 µg/L</td> <td> ±10 µg/L ±3% of reading</td> <td> Adaptation of the PAN Method</td> <td> 575 nm</td> <td> <a href="https://hannainst.com/hi93748-01-manganese-low-range-reagents-50-tests.html" rel="noopener" target="_blank" title="HI93748-01 Manganese Low Range Reagents (50 tests)">HI93748-01</a></td> </tr> <tr> <td>Manganese, High Range</td> <td> 0.0 to 20.0 mg/L (as Mn)</td> <td> 0.1 mg/L</td> <td> ±0.2 mg/L ±3% of reading</td> <td> Adaptation of the Standard Methods for the Examination of Water and Wastewater, 18th edition, Periodate method</td> <td>525 nm</td> <td> <a href="https://hannainst.com/hi93709-01-manganese-high-range-reagents-100-tests.html" rel="noopener" target="_blank" title="HI93709-01 Manganese High Range Reagents (100 tests)">HI93709-01</a></td> </tr> <tr> <td>Maple Syrup</td> <td> 0.00 to 100.00 %T</td> <td> 0.01 %T</td> <td> ±3% of reading</td> <td> Direct measure</td> <td> 560 nm</td> <td> <a href="https://hannainst.com/glycerol-standard-30-ml-x-4-for-honey-and-maple-syrup-photometers-hi93703-57.html" rel="noopener" target="_blank" title="HI93703-57 Glycerol Standard (30 mL x 4) for Honey and Maple Syrup Photometers">HI93703-57</a></td> </tr> <tr> <td>Molybdenum</td> <td> 0.0 to 40.0 mg/L (as Mo6+)</td> <td> 0.1 mg/L</td> <td> ±0.3 mg/L ±5% of reading</td> <td> Adaptation of the mercaptoacetic acid method</td> <td> 420 nm</td> <td></td> </tr> </tbody> </table> </div> </div> </div> </div> </dd> </dl> </div> </div> | ไม่มี | ไม่มี | https://www.hannathailand.com/wp-content/uploads/2021/12/hi801_iris_angle_720x720_72_rgb.jpg | HI96712-11 CalCheck ™ Aluminium Calibration-Set , CalCheck ™ Brom Kalibrier-Set , HI96714-11 CalCheck ™ Cyanide Calibration-Set , HI96715-11 CalCheck ™ Ammonia Calibration-Set , HI96717-11 CalCheck ™ Phosphate HR Calibration-Set , HI96729-11 CalCheck ™ Fluoride LR Calibration-Set , HI96713-11 CalCheck ™ Phosphate LR Calibration-Set , HI96723-11 CalCheck ™ Chromium VI HR Calibration-Set | <a class="woocommerce-LoopProduct-link woocommerce-loop-product__link" href="https://www.hannathailand.com/?post_type=product&amp;p=4114">HI96712-11 CalCheck ™ Aluminium Calibration-Set</a> , <a class="woocommerce-LoopProduct-link woocommerce-loop-product__link" href="https://www.hannathailand.com/?post_type=product&amp;p=4122">CalCheck ™ Brom Kalibrier-Set</a> , <a class="woocommerce-LoopProduct-link woocommerce-loop-product__link" href="https://www.hannathailand.com/?post_type=product&amp;p=4118">HI96714-11 CalCheck ™ Cyanide Calibration-Set</a> , <a class="woocommerce-LoopProduct-link woocommerce-loop-product__link" href="https://www.hannathailand.com/?post_type=product&amp;p=4120">HI96715-11 CalCheck ™ Ammonia Calibration-Set</a> , <a class="woocommerce-LoopProduct-link woocommerce-loop-product__link" href="https://www.hannathailand.com/?post_type=product&amp;p=4124">HI96717-11 CalCheck ™ Phosphate HR Calibration-Set</a> , <a class="woocommerce-LoopProduct-link woocommerce-loop-product__link" href="https://www.hannathailand.com/?post_type=product&amp;p=4146">HI96729-11 CalCheck ™ Fluoride LR Calibration-Set</a> , <a class="woocommerce-LoopProduct-link woocommerce-loop-product__link" href="https://www.hannathailand.com/?post_type=product&amp;p=4116">HI96713-11 CalCheck ™ Phosphate LR Calibration-Set</a> , <a class="woocommerce-LoopProduct-link woocommerce-loop-product__link" href="https://www.hannathailand.com/?post_type=product&amp;p=4136">HI96723-11 CalCheck ™ Chromium VI HR Calibration-Set</a> | https://www.hannathailand.com/wp-content/uploads/2021/12/hi801_iris_angle_720x720_72_rgb-500x500.jpg , https://www.hannathailand.com/wp-content/uploads/2021/12/hi801hand_720x720_72_rgb-500x500.jpg , https://www.hannathailand.com/wp-content/uploads/2021/12/31gluhj8kul__sl500_aa300_51e403f60e298-500x500.jpg , https://www.hannathailand.com/wp-content/uploads/2021/12/31gluhj8kul__sl500_aa300_51e403f60e298-500x500.jpg , https://www.hannathailand.com/wp-content/uploads/2021/12/31gluhj8kul__sl500_aa300_51e403f60e298-500x500.jpg , https://www.hannathailand.com/wp-content/uploads/2021/12/31gluhj8kul__sl500_aa300_51e403f60e298-500x500.jpg , https://www.hannathailand.com/wp-content/uploads/2021/12/31gluhj8kul__sl500_aa300_51e403f60e298-500x500.jpg , https://www.hannathailand.com/wp-content/uploads/2021/12/31gluhj8kul__sl500_aa300_51e403f60e298-500x500.jpg , https://www.hannathailand.com/wp-content/uploads/2021/12/31gluhj8kul__sl500_aa300_51e403f60e298-500x500.jpg , https://www.hannathailand.com/wp-content/uploads/2021/12/31gluhj8kul__sl500_aa300_51e403f60e298-500x500.jpg
86 | เครื่องเตาย่อยสารเคมี รุ่น HI839800 สำหรับ 25 ช่อง | สินค้าทั้งหมด , สินค้าแนะนำ , อุตสาหกรรมทั่วไป , เครื่องวัดซีโอดี , เตาย่อยสารเคมี | https://www.hannathailand.com/product-category/cod-meter/reactor/ | https://www.hannathailand.com/product/hi839800-cod-test-tube-heater-with-25-vial-capacity/ | HI839800-02 | 3,103.00 | น้ำหนัก 4.8 กก. ขนาด 19 × 9.5 × 30 เซนติเมตร | <div aria-labelledby="tab-title-additional_information" class="woocommerce-Tabs-panel woocommerce-Tabs-panel--additional_information panel entry-content" id="tab-additional_information" role="tabpanel"> <table class="woocommerce-product-attributes shop_attributes"> <tr class="woocommerce-product-attributes-item woocommerce-product-attributes-item--weight"> <th class="woocommerce-product-attributes-item__label">น้ำหนัก</th> <td class="woocommerce-product-attributes-item__value">4.8 กก.</td> </tr> <tr class="woocommerce-product-attributes-item woocommerce-product-attributes-item--dimensions"> <th class="woocommerce-product-attributes-item__label">ขนาด</th> <td class="woocommerce-product-attributes-item__value">19 × 9.5 × 30 เซนติเมตร</td> </tr> </table> </div> | เครื่องเตาย่อยสารเคมี รุ่น HI839800 สำหรับ 25 ช่อง เครื่องเตาย่อยสารเคมีสำหรับวิเคราะห์ค่าซีโอดี (COD) รุ่น HI839800-02 ตัวเครื่องตั้งค่าโปรแกรมของอุณหภูมิไว้ล่วงหน้า 3 โปรแกรม คือ 170°C 150°C และ 105°C และยังสามารถตั้งค่าโดยผู้ใช้งานสูงสุด 3 จุดอุณหภูมิ การวัดค่าซีโอดีแบบรวดเร็วจะทำงานที่อุณหภูมิ 170°C การวัดค่าซีโอดีและฟอสฟอรัสทั้งหมดจะทำงานที่อุณหภูมิ 150°C ในขณะที่การวัดค่าไนโตรเจนทั้งหมดจะดำเนินการที่อุณหภูภมิ 105°C ตัวเครื่องจะให้ความร้อนแบบอัตโนมัติจนถึงอุณหภูมิที่ตั้งไว้ โดยกดค้างไว้จนกว่าตัวจับนาฬิกานับถอยหลังจะเสร็จสิ้น เมื่อตัวจับเวลาสิ้นสุดลง เสียงจะดังขึ้นและอุปกรณ์ทำความร้อนจะปิดลง เคสด้านนอกของ HI839800 ยังคงความเย็นเมื่อสัมผัส ตัวป้องกันความร้อน จะช่วยให้การย่อยสารเคมีเกิดขึ้นอย่างสมบูรณ์ (คลิกเพื่ออ่านบทความเกี่ยวกับเครื่องมือ) คุณสมบัติหลัก ตั้งค่าโปรแกรมของอุณหภูมิเริ่มต้น – ตัวเครื่องตั้งค่าโปรแกรมของอุณหภูมิไว้เริ่มต้น 3 โปรแกรม คือ 170°C 150°C และ 105°C และยังสามารถตั้งค่าโดยผู้ใช้งานสูงสุด 3 จุดอุณหภูมิ ซึ่งสามารถเลือกได้ด้วยการกดปุ่มเพียงปุ่มเดียว การแจ้งเตือนอุณหภูมิ – การแจ้งเตือนผู้ใช้ในกรณีที่อุณหภูมิของบล็อกทำความร้อนสูงหรือต่ำกว่าอุณหภูมิที่ตั้งไว้ สถานะนาฬิกาจับเวลาจะเตือนให้ผู้ใช้รอจนกว่าบล็อกทำความร้อนจะเย็นลงหรืออุ่นขึ้นก่อนที่จะใส่ตัวอย่าง นาฬิกาจับเวลาในตัว – นาฬิกาจับเวลาถอยหลังสูงสุด 180 นาทีช่วยให้ผู้ใช้ตั้งเวลาการย่อยสารเคมีที่ต้องการได้อย่างง่ายดายเพียงกดลูกศรขึ้นและลง เมื่อตั้งเวลาแล้วและความร้อนคงที่ กดปุ่ม START จะเริ่มต้นทำงาน ไฟแสดงสถานะ – สถานะไฟ LED สีเขียวแสดงว่าความร้อนกำลังทำงานอยู่ ไฟ LED สีเหลืองจะแสดงเมื่อเครื่องทำความร้อนถึงอุณหภูมิที่ตั้งไว้ ไฟ LED สีแดงจะแสดงว่าอุณหภูมิสูงกว่า 50°C เพื่อเตือนผู้ใช้งาน การป้องกันความร้อนสูงเกินไป – ตัวเครื่องมีฟิวส์ความร้อนที่ป้องกันความร้อนในกรณีความร้อนสูงเกินไป หากความร้อนสูงเกินไป ตัวเครื่องจะปิดแบบอัตโนมัติและไฟสัญญาณ LED ทั้งหมดจะดับลง ช่องอุณหภูมิอ้างอิง – ตัวเครื่องสามารถจุได้ 25 หลอดแก้ว แล้วยังมีช่องขนาดเล็กสำหรับใช้วัดอุณหภูมิอ้างอิงสำหรับผู้ใช้ที่ต้องการตรวจสอบอุณหภูมิบล็อกความร้อน สองโหมดการทำงาน – ตัวเครื่องมีโหมดการทำงานสองโหมด : ไม่ได้ใช้งานและทำความร้อน โหมดปกติเป็นโหมดเริ่มต้นที่ตัวเครื่องวัดแสดงอุณหภูมิปัจจุบัน อุณหภูมิเป้าหมาย เวลาตอบสนองที่ตั้งไว้ และแท็ก “ไม่ได้ใช้งาน” โหมดทำความร้อนจะเปิดใช้งาน เมื่อผู้ใช้กดปุ่ม START และมันจะเริ่มต้นทำงานทันที จอแสดงผล LCD – อุณหภูมิของบล็อกจะแสดงอย่างต่อเนื่องบนจอ LCD แม้ว่าจะไม่มีโปรแกรมอุณหภูมิทำงานอยู่ก็ตาม ข้อความแสดงข้อผิดพลาด – ข้อความบนจอแสดงผลแจ้งเตือนถึงปัญหาต่างๆ เช่น อุณหภูมิสูงหรือต่ำ พื้นผิวที่ร้อน หรือระบบทำความร้อนทำงานผิดปกติ คู่มือการใช้งาน : Download สเปคของตัวเครื่อง : ช่วงการทำงาน 30.0°C – 170.0°C ความเสถียรของอุณหภูมิ ±0.5°C (±0.9°F) ช่วงการวัดอุณหภูมิ -10°C – 160°C (14°F to 320°F) ความถูกต้อง ±2°C (±3.6°F) ความจุ 25 ช่อง (16 x 100 มม.) และ 1 ช่องสำหรับวัดอุณหภูมิอ้างอิง เวลาในการอุ่นเครื่อง 10-15 นาที หรือขึ้นอยู่กับการเลือกอุณหภูมิของผู้ใช้งาน โหมดการทำงาน 0 -180 นาที วัสดุของ Block อลูมินัม สภาพแวดล้อมที่เหมาะสม 5 – 50°C (41 to 122°F) แหล่งจ่ายไฟ 230 VAC; 50 Hz; 250 W ขนาด 190 x 300 x 95 มม. น้ำหนัก 4.8 กิโลกรัม | <div aria-labelledby="tab-title-description" class="woocommerce-Tabs-panel woocommerce-Tabs-panel--description panel entry-content active" id="tab-description" role="tabpanel"> <h4><span style="color: #000000;"><strong>เครื่องเตาย่อยสารเคมี รุ่น HI839800 สำหรับ 25 ช่อง</strong></span></h4> <h4><span style="color: #000000;"><span class="Y2IQFc" lang="th">เครื่องเตาย่อยสารเคมีสำหรับวิเคราะห์ค่าซีโอดี (COD) รุ่น HI839800-02 ตัวเครื่องตั้งค่าโปรแกรมของอุณหภูมิไว้ล่วงหน้า 3 โปรแกรม คือ 170</span><span class="Y2IQFc" lang="th">°C </span>150°C และ 105°C และยังสามารถตั้งค่าโดยผู้ใช้งานสูงสุด 3 จุดอุณหภูมิ <span class="Y2IQFc" lang="th">การวัดค่าซีโอดีแบบรวดเร็ว</span><span class="Y2IQFc" lang="th">จะทำงานที่อุณหภูมิ 170</span><span class="Y2IQFc" lang="th">°C </span><span class="Y2IQFc" lang="th">การวัดค่าซีโอดีและฟอสฟอรัสทั้งหมดจะทำงานที่อุณหภูมิ </span><span class="Y2IQFc" lang="th">150°C ในขณะที่การวัดค่าไนโตรเจนทั้งหมดจะดำเนินการที่อุณหภูภมิ 105°C ตัวเครื่องจะให้ความร้อนแบบอัตโนมัติจนถึงอุณหภูมิที่ตั้งไว้ โดยกดค้างไว้จนกว่าตัวจับนาฬิกานับถอยหลังจะเสร็จสิ้น เมื่อตัวจับเวลาสิ้นสุดลง เสียงจะดังขึ้นและอุปกรณ์ทำความร้อนจะปิดลง เคสด้านนอกของ HI839800 ยังคงความเย็นเมื่อสัมผัส ตัวป้องกันความร้อน จะช่วยให้การย่อยสารเคมีเกิดขึ้นอย่างสมบูรณ์</span></span></h4> <h4 style="text-align: center;"><strong><span style="color: #0000ff;"><a href="https://www.hannathailand.com/2022/02/10/%e0%b8%81%e0%b8%b2%e0%b8%a3%e0%b8%a7%e0%b8%b1%e0%b8%94%e0%b8%84%e0%b9%88%e0%b8%b2-cod-%e0%b8%94%e0%b9%89%e0%b8%a7%e0%b8%a2%e0%b9%80%e0%b8%97%e0%b8%84%e0%b8%99%e0%b8%b4%e0%b8%84%e0%b8%81%e0%b8%b2/" style="color: #0000ff;">(คลิกเพื่ออ่านบทความเกี่ยวกับเครื่องมือ)</a></span></strong></h4> <p><strong><span style="color: #000000;">คุณสมบัติหลัก<br/> </span></strong><span style="color: #000000;"><span class="Y2IQFc" lang="th"><strong>ตั้งค่าโปรแกรมของอุณหภูมิเริ่มต้น</strong><br/> </span></span><span style="color: #000000;">– </span><span style="color: #000000;"><span class="Y2IQFc" lang="th">ตัวเครื่องตั้งค่าโปรแกรมของอุณหภูมิไว้เริ่มต้น 3 โปรแกรม คือ 170</span><span class="Y2IQFc" lang="th">°C </span>150°C และ 105°C และยังสามารถตั้งค่าโดยผู้ใช้งานสูงสุด 3 จุดอุณหภูมิ </span><span style="color: #000000;">ซึ่งสามารถเลือกได้ด้วยการกดปุ่มเพียงปุ่มเดียว<br/> <strong>การแจ้งเตือนอุณหภูมิ </strong></span><br/> <span style="color: #000000;">– การแจ้งเตือนผู้ใช้ในกรณีที่อุณหภูมิของบล็อกทำความร้อนสูงหรือต่ำกว่าอุณหภูมิที่ตั้งไว้ สถานะนาฬิกาจับเวลาจะเตือนให้ผู้ใช้รอจนกว่าบล็อกทำความร้อนจะเย็นลงหรืออุ่นขึ้นก่อนที่จะใส่ตัวอย่าง<br/> <strong>นาฬิกาจับเวลาในตัว </strong></span><br/> <span style="color: #000000;">– นาฬิกาจับเวลาถอยหลังสูงสุด 180 นาทีช่วยให้ผู้ใช้ตั้งเวลาการย่อยสารเคมีที่ต้องการได้อย่างง่ายดายเพียงกดลูกศรขึ้นและลง เมื่อตั้งเวลาแล้วและความร้อนคงที่ กดปุ่ม START จะเริ่มต้นทำงาน<br/> <strong>ไฟแสดงสถานะ </strong></span><br/> <span style="color: #000000;">– สถานะไฟ LED สีเขียวแสดงว่าความร้อนกำลังทำงานอยู่ ไฟ LED สีเหลืองจะแสดงเมื่อเครื่องทำความร้อนถึงอุณหภูมิที่ตั้งไว้ ไฟ LED สีแดงจะแสดงว่าอุณหภูมิสูงกว่า 50°C เพื่อเตือนผู้ใช้งาน<br/> <strong>การป้องกันความร้อนสูงเกินไป </strong></span><br/> <span style="color: #000000;">– ตัวเครื่องมีฟิวส์ความร้อนที่ป้องกันความร้อนในกรณีความร้อนสูงเกินไป หากความร้อนสูงเกินไป ตัวเครื่องจะปิดแบบอัตโนมัติและไฟสัญญาณ LED ทั้งหมดจะดับลง<br/> <strong>ช่องอุณหภูมิอ้างอิง </strong></span><br/> <span style="color: #000000;">– ตัวเครื่องสามารถจุได้ 25 หลอดแก้ว แล้วยังมีช่องขนาดเล็กสำหรับใช้วัดอุณหภูมิอ้างอิงสำหรับผู้ใช้ที่ต้องการตรวจสอบอุณหภูมิบล็อกความร้อน<br/> <strong>สองโหมดการทำงาน </strong></span><br/> <span style="color: #000000;">– ตัวเครื่องมีโหมดการทำงานสองโหมด : ไม่ได้ใช้งานและทำความร้อน โหมดปกติเป็นโหมดเริ่มต้นที่ตัวเครื่องวัดแสดงอุณหภูมิปัจจุบัน อุณหภูมิเป้าหมาย เวลาตอบสนองที่ตั้งไว้ และแท็ก “ไม่ได้ใช้งาน” โหมดทำความร้อนจะเปิดใช้งาน เมื่อผู้ใช้กดปุ่ม START และมันจะเริ่มต้นทำงานทันที<br/> <strong>จอแสดงผล LCD</strong></span><br/> <span style="color: #000000;">– อุณหภูมิของบล็อกจะแสดงอย่างต่อเนื่องบนจอ LCD แม้ว่าจะไม่มีโปรแกรมอุณหภูมิทำงานอยู่ก็ตาม<br/> <strong>ข้อความแสดงข้อผิดพลาด</strong><br/> – ข้อความบนจอแสดงผลแจ้งเตือนถึงปัญหาต่างๆ เช่น อุณหภูมิสูงหรือต่ำ พื้นผิวที่ร้อน หรือระบบทำความร้อนทำงานผิดปกติ</span></p> <h4><span style="color: #000000;"><strong>คู่มือการใช้งาน : <span style="color: #0000ff;"><a href="https://manuals.hannainst.com/vi?vv=1&amp;vc=1&amp;vl=1&amp;ic=13&amp;ip=1&amp;id=7793023&amp;UrlParam1=HI839800" rel="noopener" style="color: #0000ff;" target="_blank" title="Download Product Manual">Download</a></span></strong></span></h4> <h4><span style="color: #000000;"><strong>สเปคของตัวเครื่อง :</strong></span></h4> <table class="spec_table mceItemTable"> <tbody> <tr> <td> <h4><span style="color: #000000;"><span style="color: #000000;"><b>ช่วงการทำงาน</b></span></span></h4> </td> <td></td> <td> <h4><span style="color: #000000;"><small><span style="font-size: small;">30.0°C – 170.0°C</span></small></span></h4> </td> </tr> <tr> <td> <h4><span style="color: #000000;"><strong>ความเสถียรของอุณหภูมิ</strong></span></h4> </td> <td></td> <td> <h4><span style="color: #000000;"><small><span style="font-size: small;">±0.5°C (±0.9°F)</span></small></span></h4> </td> </tr> <tr> <td> <h4><span style="color: #000000;"><strong>ช่วงการวัดอุณหภูมิ</strong></span></h4> </td> <td></td> <td> <h4><span style="color: #000000;"><small><span style="font-size: small;">-10°C – 160°C (14°F to 320°F)</span></small></span></h4> </td> </tr> <tr> <td> <h4><span style="color: #000000;"><strong>ความถูกต้อง</strong></span></h4> </td> <td></td> <td> <h4><span style="color: #000000;"><small><span style="font-size: small;">±2°C (±3.6°F)</span></small></span></h4> </td> </tr> <tr> <td> <h4><span style="color: #000000;"><strong>ความจุ</strong></span></h4> </td> <td></td> <td> <h4><span style="color: #000000;"><small><span style="font-size: small;">25 ช่อง (16 x 100 มม.) และ 1 ช่องสำหรับวัดอุณหภูมิอ้างอิง</span></small></span></h4> </td> </tr> <tr> <td> <h4><span style="color: #000000;"><strong>เวลาในการอุ่นเครื่อง</strong></span></h4> </td> <td></td> <td> <h4><span style="color: #000000;"><small><span style="font-size: small;">10-15 นาที หรือขึ้นอยู่กับการเลือกอุณหภูมิของผู้ใช้งาน</span></small></span></h4> </td> </tr> <tr> <td> <h4><span style="color: #000000;"><strong>โหมดการทำงาน</strong></span></h4> </td> <td></td> <td> <h4><span style="color: #000000;"><small><span style="font-size: small;">0 -180 นาที</span></small></span></h4> </td> </tr> <tr> <td> <h4><span style="color: #000000;"><strong>วัสดุของ Block</strong></span></h4> </td> <td></td> <td> <h4><span style="color: #000000;"><small><span style="font-size: small;">อลูมินัม</span></small></span></h4> </td> </tr> <tr> <td> <h4><span style="color: #000000;"><strong>สภาพแวดล้อมที่เหมาะสม</strong></span></h4> </td> <td></td> <td> <h4><span style="color: #000000;"><small><span style="font-size: small;">5 – 50°C (41 to 122°F)</span></small></span></h4> </td> </tr> <tr> <td> <h4><span style="color: #000000;"><span style="color: #000000;"><b>แหล่งจ่ายไฟ</b></span></span></h4> </td> <td></td> <td> <h4><span style="color: #000000;"><small><span style="font-size: small;">230 VAC; 50 Hz; 250 W</span></small></span></h4> </td> </tr> <tr> <td> <h4><span style="color: #000000;"><strong>ขนาด</strong></span></h4> </td> <td></td> <td> <h4><span style="color: #000000;"><small><span style="font-size: small;">190 x 300 x 95 มม.</span></small></span></h4> </td> </tr> <tr> <td> <h4><span style="color: #000000;"><strong>น้ำหนัก</strong></span></h4> </td> <td></td> <td> <h4><span style="color: #000000;"><small><span style="font-size: small;"> 4.8 กิโลกรัม</span></small></span></h4> </td> </tr> </tbody> </table> <h4></h4> </div> | The HI 839800 COD reactor is an easy to use test tube heater. Its well-marked user interface provides intuitive operation. The reactor is equipped with two predefined temperature settings: 150º and 105ºC. COD and total phosphorus digestions are conducted at 150ºC, and total nitrogen digestions are at the 105ºC. | <div class="product-short-description"> <p>The HI 839800 COD reactor is an easy to use test tube heater. Its well-marked user interface provides intuitive operation. The reactor is equipped with two predefined temperature settings: 150º and 105ºC. COD and total phosphorus digestions are conducted at 150ºC, and total nitrogen digestions are at the 105ºC.</p> </div> | https://www.hannathailand.com/wp-content/uploads/2021/12/hi839800-02_2023_right-low2-1200x1200-1.png | เครื่องวัดปริมาณแอมโมเนีย ช่วงต่ำ รุ่น HI700 , เครื่องวัดปริมาณนิกเกิล ช่วงสูง รุ่น HI726 , น้ำยามาตรฐานสอบเทียบ ค่ามาตรฐานความเค็ม , เครื่องวัดคลอรีน , เครื่องวัดปริมาณคลอรีนอิสระ รุ่น HI701 , เครื่องวัดปริมาณฟอสเฟต ช่วงสูง รุ่น HI717 , เครื่องวัดปริมาณไอโอดีน รุ่น HI718 , เครื่องวัดค่าเหล็ก รุ่น HI721 | <a class="woocommerce-LoopProduct-link woocommerce-loop-product__link" href="https://www.hannathailand.com/product/hi700-checker-hc-ammonia-lr/">เครื่องวัดปริมาณแอมโมเนีย ช่วงต่ำ รุ่น HI700</a> , <a class="woocommerce-LoopProduct-link woocommerce-loop-product__link" href="https://www.hannathailand.com/product/hi726-checker-hc-nickel-hr/">เครื่องวัดปริมาณนิกเกิล ช่วงสูง รุ่น HI726</a> , <a class="woocommerce-LoopProduct-link woocommerce-loop-product__link" href="https://www.hannathailand.com/product/hi7080l/">น้ำยามาตรฐานสอบเทียบ ค่ามาตรฐานความเค็ม</a> , <a class="woocommerce-LoopProduct-link woocommerce-loop-product__link" href="https://www.hannathailand.com/product/free-chlorine/">เครื่องวัดคลอรีน</a> , <a class="woocommerce-LoopProduct-link woocommerce-loop-product__link" href="https://www.hannathailand.com/product/hi701-checker-hc-free-chlorine/">เครื่องวัดปริมาณคลอรีนอิสระ รุ่น HI701</a> , <a class="woocommerce-LoopProduct-link woocommerce-loop-product__link" href="https://www.hannathailand.com/product/hi717-checker-hc-phosphate-hr/">เครื่องวัดปริมาณฟอสเฟต ช่วงสูง รุ่น HI717</a> , <a class="woocommerce-LoopProduct-link woocommerce-loop-product__link" href="https://www.hannathailand.com/product/hi718-checker-hc-iodine/">เครื่องวัดปริมาณไอโอดีน รุ่น HI718</a> , <a class="woocommerce-LoopProduct-link woocommerce-loop-product__link" href="https://www.hannathailand.com/product/hi721-checker-hc-iron/">เครื่องวัดค่าเหล็ก รุ่น HI721</a> | https://www.hannathailand.com/wp-content/uploads/2021/12/hi839800-02_2023_right-low2-1200x1200-1-600x600.jpg , https://www.hannathailand.com/wp-content/uploads/2021/12/hi839800-02_2023_front2-1200x1200-1-600x600.jpg , https://www.hannathailand.com/wp-content/uploads/2021/12/hi839800-02_2023_left-1200x1200-1-600x600.jpg , https://www.hannathailand.com/wp-content/uploads/2021/12/HI740217-safetyshield-600x600.jpg , https://www.hannathailand.com/wp-content/uploads/2021/12/HI740217-safetyshield-1-600x600.jpg , https://www.hannathailand.com/wp-content/uploads/2022/06/hi700_400pxl-600x600.jpg , https://www.hannathailand.com/wp-content/uploads/2022/06/miniphotometerfurnickelhoch841_11-600x600.jpg , https://www.hannathailand.com/wp-content/uploads/2021/07/11-500x500.jpg , https://www.hannathailand.com/wp-content/uploads/2021/07/1-500x500.jpg , https://www.hannathailand.com/wp-content/uploads/2021/11/hi701-500x500.jpg , https://www.hannathailand.com/wp-content/uploads/2022/06/miniphotometerfurphosphathoch827_11-600x600.jpg , https://www.hannathailand.com/wp-content/uploads/2022/06/miniphotometerfuriod829_11-600x600.jpg , https://www.hannathailand.com/wp-content/uploads/2022/06/miniphotometerfureisen832_11-600x600.jpg
87 | เครื่องไทเทรตหาความชื้นแบบอัตโนมัติ (Volumetric KF) รุ่น HI933-02 | เครื่องมือวัดความชื้นด้วยเทคนิค Karl Fischer , เครื่องไทเทรตอัตโนมัติ , เครื่องไทเทรต Volumetric | https://www.hannathailand.com/product-category/auto-titrate/volumetric-titrator/ | https://www.hannathailand.com/product/%e0%b9%80%e0%b8%84%e0%b8%a3%e0%b8%b7%e0%b9%88%e0%b8%ad%e0%b8%87%e0%b9%84%e0%b8%97%e0%b9%80%e0%b8%97%e0%b8%a3%e0%b8%95%e0%b8%ab%e0%b8%b2%e0%b8%84%e0%b8%a7%e0%b8%b2%e0%b8%a1%e0%b8%8a%e0%b8%b7%e0%b9%89-h/ | HI933-02 | 3,531.00 | น้ำหนัก 4.3 กก. ขนาด 37.5 × 20.5 × 31.5 เซนติเมตร | <div aria-labelledby="tab-title-additional_information" class="woocommerce-Tabs-panel woocommerce-Tabs-panel--additional_information panel entry-content" id="tab-additional_information" role="tabpanel"> <table class="woocommerce-product-attributes shop_attributes"> <tr class="woocommerce-product-attributes-item woocommerce-product-attributes-item--weight"> <th class="woocommerce-product-attributes-item__label">น้ำหนัก</th> <td class="woocommerce-product-attributes-item__value">4.3 กก.</td> </tr> <tr class="woocommerce-product-attributes-item woocommerce-product-attributes-item--dimensions"> <th class="woocommerce-product-attributes-item__label">ขนาด</th> <td class="woocommerce-product-attributes-item__value">37.5 × 20.5 × 31.5 เซนติเมตร</td> </tr> </table> </div> | เครื่องไทเทรตหาความชื้นแบบอัตโนมัติ (Volumetric KF) รุ่น HI933-02 สำหรับนักวิทยาศาสตร์และผู้เชี่ยวชาญ ที่ต้องการหาปริมาณความชื้นที่ถูกต้องและแม่นยำในช่วง 0.01 ถึง 100% ด้วยเครื่องไทเทรตแบบอัตโนมัติ โดยอาศัยเทคนิค Karl Fischer แบบวอลูมเมตริก ที่ได้รับการออกแบบและพัฒนาเพื่อให้ตรงตามตามข้อกำหนดทางเทคนิคของคุณ ด้วยคุณสมบัติล้ำสมัยที่รวมอยู่ในการออกแบบที่ขนาดเล็กและกะทัดรัด เครื่องไทเทรตนี้จึงให้ผลลัพธ์ที่ถูกต้องแม่นยำ และใช้พื้นที่ในห้องปฏิบัติการน้อยลงด้วยขนาดที่เล็กพอประมาณ การตรวจวัดปริมาณความชื้นได้อย่างแม่นยำเพียงกดปุ่มเดียว และป้อนน้ำหนักของตัวอย่าง – การออกแบบที่กะทัดรัดจะช่วยให้ประหยัดพื้นที่ในห้องปฏิบัติการ – ตัวเครื่องทนทานต่อความร้อนและสารเคมีด้วยวัสดุชนิด Cycoloy – ระบบตัวทำละลายแบบปิดสนิทช่วยป้องกันไม่ให้น้ำออกจากระบบ และป้องกันอากาศจากภายนอกเข้าสู่บีกเกอร์วัดตัวอย่าง การจ่ายไทแทรนต์แบบไดนามิก ความเร็วการไทเทรตแบบไดนามิกจะช่วยให้ได้ผลลัพธ์การไทเทรตที่ถูกต้องและแม่นยำ โดยอาศัยความสัมพันธ์ระหว่างปริมาณไอโอดีนที่สร้างขึ้นกับการตอบสนองของค่า mV จากปฏิกิริยา KF ซึ่งจะทำให้เกิดไอโอดีนในปริมาณมากขึ้นใกล้กับจุดเริ่มต้นของการไทเทรต ที่แม่นยำยิ่งขึ้นใกล้กับจุดสิ้นสุดของการไทเทรต การชดเชยอัตราการดริฟท์ HI933 จะปรับการคำนวณการไทเทรตแบบอัตโนมัติเพื่อพิจารณาผลกระทบของความชื้นแวดล้อมที่เข้าสู่บีกเกอร์การไทเทรต ซึ่งให้ผลลัพธ์ที่แม่นยำยิ่งขึ้น ผลลัพธ์การไทเทรตโดยเฉลี่ย ผลลัพธ์ที่ตามมาจากวิธีการไทเทรตแบบ KF อาจถูกนำมาเฉลี่ยด้วยการบันทึกค่าเบี่ยงเบนมาตรฐาน การบันทึกข้อมูลสารไทแทรนต์ HI933 สามารถบันทึกข้อมูลสารไทแทรนต์ได้มากถึง 20 สารเคมี โดยอาจตั้งโปรแกรมไว้ เพื่อเตือนผู้ใช้เมื่อใดที่ต้องกำหนดมาตรฐานของสารไทแทรนต์ ซึ่งจะช่วยลดข้อผิดพลาดในการวิเคราะห์ เกณฑ์จุดยุติที่สามารถเลือกได้ HI933 ใช้หัววัดที่ทำมาจากแพลทินัม สำหรับการหาจุดสิ้นสุด ผู้ใช้อาจเลือกเกณฑ์การสิ้นสุดตามเวลาความเสถียรของ mV หรืออัตราการดริฟท์ การเตรียมบีกเกอร์สำหรับวัดตัวอย่าง ขั้นตอนการไทเทรตล่วงหน้าจะกำจัดน้ำที่ตกค้างอยู่ในตัวทำละลายและภายในบีกเกอร์ จึงเป็นการเริ่มต้นการวิเคราะห์พื้นฐานที่เชื่อถือได้ จากนั้นโหมดสแตนด์บายจะทำให้ผู้ใช้งานทราบว่า ณ ขณะนั้น ภายในบีกเกอร์ไม่มีความชื้นภายในแล้ว และพร้อมเข้าสู่กระบวนการวัด บิวเรตต์และระบบจ่ายสาร ความละเอียดของบิวเรตต์ ปั๊มสูบจ่ายแบบขับเคลื่อนด้วยลูกสูบ 40,000 Step สามารถจ่ายสารเคมีในปริมาณที่น้อยมาก และมีความแม่นยำสูง ช่วยให้คุณได้ผลการวัดที่มีประสิทธิภาพสูง ออกแบบมาให้มีความแข็งแกร่ง ท่อดูดและจ่ายทำมาจากวัสดุพลาสติกชนิด PTFE ที่ทนต่อสารเคมี และมีปลอกด้านนอกโพลียูรีเทนที่กันแสง เพื่อปกป้องสารเคมีที่ไวต่อแสง การจ่ายสารไตแทรนต์ ทิปจ่ายแก้วที่ออกแบบมาเป็นพิเศษในการเติมสารไทแทรนต์ไปยังบีกเกอร์ ทำให้เกิดปฏิกิริยารวดเร็ว ระบบไทเทรตและตัวทำละลาย การจัดการตัวอย่างที่มีประสิทธิภาพ HI933 มีพอร์ตตัวอย่างที่สามารถถอดออกได้อย่างรวดเร็วพร้อมผนังกั้นยางที่เปลี่ยนได้ ช่วยให้สามารถใส่ตัวอย่างลงในภาชนะไทเทรตได้อย่างรวดเร็วและง่ายดาย เครื่องกวนแม่เหล็กในตัวช่วยให้มั่นใจถึงความเป็นเนื้อเดียวกันเพื่อปฏิกิริยาที่แม่นยำและรวดเร็ว ระบบตัวทำละลายปิดผนึก ข้อต่อแบบปิดผนึกเซลล์การไทเทรตแก้ว ลดการสัมผัสความชื้นโดยรอบ ทำให้ระบบแห้ง และลดการใช้สารเคมีส่วนเกิน ในขณะเดียวกันก็ประหยัดเวลาระหว่างการไทเทรต ตัวทำละลายสามารถแลกเปลี่ยนได้ภายในเวลาไม่กี่วินาทีด้วยการปรับตั้งอย่างรวดเร็ว สารดูดความชื้นประสิทธิภาพสูง สารดูดความชื้นแบบตะแกรงประสิทธิภาพสูง ช่วยรักษาอัตราการดริฟท์ที่ต่ำและเสถียรภายในเซลล์การไทเทรต ในขณะเดียวกันก็ป้องกันไม่ให้ความชื้นโดยรอบเข้าไปในระบบตัวทำละลายที่ปิดสนิท จอแสดงผลแบบสี หน้าจอ LCD สีขนาดใหญ่ แสดงวิธีการไทเทรตที่เลือกอย่างชัดเจน พร้อมด้วยผลลัพธ์ หน่วยการวัด อัตราการดริฟท์ และค่า mV กราฟการไทเทรตโดยละเอียด สามารถแสดงกราฟการไทเทรตแบบเรียลไทม์ได้ในระหว่างการไทเทรตแต่ละครั้ง คุณลักษณะนี้มีประโยชน์ เมื่อมีการวิเคราะห์วิธีการใหม่ หรือเมื่อขั้นตอนต้องมีการปรับเปลี่ยนให้เหมาะสม การนำทางที่ง่ายและรวดเร็ว การเลือกปุ่มเสมือนบนหน้าจอช่วยให้สามารถนำทางระหว่างหน้าจอและเมนูได้ง่ายและรวดเร็วโดยไม่สูญเสียข้อมูลจำนวนมาก ข้อมูลและการจัดเก็บ การเชื่อมต่อและฟังก์ชันการทำงาน ดูผลการรายงานได้อย่างง่ายดาย สามารถพิมพ์รายงานได้โดยตรงจากเครื่องไทเทรตโดยการเชื่อมต่อเครื่องพิมพ์ และดูผลลัพธ์ได้อย่างสะดวก คู่มือการใช้งาน : Download สเปคของตัวเครื่อง ชื่อสินค้า เครื่องไทเทรตหาความชื้นแบบอัตโนมัติ (Volumetric KF) รุ่น HI933-02 หลักการไทเทรต แบบวอลูมเมตริก ช่วงการวัดความชื้น 100 ppm – 100% ความละเอียด 1 ppm – 0.0001% หน่วยการวัด %, ppm, mg/g, μg/g, mg, μg, mg/mL, μg/mL, mg/pc, μg/pc ชนิดตัวอย่าง ของเหลว หรือของแข็ง สภาวะก่อนการไทเทรต แบบอัตโนมัติ การตั้งค่าดริฟท์ แบบอัตโนมัติ หรือตั้งค่าโดยผู้ใช้งาน เกณฑ์จุดยุติ fixed mV persistence, relative drift stop หรือ absolute drift stop ชนิดการเติมโดส แบบไดนามิก ผลลัพธ์ mean, standard deviation ความถูกต้องในการโดส ±0.1% ของปริมาตรบิวเรตต์ หลอดฉีดตัวอย่าง 5 มล. ทิปในการโดสสาร ชนิดแก้ว แบบล็อคตำแหน่ง เพื่อผลลัพธ์ที่มีประสิทธิภาพ บีกเกอร์การไทเทรต conical with operation volume between 50 and 150 mL ระบบการจัดการตัวทำละลาย sealed system, integrated diaphragm air pump ชนิดการเชื่อมต่อ BNC กระแสไฟฟ้า 1, 2, 5, 10, 15, 20, 30 หรือ 40 uA ช่วงการวัด mV 2 mV – 1000 mV ความละเอียด 0.1 mV ความถูกต้องแม่นยำ ±0.1% บิวเรตต์ 5 มล. ความละเอียดของปั๊ม 1/40000 ของปริมาตรบิวเรตต์ (0.125 μL/โดส) ขนาดบิวเรตต์ 5 มล. ชนิดของการกวนวารละลาย magnetic, optically regulated, digital stirre ความเร็วการกวนสารละลาย 200 – 2000 รอบ/นาที ความละเอียด 100 รอบ/นาที วิธีการไทเทรต 100 วิธีวิเคราะห์และวิธีมาตรฐาน รายงาน 100 ข้อมูล การเชื่อมต่อ USB การแสดงผล หน้าจอแสดงผลแบบสี ขนาด 5.7 นิ้ว วัสดุคีย์บอร์ด โพลีเอสเตอร์ ภาษา ภาษาอังกฤษ โปรตุเกส สเปน และฝรั่งเศส แหล่งจ่ายไฟ 100-240 Vac สภาวะแวดล้อมที่เหมาะสม ปฏิบัติการ ขนาด 315 x 205 x 375 มม. น้ำหนัก ประมาณ 4.3 กิโลกรัม | <div aria-labelledby="tab-title-description" class="woocommerce-Tabs-panel woocommerce-Tabs-panel--description panel entry-content active" id="tab-description" role="tabpanel"> <div class="short-description"> <div class="std"> <div><span style="color: #000000;"><strong><span style="font-size: 120%;">เครื่องไทเทรตหาความชื้นแบบอัตโนมัติ (Volumetric KF) รุ่น HI933-02</span></strong></span></div> <div><span style="color: #000000;">สำหรับนักวิทยาศาสตร์และผู้เชี่ยวชาญ ที่ต้องการหาปริมาณความชื้นที่ถูกต้องและแม่นยำในช่วง 0.01 ถึง 100% ด้วยเครื่องไทเทรตแบบอัตโนมัติ โดยอาศัยเทคนิค Karl Fischer แบบวอลูมเมตริก ที่ได้รับการออกแบบและพัฒนาเพื่อให้ตรงตามตามข้อกำหนดทางเทคนิคของคุณ ด้วยคุณสมบัติล้ำสมัยที่รวมอยู่ในการออกแบบที่ขนาดเล็กและกะทัดรัด เครื่องไทเทรตนี้จึงให้ผลลัพธ์ที่ถูกต้องแม่นยำ และใช้พื้นที่ในห้องปฏิบัติการน้อยลงด้วยขนาดที่เล็กพอประมาณ การตรวจวัดปริมาณความชื้นได้อย่างแม่นยำเพียงกดปุ่มเดียว และป้อนน้ำหนักของตัวอย่าง</span></div> <div></div> <div> <div><span style="color: #000000;">– การออกแบบที่กะทัดรัดจะช่วยให้ประหยัดพื้นที่ในห้องปฏิบัติการ</span></div> <div><span style="color: #000000;">– ตัวเครื่องทนทานต่อความร้อนและสารเคมีด้วยวัสดุชนิด Cycoloy</span></div> <div><span style="color: #000000;">– ระบบตัวทำละลายแบบปิดสนิทช่วยป้องกันไม่ให้น้ำออกจากระบบ และป้องกันอากาศจากภายนอกเข้าสู่บีกเกอร์วัดตัวอย่าง</span></div> </div> </div> </div> <div id="screen-left"> <div></div> <div><span style="font-size: 120%; color: #000000;"><strong>การจ่ายไทแทรนต์แบบไดนามิก</strong></span></div> <div><span style="color: #000000;">ความเร็วการไทเทรตแบบไดนามิกจะช่วยให้ได้ผลลัพธ์การไทเทรตที่ถูกต้องและแม่นยำ โดยอาศัยความสัมพันธ์ระหว่างปริมาณไอโอดีนที่สร้างขึ้นกับการตอบสนองของค่า mV จากปฏิกิริยา KF ซึ่งจะทำให้เกิดไอโอดีนในปริมาณมากขึ้นใกล้กับจุดเริ่มต้นของการไทเทรต ที่แม่นยำยิ่งขึ้นใกล้กับจุดสิ้นสุดของการไทเทรต</span></div> <div></div> <div><span style="color: #000000;"><strong><span style="font-size: 120%;">การชดเชยอัตราการดริฟท์</span></strong></span></div> <div><span style="color: #000000;">HI933 จะปรับการคำนวณการไทเทรตแบบอัตโนมัติเพื่อพิจารณาผลกระทบของความชื้นแวดล้อมที่เข้าสู่บีกเกอร์การไทเทรต ซึ่งให้ผลลัพธ์ที่แม่นยำยิ่งขึ้น</span></div> <div></div> <div><span style="color: #000000;"><strong><span style="font-size: 120%;">ผลลัพธ์การไทเทรตโดยเฉลี่ย</span></strong></span></div> <div><span style="color: #000000;">ผลลัพธ์ที่ตามมาจากวิธีการไทเทรตแบบ KF อาจถูกนำมาเฉลี่ยด้วยการบันทึกค่าเบี่ยงเบนมาตรฐาน</span></div> <div></div> <div><span style="color: #000000;"><strong><span style="font-size: 120%;">การบันทึกข้อมูลสารไทแทรนต์</span></strong></span></div> <div><span style="color: #000000;">HI933 สามารถบันทึกข้อมูลสารไทแทรนต์ได้มากถึง 20 สารเคมี โดยอาจตั้งโปรแกรมไว้ เพื่อเตือนผู้ใช้เมื่อใดที่ต้องกำหนดมาตรฐานของสารไทแทรนต์ ซึ่งจะช่วยลดข้อผิดพลาดในการวิเคราะห์</span></div> <div></div> <div><span style="font-size: 120%; color: #000000;"><strong>เกณฑ์จุดยุติที่สามารถเลือกได้</strong></span></div> <div><span style="color: #000000;">HI933 ใช้หัววัดที่ทำมาจากแพลทินัม สำหรับการหาจุดสิ้นสุด ผู้ใช้อาจเลือกเกณฑ์การสิ้นสุดตามเวลาความเสถียรของ mV หรืออัตราการดริฟท์</span></div> <div></div> <div><span style="font-size: 120%; color: #000000;"><strong>การเตรียมบีกเกอร์สำหรับวัดตัวอย่าง</strong></span></div> <div><span style="color: #000000;">ขั้นตอนการไทเทรตล่วงหน้าจะกำจัดน้ำที่ตกค้างอยู่ในตัวทำละลายและภายในบีกเกอร์ จึงเป็นการเริ่มต้นการวิเคราะห์พื้นฐานที่เชื่อถือได้ จากนั้นโหมดสแตนด์บายจะทำให้ผู้ใช้งานทราบว่า ณ ขณะนั้น ภายในบีกเกอร์ไม่มีความชื้นภายในแล้ว และพร้อมเข้าสู่กระบวนการวัด</span></div> <div></div> <div><span style="color: #000000;"><strong><span style="font-size: 120%;">บิวเรตต์และระบบจ่ายสาร</span></strong></span></div> </div> <div> <div class="prod-view-details-left"><span style="color: #000000;"><img alt="Burette and Dosing" class="aligncenter" decoding="async" height="510" loading="lazy" src="https://hanna-worldwide.com/media/wysiwyg/products/Titration/HI93X/HI933-dosing-pump.jpg" width="510"/></span></div> </div> <div class="prod-view-details-container"> <h4><span style="font-size: 120%; color: #000000;"><strong>ความละเอียดของบิวเรตต์</strong></span><br/> <span style="color: #000000;">ปั๊มสูบจ่ายแบบขับเคลื่อนด้วยลูกสูบ 40,000 Step สามารถจ่ายสารเคมีในปริมาณที่น้อยมาก และมีความแม่นยำสูง ช่วยให้คุณได้ผลการวัดที่มีประสิทธิภาพสูง</span><br/> <span style="color: #000000;"><strong><span style="font-size: 120%;"><br/> ออกแบบมาให้มีความแข็งแกร่ง</span></strong></span><br/> <span style="color: #000000;">ท่อดูดและจ่ายทำมาจากวัสดุพลาสติกชนิด PTFE ที่ทนต่อสารเคมี และมีปลอกด้านนอกโพลียูรีเทนที่กันแสง เพื่อปกป้องสารเคมีที่ไวต่อแสง</span></h4> <p><span style="font-size: 120%; color: #000000;"><strong>การจ่ายสารไตแทรนต์</strong></span><br/> <span style="color: #000000;">ทิปจ่ายแก้วที่ออกแบบมาเป็นพิเศษในการเติมสารไทแทรนต์ไปยังบีกเกอร์ ทำให้เกิดปฏิกิริยารวดเร็ว </span></p> </div> <h3><span style="font-size: 120%; color: #000000;"><strong>ระบบไทเทรตและตัวทำละลาย</strong></span></h3> <div class="prod-view-details-right"> <h4><span style="font-size: 120%; color: #000000;"><strong>การจัดการตัวอย่างที่มีประสิทธิภาพ</strong></span><br/> <span style="color: #000000;">HI933 มีพอร์ตตัวอย่างที่สามารถถอดออกได้อย่างรวดเร็วพร้อมผนังกั้นยางที่เปลี่ยนได้ ช่วยให้สามารถใส่ตัวอย่างลงในภาชนะไทเทรตได้อย่างรวดเร็วและง่ายดาย เครื่องกวนแม่เหล็กในตัวช่วยให้มั่นใจถึงความเป็นเนื้อเดียวกันเพื่อปฏิกิริยาที่แม่นยำและรวดเร็ว</span></h4> <div><span style="font-size: 120%; color: #000000;"><strong>ระบบตัวทำละลายปิดผนึก</strong></span></div> <div></div> <div><span style="color: #000000;">ข้อต่อแบบปิดผนึกเซลล์การไทเทรตแก้ว ลดการสัมผัสความชื้นโดยรอบ ทำให้ระบบแห้ง และลดการใช้สารเคมีส่วนเกิน ในขณะเดียวกันก็ประหยัดเวลาระหว่างการไทเทรต ตัวทำละลายสามารถแลกเปลี่ยนได้ภายในเวลาไม่กี่วินาทีด้วยการปรับตั้งอย่างรวดเร็ว</span></div> <div></div> <div><span style="font-size: 120%; color: #000000;"><strong>สารดูดความชื้นประสิทธิภาพสูง</strong></span></div> <div></div> <div><span style="color: #000000;">สารดูดความชื้นแบบตะแกรงประสิทธิภาพสูง ช่วยรักษาอัตราการดริฟท์ที่ต่ำและเสถียรภายในเซลล์การไทเทรต ในขณะเดียวกันก็ป้องกันไม่ให้ความชื้นโดยรอบเข้าไปในระบบตัวทำละลายที่ปิดสนิท</span></div> <div></div> <div> <div class="prod-view-details-left"><span style="color: #000000;"><img alt="Titrant and Solvent System" class="aligncenter" decoding="async" height="586" loading="lazy" src="https://hanna-worldwide.com/media/wysiwyg/products/Titration/HI93X/Volumetric-karl-fisher-hi933-burette.jpg" width="391"/></span></div> </div> </div> <div> <div class="prod-view-details-container"> <div id="screen-left"> <div><span style="color: #000000;"><strong><span style="font-size: 120%;">จอแสดงผลแบบสี</span></strong></span></div> <div></div> <div><span style="color: #000000;">หน้าจอ LCD สีขนาดใหญ่ แสดงวิธีการไทเทรตที่เลือกอย่างชัดเจน พร้อมด้วยผลลัพธ์ หน่วยการวัด อัตราการดริฟท์ และค่า mV</span></div> <div></div> <div><span style="color: #000000;"><strong><span style="font-size: 120%;">กราฟการไทเทรตโดยละเอียด</span></strong></span></div> <div></div> <div><span style="color: #000000;">สามารถแสดงกราฟการไทเทรตแบบเรียลไทม์ได้ในระหว่างการไทเทรตแต่ละครั้ง คุณลักษณะนี้มีประโยชน์ เมื่อมีการวิเคราะห์วิธีการใหม่ หรือเมื่อขั้นตอนต้องมีการปรับเปลี่ยนให้เหมาะสม</span></div> <div></div> <div><span style="color: #000000;"><strong><span style="font-size: 120%;">การนำทางที่ง่ายและรวดเร็ว</span></strong></span></div> <div></div> <div><span style="color: #000000;">การเลือกปุ่มเสมือนบนหน้าจอช่วยให้สามารถนำทางระหว่างหน้าจอและเมนูได้ง่ายและรวดเร็วโดยไม่สูญเสียข้อมูลจำนวนมาก</span></div> <div></div> <div><span style="color: #000000;"><strong><span style="font-size: 120%;">ข้อมูลและการจัดเก็บ</span></strong></span></div> </div> </div> <div class="prod-view-details-container"> <div class="prod-view-details-left"><span style="color: #000000;"><img alt="USB Transfer" class="aligncenter" decoding="async" height="341" loading="lazy" src="https://hanna-worldwide.com/media/wysiwyg/products/Titration/HI93X/HI93X_USB.jpg" width="341"/></span></div> </div> <div id="screen-right"> <div class="prod-view-details-right"> <h4><span style="color: #000000;"><strong><span style="font-size: 120%;">การเชื่อมต่อและฟังก์ชันการทำงาน</span></strong></span></h4> <div><span style="font-size: 120%; color: #000000;"><strong>ดูผลการรายงานได้อย่างง่ายดาย</strong></span></div> <div><span style="color: #000000;">สามารถพิมพ์รายงานได้โดยตรงจากเครื่องไทเทรตโดยการเชื่อมต่อเครื่องพิมพ์ และดูผลลัพธ์ได้อย่างสะดวก</span></div> <div><strong style="color: #000000; font-size: 22.68px;"><br/> คู่มือการใช้งาน : <a href="https://hanna-worldwide.com/mwdownloads/download/link/id/3012" style="color: #000000;">Download</a></strong></div> </div> <div> <div class="prod-view-details-right"> <h3><span style="color: #000000;"><strong>สเปคของตัวเครื่อง</strong></span></h3> <table style="height: 2426px;" width="1073"> <tbody> <tr> <td width="179"><strong><span style="color: #000000;">ชื่อสินค้า</span></strong></td> <td width="422"><span style="color: #000000;">เครื่องไทเทรตหาความชื้นแบบอัตโนมัติ (Volumetric KF) รุ่น HI933-02</span></td> </tr> <tr> <td width="179"><strong><span style="color: #000000;">หลักการไทเทรต</span></strong></td> <td width="422"><span style="color: #000000;">แบบวอลูมเมตริก</span></td> </tr> <tr> <td width="179"><strong><span style="color: #000000;">ช่วงการวัดความชื้น</span></strong></td> <td width="422"><span style="color: #000000;">100 ppm – 100%</span></td> </tr> <tr> <td width="179"><strong><span style="color: #000000;">ความละเอียด</span></strong></td> <td width="422"><span style="color: #000000;">1 ppm – 0.0001%</span></td> </tr> <tr> <td width="179"><strong><span style="color: #000000;">หน่วยการวัด</span></strong></td> <td width="422"><span style="color: #000000;">%, ppm, mg/g, μg/g, mg, μg, mg/mL, μg/mL, mg/pc, μg/pc</span></td> </tr> <tr> <td width="179"><strong><span style="color: #000000;">ชนิดตัวอย่าง</span></strong></td> <td width="422"><span style="color: #000000;">ของเหลว หรือของแข็ง</span></td> </tr> <tr> <td width="179"><strong><span style="color: #000000;">สภาวะก่อนการไทเทรต</span></strong></td> <td width="422"><span style="color: #000000;">แบบอัตโนมัติ</span></td> </tr> <tr> <td width="179"><strong><span style="color: #000000;">การตั้งค่าดริฟท์</span></strong></td> <td width="422"><span style="color: #000000;">แบบอัตโนมัติ หรือตั้งค่าโดยผู้ใช้งาน</span></td> </tr> <tr> <td width="179"><strong><span style="color: #000000;">เกณฑ์จุดยุติ</span></strong></td> <td width="422"><span style="color: #000000;">fixed mV persistence, relative drift stop หรือ absolute drift stop</span></td> </tr> <tr> <td width="179"><strong><span style="color: #000000;">ชนิดการเติมโดส</span></strong></td> <td width="422"><span style="color: #000000;">แบบไดนามิก</span></td> </tr> <tr> <td width="179"><strong><span style="color: #000000;">ผลลัพธ์</span></strong></td> <td width="422"><span style="color: #000000;">mean, standard deviation</span></td> </tr> <tr> <td width="179"><strong><span style="color: #000000;">ความถูกต้องในการโดส</span></strong></td> <td width="422"><span style="color: #000000;">±0.1% ของปริมาตรบิวเรตต์</span></td> </tr> <tr> <td width="179"><strong><span style="color: #000000;">หลอดฉีดตัวอย่าง</span></strong></td> <td width="422"><span style="color: #000000;">5 มล. </span></td> </tr> <tr> <td width="179"><strong><span style="color: #000000;">ทิปในการโดสสาร</span></strong></td> <td width="422"><span style="color: #000000;">ชนิดแก้ว แบบล็อคตำแหน่ง เพื่อผลลัพธ์ที่มีประสิทธิภาพ</span></td> </tr> <tr> <td width="179"><strong><span style="color: #000000;">บีกเกอร์การไทเทรต</span></strong></td> <td width="422"><span style="color: #000000;">conical with operation volume between 50 and 150 mL</span></td> </tr> <tr> <td width="179"><strong><span style="color: #000000;">ระบบการจัดการตัวทำละลาย</span></strong></td> <td width="422"><span style="color: #000000;">sealed system, integrated diaphragm air pump</span></td> </tr> <tr> <td width="179"><strong><span style="color: #000000;">ชนิดการเชื่อมต่อ</span></strong></td> <td width="422"><span style="color: #000000;">BNC</span></td> </tr> <tr> <td width="179"><strong><span style="color: #000000;">กระแสไฟฟ้า</span></strong></td> <td width="422"><span style="color: #000000;">1, 2, 5, 10, 15, 20, 30 หรือ 40 uA</span></td> </tr> <tr> <td width="179"><strong><span style="color: #000000;">ช่วงการวัด mV</span></strong></td> <td width="422"><span style="color: #000000;">2 mV – 1000 mV</span></td> </tr> <tr> <td width="179"><strong><span style="color: #000000;">ความละเอียด</span></strong></td> <td width="422"><span style="color: #000000;">0.1 mV</span></td> </tr> <tr> <td width="179"><strong><span style="color: #000000;">ความถูกต้องแม่นยำ</span></strong></td> <td width="422"><span style="color: #000000;">±0.1%</span></td> </tr> <tr> <td width="179"><strong><span style="color: #000000;">บิวเรตต์</span></strong></td> <td width="422"><span style="color: #000000;">5 มล.</span></td> </tr> <tr> <td width="179"><strong><span style="color: #000000;">ความละเอียดของปั๊ม</span></strong></td> <td width="422"><span style="color: #000000;">1/40000 ของปริมาตรบิวเรตต์ (0.125 μL/โดส) ขนาดบิวเรตต์ 5 มล.</span></td> </tr> <tr> <td width="179"><strong><span style="color: #000000;">ชนิดของการกวนวารละลาย</span></strong></td> <td width="422"><span style="color: #000000;">magnetic, optically regulated, digital stirre</span></td> </tr> <tr> <td width="179"><strong><span style="color: #000000;">ความเร็วการกวนสารละลาย</span></strong></td> <td width="422"><span style="color: #000000;">200 – 2000 รอบ/นาที</span></td> </tr> <tr> <td width="179"><strong><span style="color: #000000;">ความละเอียด</span></strong></td> <td width="422"><span style="color: #000000;">100 รอบ/นาที</span></td> </tr> <tr> <td width="179"><strong><span style="color: #000000;">วิธีการไทเทรต</span></strong></td> <td width="422"><span style="color: #000000;">100 วิธีวิเคราะห์และวิธีมาตรฐาน</span></td> </tr> <tr> <td width="179"><strong><span style="color: #000000;">รายงาน</span></strong></td> <td width="422"><span style="color: #000000;">100 ข้อมูล</span></td> </tr> <tr> <td width="179"><strong><span style="color: #000000;">การเชื่อมต่อ</span></strong></td> <td width="422"><span style="color: #000000;">USB</span></td> </tr> <tr> <td width="179"><strong><span style="color: #000000;">การแสดงผล</span></strong></td> <td width="422"><span style="color: #000000;">หน้าจอแสดงผลแบบสี ขนาด 5.7 นิ้ว</span></td> </tr> <tr> <td width="179"><strong><span style="color: #000000;">วัสดุคีย์บอร์ด</span></strong></td> <td width="422"><span style="color: #000000;">โพลีเอสเตอร์</span></td> </tr> <tr> <td width="179"><strong><span style="color: #000000;">ภาษา</span></strong></td> <td width="422"><span style="color: #000000;">ภาษาอังกฤษ โปรตุเกส สเปน และฝรั่งเศส</span></td> </tr> <tr> <td width="179"><strong><span style="color: #000000;">แหล่งจ่ายไฟ</span></strong></td> <td width="422"><span style="color: #000000;">100-240 Vac</span></td> </tr> <tr> <td width="179"><strong><span style="color: #000000;">สภาวะแวดล้อมที่เหมาะสม</span></strong></td> <td width="422"><span style="color: #000000;">ปฏิบัติการ</span></td> </tr> <tr> <td width="179"><strong><span style="color: #000000;">ขนาด</span></strong></td> <td width="422"><span style="color: #000000;">315 x 205 x 375 มม.</span></td> </tr> <tr> <td width="179"><strong><span style="color: #000000;">น้ำหนัก</span></strong></td> <td width="422"><span style="color: #000000;">ประมาณ 4.3 กิโลกรัม</span></td> </tr> </tbody> </table> </div> </div> </div> </div> </div> | ไม่มี | ไม่มี | https://www.hannathailand.com/wp-content/uploads/2023/01/hi933-right-front_1.jpg | HI731316 Micro Magnetic Stir Bars for Mini Titrators & HI 208 (mini) , เครื่องไทเทรตแบบอัตโนมัติ (โพเทนชิโอเมตริก) รุ่น HI931-02 , HI731319 Micro Stir Bars for Magnetic Stirrers , เครื่องไทเทรตหาความชื้นแบบอัตโนมัติ (Coulometric Karl Fischer) รุ่น HI934-02 , เครื่องไทเทรตแบบอัตโนมัติ (โพเทนชิโอเมตริก) รุ่น HI932-02 | <a class="woocommerce-LoopProduct-link woocommerce-loop-product__link" href="https://www.hannathailand.com/product/hi731316-micro-magnetic-stir-bars-for-mini-titrators-hi-208-mini/">HI731316 Micro Magnetic Stir Bars for Mini Titrators &amp; HI 208 (mini)</a> , <a class="woocommerce-LoopProduct-link woocommerce-loop-product__link" href="https://www.hannathailand.com/product/potentiometric-1-analog-board/">เครื่องไทเทรตแบบอัตโนมัติ (โพเทนชิโอเมตริก) รุ่น HI931-02</a> , <a class="woocommerce-LoopProduct-link woocommerce-loop-product__link" href="https://www.hannathailand.com/product/hi731319-micro-stir-bars-for-magnetic-stirrers/">HI731319 Micro Stir Bars for Magnetic Stirrers</a> , <a class="woocommerce-LoopProduct-link woocommerce-loop-product__link" href="https://www.hannathailand.com/product/%e0%b9%80%e0%b8%84%e0%b8%a3%e0%b8%b7%e0%b9%88%e0%b8%ad%e0%b8%87%e0%b9%84%e0%b8%97%e0%b9%80%e0%b8%97%e0%b8%a3%e0%b8%95%e0%b8%ab%e0%b8%b2%e0%b8%84%e0%b8%a7%e0%b8%b2%e0%b8%a1%e0%b8%8a%e0%b8%b7%e0%b9%89-2/">เครื่องไทเทรตหาความชื้นแบบอัตโนมัติ (Coulometric Karl Fischer) รุ่น HI934-02</a> , <a class="woocommerce-LoopProduct-link woocommerce-loop-product__link" href="https://www.hannathailand.com/product/%e0%b9%80%e0%b8%84%e0%b8%a3%e0%b8%b7%e0%b9%88%e0%b8%ad%e0%b8%87%e0%b9%84%e0%b8%97%e0%b9%80%e0%b8%97%e0%b8%a3%e0%b8%95%e0%b9%81%e0%b8%9a%e0%b8%9a%e0%b8%ad%e0%b8%b1%e0%b8%95%e0%b9%82%e0%b8%99%e0%b8%a1/">เครื่องไทเทรตแบบอัตโนมัติ (โพเทนชิโอเมตริก) รุ่น HI932-02</a> | https://www.hannathailand.com/wp-content/uploads/2023/01/hi933-right-front_1-600x600.jpg , https://www.hannathailand.com/wp-content/uploads/2023/01/HI93X_USB-600x600.jpg , https://www.hannathailand.com/wp-content/uploads/2023/01/HI933-dosing-pump-1-600x600.jpg , https://www.hannathailand.com/wp-content/uploads/2023/01/hi933-beaker-2_1-600x600.jpg , https://www.hannathailand.com/wp-content/uploads/2023/01/hi933-assembly_1-600x600.jpg , https://www.hannathailand.com/wp-content/uploads/2022/06/hi731316400-600x600.jpg , https://www.hannathailand.com/wp-content/uploads/2024/03/HI931-Angle-Low-Right-1-600x600.jpg , https://www.hannathailand.com/wp-content/uploads/2022/06/stirbar-600x600.jpg , https://www.hannathailand.com/wp-content/uploads/2023/08/hi934-right_1-600x600.jpg , https://www.hannathailand.com/wp-content/uploads/2024/03/HI932-Right-Angle-Raised-600x600.jpg
88 | เซ็นเซอร์วัดออกซิเจนในน้ำสำหรับ HI9829 มัลติพารามิเตอร์ | สินค้าทั้งหมด | https://www.hannathailand.com/product-category/product-all/ | https://www.hannathailand.com/product/hi7609829-2/ | HI7609829-2 | 12,305.00 |  | <div aria-labelledby="tab-title-additional_information" class="woocommerce-Tabs-panel woocommerce-Tabs-panel--additional_information panel entry-content" id="tab-additional_information" role="tabpanel"> </div> | Dissolved oxygen sensor, with o-ring, to be used with HI 9829 and HI 98290 series multiparameter meters. | <div aria-labelledby="tab-title-description" class="woocommerce-Tabs-panel woocommerce-Tabs-panel--description panel entry-content active" id="tab-description" role="tabpanel"> <p>Dissolved oxygen sensor, with o-ring, to be used with HI 9829 and HI 98290 series multiparameter meters.</p> </div> | ช่วงการวัด 0.00-2.50ppm | <div class="product-short-description"> <p>ช่วงการวัด 0.00-2.50ppm</p> </div> | https://www.hannathailand.com/wp-content/uploads/2021/07/5.jpg | เครื่องวัดคลอรีน , เครื่องวัดปริมาณคลอรีนอิสระ รุ่น HI701 , เครื่องวัดปริมาณโบรมีน ในตัวอย่างน้ำ รุ่น HI716 , เครื่องวัดปริมาณฟอสเฟต ช่วงสูง รุ่น HI717 , เครื่องวัดปริมาณซิลิกา ช่วงต่ำ ในตัวอย่างน้ำ รุ่น HI705 , เครื่องวัดปริมาณไนไตรท์ ช่วงสูง ในตัวอย่างน้ำ รุ่น HI708 , เครื่องวัดปริมาณแอมโมเนีย ช่วงต่ำ รุ่น HI700 , เครื่องวัดปริมาณไอโอดีน รุ่น HI718 | <a class="woocommerce-LoopProduct-link woocommerce-loop-product__link" href="https://www.hannathailand.com/product/free-chlorine/">เครื่องวัดคลอรีน</a> , <a class="woocommerce-LoopProduct-link woocommerce-loop-product__link" href="https://www.hannathailand.com/product/hi701-checker-hc-free-chlorine/">เครื่องวัดปริมาณคลอรีนอิสระ รุ่น HI701</a> , <a class="woocommerce-LoopProduct-link woocommerce-loop-product__link" href="https://www.hannathailand.com/product/hi716-checker-hc-bromine/">เครื่องวัดปริมาณโบรมีน ในตัวอย่างน้ำ รุ่น HI716</a> , <a class="woocommerce-LoopProduct-link woocommerce-loop-product__link" href="https://www.hannathailand.com/product/hi717-checker-hc-phosphate-hr/">เครื่องวัดปริมาณฟอสเฟต ช่วงสูง รุ่น HI717</a> , <a class="woocommerce-LoopProduct-link woocommerce-loop-product__link" href="https://www.hannathailand.com/product/hi705-checker-hc-silica-lr/">เครื่องวัดปริมาณซิลิกา ช่วงต่ำ ในตัวอย่างน้ำ รุ่น HI705</a> , <a class="woocommerce-LoopProduct-link woocommerce-loop-product__link" href="https://www.hannathailand.com/product/hi708-checker-hc-nitrite-hr/">เครื่องวัดปริมาณไนไตรท์ ช่วงสูง ในตัวอย่างน้ำ รุ่น HI708</a> , <a class="woocommerce-LoopProduct-link woocommerce-loop-product__link" href="https://www.hannathailand.com/product/hi700-checker-hc-ammonia-lr/">เครื่องวัดปริมาณแอมโมเนีย ช่วงต่ำ รุ่น HI700</a> , <a class="woocommerce-LoopProduct-link woocommerce-loop-product__link" href="https://www.hannathailand.com/product/hi718-checker-hc-iodine/">เครื่องวัดปริมาณไอโอดีน รุ่น HI718</a> | https://www.hannathailand.com/wp-content/uploads/2021/07/1-500x500.jpg , https://www.hannathailand.com/wp-content/uploads/2021/11/hi701-500x500.jpg , https://www.hannathailand.com/wp-content/uploads/2022/06/miniphotometerfurfreiesgesamtchlor704_11-600x600.jpg , https://www.hannathailand.com/wp-content/uploads/2022/06/miniphotometerfurphosphathoch827_11-600x600.jpg , https://www.hannathailand.com/wp-content/uploads/2022/06/hi705400-600x600.jpg , https://www.hannathailand.com/wp-content/uploads/2022/06/miniphotometerfurnitrithoch2420_11-600x600.jpg , https://www.hannathailand.com/wp-content/uploads/2022/06/hi700_400pxl-600x600.jpg , https://www.hannathailand.com/wp-content/uploads/2022/06/miniphotometerfuriod829_11-600x600.jpg