## Sheet1
| ชื่อสินค้า | หมวดหมู่ | ลิงค์หมวดหมู่ | ลิงค์สินค้า | รหัสสินค้า | ราคา | SPECIFICATION | SPECIFICATION HTML | รายละเอียด | รายละเอียด HTML | รายละเอียด short | รายละเอียด short HTML | ภาพสินค้า | สินค้าที่เกียวข้อง | สินค้าที่เกี่ยวข้องพร้อมชื่อและลิงค์ | รูปครบๆ New
0 | หัววัดค่ากรด-ด่าง แบบดิจิตอล รุ่น HI10530 ใช้งานสำหรับตัวอย่างกึ่งของแข็งและอิมัลชั่น | สินค้าทั้งหมด , หัววัด , เครื่องวัดความเป็นกรด-ด่าง/โออาร์พี | https://www.hannathailand.com/product-category/ph-meter/ | https://www.hannathailand.com/product/hi10530-digital-ph-electrode-conical-tip-glass-refillable-edge/ | HI10530 | 12,305.00 |  | <div aria-labelledby="tab-title-additional_information" class="woocommerce-Tabs-panel woocommerce-Tabs-panel--additional_information panel entry-content" id="tab-additional_information" role="tabpanel"> </div> | HI10530 SMART triple ceramic, single junction, refillable pH Electrode – conical tip with integrated Temperature Sensor (edge)Recommended for fats, cream‘s, semi-solid samples, soil, etc.. . | <div aria-labelledby="tab-title-description" class="woocommerce-Tabs-panel woocommerce-Tabs-panel--description panel entry-content active" id="tab-description" role="tabpanel"> <p><span class="hps">HI10530</span> <span class="hps">SMART</span> <span class="hps">triple</span> <span class="hps">ceramic</span><span>, single</span> <span class="hps">junction</span><span>,</span> <span class="hps">refillable</span> <span class="hps">pH</span> <span class="hps">Electrode</span> <span class="hps">–</span> <span class="hps">conical</span> <span class="hps">tip with</span> <span class="hps">integrated</span> <span class="hps">Temperature Sensor</span> <span class="hps atn">(</span><span>edge)</span><br/><span class="hps">Recommended</span> <span class="hps">for fats,</span> <span class="hps">cream</span><span>‘s</span><span>, semi-solid</span> <span class="hps">samples, soil</span><span>, etc.</span><span>.</span></p> <div class="almost_half_cell" id="gt-res-content"> <div dir="ltr"><span id="result_box" lang="de"><span>.</span></span><img alt="chip523d735dab0f9" class="tinymce-editor-image" decoding="async" height="284" loading="lazy" src="https://hannathailand.com/wp-content/uploads/content/chip523d735dab0f9.bmp" width="276"/></div> </div> </div> | HI10530 SMART single ceramic, double junction, refillable pH Electrode – conical tip with integrated Temperature Sensor (edge) | <div class="product-short-description"> <p>HI10530 SMART single ceramic, double junction, refillable pH Electrode – conical tip with integrated Temperature Sensor (edge)</p> </div> | https://www.hannathailand.com/wp-content/uploads/2022/06/electrododephcombinadohi1053b469mpe4534700352_062013o1.jpg | เครื่องวัดปริมาณฟอสเฟต ช่วงต่ำ รุ่น HI713 , เซ็นเซอร์วัดออกซิเจนในน้ำสำหรับ HI9829 มัลติพารามิเตอร์ , น้ำยามาตรฐานสอบเทียบ ค่ามาตรฐานความเค็ม , สารละลายมาตรฐานความขุ่น 20 NTU , เครื่องวัดปริมาณไอโอดีน รุ่น HI718 , เครื่องวัดปริมาณคลอรีนรวม รุ่น HI711 , เครื่องวัดคลอรีน , เครื่องวัดปริมาณซิลิกา ช่วงต่ำ ในตัวอย่างน้ำ รุ่น HI705 | <a class="woocommerce-LoopProduct-link woocommerce-loop-product__link" href="https://www.hannathailand.com/product/hi713-checker-hc-phosphate-lr/">เครื่องวัดปริมาณฟอสเฟต ช่วงต่ำ รุ่น HI713</a> , <a class="woocommerce-LoopProduct-link woocommerce-loop-product__link" href="https://www.hannathailand.com/product/hi7609829-2/">เซ็นเซอร์วัดออกซิเจนในน้ำสำหรับ HI9829 มัลติพารามิเตอร์</a> , <a class="woocommerce-LoopProduct-link woocommerce-loop-product__link" href="https://www.hannathailand.com/product/hi7080l/">น้ำยามาตรฐานสอบเทียบ ค่ามาตรฐานความเค็ม</a> , <a class="woocommerce-LoopProduct-link woocommerce-loop-product__link" href="https://www.hannathailand.com/product/hi93102-20/">สารละลายมาตรฐานความขุ่น 20 NTU</a> , <a class="woocommerce-LoopProduct-link woocommerce-loop-product__link" href="https://www.hannathailand.com/product/hi718-checker-hc-iodine/">เครื่องวัดปริมาณไอโอดีน รุ่น HI718</a> , <a class="woocommerce-LoopProduct-link woocommerce-loop-product__link" href="https://www.hannathailand.com/product/hi711-checker-hc-total-chlorine/">เครื่องวัดปริมาณคลอรีนรวม รุ่น HI711</a> , <a class="woocommerce-LoopProduct-link woocommerce-loop-product__link" href="https://www.hannathailand.com/product/free-chlorine/">เครื่องวัดคลอรีน</a> , <a class="woocommerce-LoopProduct-link woocommerce-loop-product__link" href="https://www.hannathailand.com/product/hi705-checker-hc-silica-lr/">เครื่องวัดปริมาณซิลิกา ช่วงต่ำ ในตัวอย่างน้ำ รุ่น HI705</a> | https://www.hannathailand.com/wp-content/uploads/2022/06/hi713_lg51caffcdce23e-600x600.jpg , https://www.hannathailand.com/wp-content/uploads/2021/07/5-500x500.jpg , https://www.hannathailand.com/wp-content/uploads/2021/07/11-500x500.jpg , https://www.hannathailand.com/wp-content/uploads/2021/07/9-500x500.jpg , https://www.hannathailand.com/wp-content/uploads/2022/06/miniphotometerfuriod829_11-600x600.jpg , https://www.hannathailand.com/wp-content/uploads/2022/06/hi711_lg-600x600.jpg , https://www.hannathailand.com/wp-content/uploads/2021/07/1-500x500.jpg , https://www.hannathailand.com/wp-content/uploads/2022/06/hi705400-600x600.jpg
1 | หัววัดค่ากรด-ด่าง แบบดิจิตอล รุ่น HI11310 ใช้งานสำหรับตัวอย่างทั่วไป | สินค้าทั้งหมด , หัววัด , เครื่องวัดความเป็นกรด-ด่าง/โออาร์พี | https://www.hannathailand.com/product-category/ph-meter/ | https://www.hannathailand.com/product/hi11310-digital-ph-electrode-glass-refillable-edge/ | HI11310 | 9,630.00 |  | <div aria-labelledby="tab-title-additional_information" class="woocommerce-Tabs-panel woocommerce-Tabs-panel--additional_information panel entry-content" id="tab-additional_information" role="tabpanel"> </div> | HI11310 SMART single ceramic, double junction, refillable pH Electrode with Integrated Temperature Sensor (edge) Electrodes that can be used with Edge ™ are as advanced as the edge itself ™: a built-in microchip. CHip stores sensor type, ID and calibration information automatically retrieved by edge once the electrode connected ist.Gespeicherte pH calibration information: Buffer, date, time, offset and slope characteristics of the electrode. Conductivity calibration information: Calibrated conductivity standards, date, time, and cell constant of the sensor. Dissolved oxygen calibration information: standards for the calibration, date, time, altitude and salinity compensation. easy plug in 3.5 mm jack. | <div aria-labelledby="tab-title-description" class="woocommerce-Tabs-panel woocommerce-Tabs-panel--description panel entry-content active" id="tab-description" role="tabpanel"> <p style="text-align: justify;"><span id="result_box" lang="de"><span class="hps"><span class="hps">HI11310</span> <span class="hps">SMART</span> <span class="hps">single</span> <span class="hps">ceramic</span><span>,</span> <span class="hps">double junction</span><span>,</span> <span class="hps">refillable</span> <span class="hps">pH</span> <span class="hps">Electrode</span> <span class="hps">with Integrated</span> <span class="hps">Temperature Sensor</span> <span class="hps atn">(</span><span>edge)</span></span></span></p> <p style="text-align: justify;"><span id="result_box" lang="de"><span class="hps"><br/> <span class="hps">Electrodes that can</span> <span class="hps">be used with</span> <span class="hps">Edge</span> <span class="hps">™</span> <span class="hps">are</span> <span class="hps">as advanced as</span> <span class="hps">the</span> <span class="hps">edge</span> <span class="hps">itself</span> <span class="hps">™</span><span>:</span> <span class="hps">a built-in</span> <span class="hps">microchip.</span></span></span></p> <p style="text-align: justify;"><span id="result_box" lang="de"><span class="hps"><br/><span class="hps">CHip</span> <span class="hps">stores</span> <span class="hps">sensor type</span><span>, ID</span> <span class="hps">and</span> <span class="hps">calibration</span> <span class="hps">information</span> <span class="hps">automatically</span> <span class="hps">retrieved by</span> <span class="hps">edge</span> <span class="hps">once the</span> <span class="hps">electrode</span> <span class="hps">connected</span> <span class="hps">ist.Gespeicherte</span> <span class="hps">pH calibration</span> <span class="hps">information</span><span>: Buffer,</span> <span class="hps">date, time,</span> <span class="hps">offset and slope</span> <span class="hps">characteristics</span> <span class="hps">of the electrode.</span> <span class="hps">Conductivity</span> <span class="hps">calibration</span> <span class="hps">information</span><span>: Calibrated</span> <span class="hps">conductivity</span> <span class="hps">standards</span><span>, date</span><span>, time, and</span> <span class="hps">cell constant</span> <span class="hps">of the sensor.</span> <span class="hps">Dissolved</span> <span class="hps">oxygen</span> <span class="hps">calibration information</span><span>:</span> <span class="hps">standards for the</span> <span class="hps">calibration</span><span>, date,</span> <span class="hps">time, altitude</span> <span class="hps">and salinity</span> <span class="hps">compensation.</span> <span class="hps">easy</span> <span class="hps">plug in</span> <span class="hps">3.5</span> <span class="hps">mm jack</span></span><span>.</span></span><img alt="chip523d735dab0f9" class="tinymce-editor-image" decoding="async" height="284" loading="lazy" src="https://hannathailand.com/wp-content/uploads/content/chip523d735dab0f9.bmp" width="276"/></p> </div> | HI11310 SMART single ceramic, double junction, refillable pH Electrode with Integrated Temperature Sensor (edge) | <div class="product-short-description"> <p>HI11310 SMART single ceramic, double junction, refillable pH Electrode with Integrated Temperature Sensor (edge)</p> </div> | https://www.hannathailand.com/wp-content/uploads/2022/06/ph_electrode_hi1131__081411347676039128012801.jpg | น้ำยามาตรฐานสอบเทียบ ค่ามาตรฐานความเค็ม , เครื่องวัดปริมาณแอมโมเนีย ในน้ำ รุ่น HI715 , เครื่องควบคุมค่าความนำไฟฟ้า , เครื่องวัดปริมาณซิลิกา ช่วงต่ำ ในตัวอย่างน้ำ รุ่น HI705 , เครื่องวัดปริมาณฟอสเฟต ช่วงสูง รุ่น HI717 , เครื่องวัดปริมาณฟอสฟอรัส ช่วงต่ำมาก รุ่น HI736 , เครื่องวัดปริมาณไอโอดีน รุ่น HI718 , เครื่องวัดปริมาณฟอสฟอรัส ช่วงสูง รุ่น HI706 | <a class="woocommerce-LoopProduct-link woocommerce-loop-product__link" href="https://www.hannathailand.com/product/hi7083l/">น้ำยามาตรฐานสอบเทียบ ค่ามาตรฐานความเค็ม</a> , <a class="woocommerce-LoopProduct-link woocommerce-loop-product__link" href="https://www.hannathailand.com/product/hi715-checker-hc-ammonia-mr/">เครื่องวัดปริมาณแอมโมเนีย ในน้ำ รุ่น HI715</a> , <a class="woocommerce-LoopProduct-link woocommerce-loop-product__link" href="https://www.hannathailand.com/product/hi8931cn/">เครื่องควบคุมค่าความนำไฟฟ้า</a> , <a class="woocommerce-LoopProduct-link woocommerce-loop-product__link" href="https://www.hannathailand.com/product/hi705-checker-hc-silica-lr/">เครื่องวัดปริมาณซิลิกา ช่วงต่ำ ในตัวอย่างน้ำ รุ่น HI705</a> , <a class="woocommerce-LoopProduct-link woocommerce-loop-product__link" href="https://www.hannathailand.com/product/hi717-checker-hc-phosphate-hr/">เครื่องวัดปริมาณฟอสเฟต ช่วงสูง รุ่น HI717</a> , <a class="woocommerce-LoopProduct-link woocommerce-loop-product__link" href="https://www.hannathailand.com/product/phosphorous-marine/">เครื่องวัดปริมาณฟอสฟอรัส ช่วงต่ำมาก รุ่น HI736</a> , <a class="woocommerce-LoopProduct-link woocommerce-loop-product__link" href="https://www.hannathailand.com/product/hi718-checker-hc-iodine/">เครื่องวัดปริมาณไอโอดีน รุ่น HI718</a> , <a class="woocommerce-LoopProduct-link woocommerce-loop-product__link" href="https://www.hannathailand.com/product/hi706-checker-hc-phosphorous-hr/">เครื่องวัดปริมาณฟอสฟอรัส ช่วงสูง รุ่น HI706</a> | https://www.hannathailand.com/wp-content/uploads/2021/07/10-500x500.jpg , https://www.hannathailand.com/wp-content/uploads/2022/06/miniphotometerfurammoniakmittel2416_11-600x600.jpg , https://www.hannathailand.com/wp-content/uploads/2021/07/2-500x500.jpg , https://www.hannathailand.com/wp-content/uploads/2022/06/hi705400-600x600.jpg , https://www.hannathailand.com/wp-content/uploads/2022/06/miniphotometerfurphosphathoch827_11-600x600.jpg , https://www.hannathailand.com/wp-content/uploads/2021/12/HI736-600x600.jpg , https://www.hannathailand.com/wp-content/uploads/2022/06/miniphotometerfuriod829_11-600x600.jpg , https://www.hannathailand.com/wp-content/uploads/2022/06/hi706_400-600x600.jpg
2 | หัววัดค่ากรด-ด่าง แบบดิจิตอล รุ่น HI11311 พร้อม Matching pin ใช้งานสำหรับตัวอย่างทั่วไป | สินค้าทั้งหมด , หัววัด , เครื่องวัดความเป็นกรด-ด่าง/โออาร์พี | https://www.hannathailand.com/product-category/ph-meter/ | https://www.hannathailand.com/product/hi11311-digitale-ph-elektrode-mit-matchin-pin-glas-nachfullbar-edge/ | HI11311 | 11,235.00 |  | <div aria-labelledby="tab-title-additional_information" class="woocommerce-Tabs-panel woocommerce-Tabs-panel--additional_information panel entry-content" id="tab-additional_information" role="tabpanel"> </div> | HI11311 SMART Single Keramik, double junction, nachfüllbare pH Electrode mit integriertem Temperature Sensor und Matchin Pin (edge) Elektroden, die mit edge™ verwendet werden können, sind so fortgeschritten wie die edge™ selbst: mit einem eingebauten Mikrochip. CHip speichert Sensor-Typ, ID und Kalibrierung Informationen, die automatisch durch edge abgerufen werden, sobald die Elektrode angeschlossen ist.Gespeicherte pH-Kalibrierung Informationen: Puffer, Datum, Uhrzeit, Nullpunkt-/Steigung Eigenschaften der Elektrode. Leitfähigkeits-Kalibration Informationen: kalibrierte Leitfähigkeit-Standards, Datum, Uhrzeit und Zellkonstante des Sensors. Gelöster Sauerstoff-Kalibrierung Informationen: Standards für die Kalibrierung, Datum, Zeit, Höhe und Salzgehalt Korrektur. easyPlug in 3.5 mm-Anschluss. | <div aria-labelledby="tab-title-description" class="woocommerce-Tabs-panel woocommerce-Tabs-panel--description panel entry-content active" id="tab-description" role="tabpanel"> <p><strong>HI11311 </strong>SMART Single Keramik, double junction, nachfüllbare pH Electrode mit integriertem Temperature Sensor und Matchin Pin (edge)</p> <div class="almost_half_cell" id="gt-res-content"> <div dir="ltr"><span id="result_box" lang="de"><span class="hps">Elektroden, die mit <strong>edge™</strong> verwendet werden können, sind so fortgeschritten wie die</span> <strong>edge™</strong><span class="hps"> selbst</span><span>:</span> <span class="hps">mit einem</span> <span class="hps">eingebauten</span> <span class="hps">Mikrochip.</span></span></div> <div dir="ltr"><span id="result_box" lang="de"><span class="hps">CHip speichert</span> <span class="hps">Sensor-Typ</span><span>, ID und</span> <span class="hps">Kalibrierung</span> <span class="hps">Informationen, die automatisch</span> <span class="hps">durch edge</span> <span class="hps">abgerufen werden</span><span>, sobald die</span> <span class="hps">Elektrode</span> <span class="hps">angeschlossen ist</span><span class="hps">.Gespeicherte</span> <span class="hps">pH-Kalibrierung</span> <span class="hps">Informationen</span><span class="hps">:</span> <span class="hps">Puffer,</span> <span class="hps">Datum, Uhrzeit,</span> <span class="hps">Nullpunkt-/Steigung</span> <span class="hps">Eigenschaften</span> <span class="hps">der Elektrode.</span> <span class="hps">Leitfähigkeits-Kalibration</span> <span class="hps">Informationen</span><span class="hps">:</span> <span class="hps">kalibrierte</span> <span class="hps">Leitfähigkeit-</span><span class="hps">Standards</span><span>, Datum, Uhrzeit</span> <span class="hps">und</span> <span class="hps">Zellkonstante</span> <span class="hps">des Sensors.</span> <span class="hps">Gelöster</span> <span class="hps">Sauerstoff-Kalibrierung</span> <span class="hps">Informationen</span><span class="hps">:</span> <span class="hps">Standards</span> <span class="hps">für die Kalibrierung</span><span>, Datum, Zeit</span><span>, Höhe und</span> <span class="hps">Salzgehalt</span> <span class="hps">Korrektur. <span class="hps">easyPlug</span> <span class="hps">in 3.5</span> <span class="hps">mm</span>-Anschluss<br/></span><span>.</span></span><img alt="chip523d735dab0f9" class="tinymce-editor-image" data-mce-src="media/image/chip523d735dab0f9.bmp" decoding="async" height="284" loading="lazy" src="https://shop.hannainst.ch/backend/media/image/chip523d735dab0f9.bmp" width="276"/></div> </div> </div> | HI11311 SMART Single Keramik, double junction, nachfüllbare pH Electrode mit integriertem Temperature Sensor und Matchin Pin (edge) | <div class="product-short-description"> <p>HI11311 SMART Single Keramik, double junction, nachfüllbare pH Electrode mit integriertem Temperature Sensor und Matchin Pin (edge)</p> </div> | https://www.hannathailand.com/wp-content/uploads/2022/06/ph_electrode_hi1131__081411347676039128012801.jpg | น้ำยามาตรฐานสอบเทียบ , เครื่องวัดปริมาณซิลิกา ช่วงต่ำ ในตัวอย่างน้ำ รุ่น HI705 , เครื่องวัดปริมาณคลอรีนอิสระ รุ่น HI701 , ซัลไฟด์สารต้านอนุมูลอิสระบัฟเฟอร์ , เครื่องวัดปริมาณฟอสฟอรัส ช่วงสูง รุ่น HI706 , เครื่องควบคุมค่าความนำไฟฟ้า , เครื่องวัดปริมาณโครเมี่ยม ช่วงสูง รุ่น HI723 , น้ำยามาตรฐานสอบเทียบ ค่ามาตรฐานความเค็ม | <a class="woocommerce-LoopProduct-link woocommerce-loop-product__link" href="https://www.hannathailand.com/product/hi9828-25/">น้ำยามาตรฐานสอบเทียบ</a> , <a class="woocommerce-LoopProduct-link woocommerce-loop-product__link" href="https://www.hannathailand.com/product/hi705-checker-hc-silica-lr/">เครื่องวัดปริมาณซิลิกา ช่วงต่ำ ในตัวอย่างน้ำ รุ่น HI705</a> , <a class="woocommerce-LoopProduct-link woocommerce-loop-product__link" href="https://www.hannathailand.com/product/hi701-checker-hc-free-chlorine/">เครื่องวัดปริมาณคลอรีนอิสระ รุ่น HI701</a> , <a class="woocommerce-LoopProduct-link woocommerce-loop-product__link" href="https://www.hannathailand.com/product/hi4015-00/">ซัลไฟด์สารต้านอนุมูลอิสระบัฟเฟอร์</a> , <a class="woocommerce-LoopProduct-link woocommerce-loop-product__link" href="https://www.hannathailand.com/product/hi706-checker-hc-phosphorous-hr/">เครื่องวัดปริมาณฟอสฟอรัส ช่วงสูง รุ่น HI706</a> , <a class="woocommerce-LoopProduct-link woocommerce-loop-product__link" href="https://www.hannathailand.com/product/hi8931cn/">เครื่องควบคุมค่าความนำไฟฟ้า</a> , <a class="woocommerce-LoopProduct-link woocommerce-loop-product__link" href="https://www.hannathailand.com/product/hi723-checker-hc-chromium-vi-hr/">เครื่องวัดปริมาณโครเมี่ยม ช่วงสูง รุ่น HI723</a> , <a class="woocommerce-LoopProduct-link woocommerce-loop-product__link" href="https://www.hannathailand.com/product/hi7083l/">น้ำยามาตรฐานสอบเทียบ ค่ามาตรฐานความเค็ม</a> | https://www.hannathailand.com/wp-content/uploads/2021/07/8-500x500.jpg , https://www.hannathailand.com/wp-content/uploads/2022/06/hi705400-600x600.jpg , https://www.hannathailand.com/wp-content/uploads/2021/11/hi701-500x500.jpg , https://www.hannathailand.com/wp-content/uploads/2021/07/7-500x500.jpg , https://www.hannathailand.com/wp-content/uploads/2022/06/hi706_400-600x600.jpg , https://www.hannathailand.com/wp-content/uploads/2021/07/2-500x500.jpg , https://www.hannathailand.com/wp-content/uploads/2022/06/miniphotometerfurchromvihoch839_11-600x600.jpg , https://www.hannathailand.com/wp-content/uploads/2021/07/10-500x500.jpg
3 | หัววัดค่ากรด-ด่าง แบบดิจิตอล รุ่น HI12300 ใช้งานสำหรับภาคสนาม | สินค้าทั้งหมด , หัววัด , เครื่องวัดความเป็นกรด-ด่าง/โออาร์พี | https://www.hannathailand.com/product-category/ph-meter/ | https://www.hannathailand.com/product/hi12300-digital-ph-electrode-plastic-body-gel-edge/ | HI12300 | 6,955.00 |  | <div aria-labelledby="tab-title-additional_information" class="woocommerce-Tabs-panel woocommerce-Tabs-panel--additional_information panel entry-content" id="tab-additional_information" role="tabpanel"> </div> | HI12300 SMART double junction pH Electrode, gel filled, PEI body, with integrated Temperature Sensor (edge) Electrodes that can be used with Edge ™ are as advanced as the edge itself ™: a built-in microchip. . | <div aria-labelledby="tab-title-description" class="woocommerce-Tabs-panel woocommerce-Tabs-panel--description panel entry-content active" id="tab-description" role="tabpanel"> <p><span id="result_box" lang="de"><span class="hps"><span class="hps">HI12300</span> <span class="hps">SMART</span> <span class="hps">double</span> <span class="hps">junction</span> <span class="hps">pH</span> <span class="hps">Electrode</span><span>, gel</span> <span class="hps">filled</span><span>, PEI</span> <span class="hps">body</span><span>,</span> <span class="hps">with integrated</span> <span class="hps">Temperature Sensor</span> <span class="hps atn">(</span><span>edge)</span><br/> <span class="hps">Electrodes that can</span> <span class="hps">be used with</span> <span class="hps">Edge</span> <span class="hps">™</span> <span class="hps">are</span> <span class="hps">as advanced as</span> <span class="hps">the</span> <span class="hps">edge</span> <span class="hps">itself</span> <span class="hps">™</span><span>:</span> <span class="hps">a built-in</span> <span class="hps">microchip.</span></span></span></p> <div class="almost_half_cell" id="gt-res-content"> <div dir="ltr"><span id="result_box" lang="de"><span class="hps"><br/></span><span>.</span></span><img alt="chip523d735dab0f9" class="tinymce-editor-image" data-mce-src="media/image/chip523d735dab0f9.bmp" decoding="async" height="284" loading="lazy" src="https://shop.hannainst.ch/backend/media/image/chip523d735dab0f9.bmp" width="276"/></div> </div> </div> | HI12300 SMART double junction pH Electrode, gel filled, PEI body, with integrated Temperature Sensor (edge) | <div class="product-short-description"> <p>HI12300 SMART double junction pH Electrode, gel filled, PEI body, with integrated Temperature Sensor (edge)</p> </div> | https://www.hannathailand.com/wp-content/uploads/2022/06/hi1230bc1.jpg | เครื่องวัดปริมาณโครเมี่ยม ช่วงสูง รุ่น HI723 , เครื่องวัดปริมาณคลอรีนรวม รุ่น HI711 , น้ำยามาตรฐานสอบเทียบ ค่ามาตรฐานความเค็ม , เครื่องควบคุมค่าความนำไฟฟ้า , น้ำยามาตรฐานสอบเทียบ ค่ามาตรฐานความเค็ม , เครื่องวัดค่าเหล็ก รุ่น HI721 , เครื่องวัดปริมาณฟอสฟอรัส ช่วงสูง รุ่น HI706 , เครื่องวัดปริมาณแอมโมเนีย ในน้ำ รุ่น HI715 | <a class="woocommerce-LoopProduct-link woocommerce-loop-product__link" href="https://www.hannathailand.com/product/hi723-checker-hc-chromium-vi-hr/">เครื่องวัดปริมาณโครเมี่ยม ช่วงสูง รุ่น HI723</a> , <a class="woocommerce-LoopProduct-link woocommerce-loop-product__link" href="https://www.hannathailand.com/product/hi711-checker-hc-total-chlorine/">เครื่องวัดปริมาณคลอรีนรวม รุ่น HI711</a> , <a class="woocommerce-LoopProduct-link woocommerce-loop-product__link" href="https://www.hannathailand.com/product/hi7083l/">น้ำยามาตรฐานสอบเทียบ ค่ามาตรฐานความเค็ม</a> , <a class="woocommerce-LoopProduct-link woocommerce-loop-product__link" href="https://www.hannathailand.com/product/hi8931cn/">เครื่องควบคุมค่าความนำไฟฟ้า</a> , <a class="woocommerce-LoopProduct-link woocommerce-loop-product__link" href="https://www.hannathailand.com/product/hi7080l/">น้ำยามาตรฐานสอบเทียบ ค่ามาตรฐานความเค็ม</a> , <a class="woocommerce-LoopProduct-link woocommerce-loop-product__link" href="https://www.hannathailand.com/product/hi721-checker-hc-iron/">เครื่องวัดค่าเหล็ก รุ่น HI721</a> , <a class="woocommerce-LoopProduct-link woocommerce-loop-product__link" href="https://www.hannathailand.com/product/hi706-checker-hc-phosphorous-hr/">เครื่องวัดปริมาณฟอสฟอรัส ช่วงสูง รุ่น HI706</a> , <a class="woocommerce-LoopProduct-link woocommerce-loop-product__link" href="https://www.hannathailand.com/product/hi715-checker-hc-ammonia-mr/">เครื่องวัดปริมาณแอมโมเนีย ในน้ำ รุ่น HI715</a> | https://www.hannathailand.com/wp-content/uploads/2022/06/miniphotometerfurchromvihoch839_11-600x600.jpg , https://www.hannathailand.com/wp-content/uploads/2022/06/hi711_lg-600x600.jpg , https://www.hannathailand.com/wp-content/uploads/2021/07/10-500x500.jpg , https://www.hannathailand.com/wp-content/uploads/2021/07/2-500x500.jpg , https://www.hannathailand.com/wp-content/uploads/2021/07/11-500x500.jpg , https://www.hannathailand.com/wp-content/uploads/2022/06/miniphotometerfureisen832_11-600x600.jpg , https://www.hannathailand.com/wp-content/uploads/2022/06/hi706_400-600x600.jpg , https://www.hannathailand.com/wp-content/uploads/2022/06/miniphotometerfurammoniakmittel2416_11-600x600.jpg
4 | หัววัดค่าการนำไฟฟ้า แบบ Four ring รุ่น HI76301D | สินค้าทั้งหมด , หัววัด , เครื่องวัดการนำไฟฟ้า/ของแข็งละลายในน้ำ | https://www.hannathailand.com/product-category/tds-meter/ | https://www.hannathailand.com/product/hi76301d-four-ring-conductivity-probe/ | HI76301D | 6,955.00 |  | <div aria-labelledby="tab-title-additional_information" class="woocommerce-Tabs-panel woocommerce-Tabs-panel--additional_information panel entry-content" id="tab-additional_information" role="tabpanel"> </div> | 4-ring interchangeable probe with DIN connector, for use with HI 8633 and HI 8734 with 1 m (3.3′) cable The potentiometric method eliminates polarization and thus is the most accurate way to measure electrical conductivity in liquids. The probe can also measure in a wider conductivity range because it does not suffer from electrolysis. Models with stainless steel and platinum rings are available. The platinum probes are ideal for high temperature applications, are easier to clean and provide more stable readings. Order Information: for use with HI 8633 and HI 8734 | <div aria-labelledby="tab-title-description" class="woocommerce-Tabs-panel woocommerce-Tabs-panel--description panel entry-content active" id="tab-description" role="tabpanel"> <p>4-ring interchangeable probe with DIN connector, for use with HI 8633 and HI 8734 with 1 m (3.3′) cable</p> <p>The potentiometric method eliminates polarization and thus is the most accurate way to measure electrical conductivity in liquids. The probe can also measure in a wider conductivity range because it does not suffer from electrolysis. Models with stainless steel and platinum rings are available. The platinum probes are ideal for high temperature applications, are easier to clean and provide more stable readings.</p> <p> </p> <p><strong>Order Information:</strong> for use with HI 8633 and HI 8734</p> </div> | for use with HI 8633 and HI 8734 | <div class="product-short-description"> <p>for use with HI 8633 and HI 8734</p> </div> | https://www.hannathailand.com/wp-content/uploads/2022/06/hi76301d_200.jpg | เครื่องวัดปริมาณคลอรีนอิสระ รุ่น HI701 , เครื่องวัดปริมาณคลอรีนรวม รุ่น HI711 , เครื่องวัดสีในน้ำตัวอย่าง HI727 , ซัลไฟด์สารต้านอนุมูลอิสระบัฟเฟอร์ , เครื่องวัดปริมาณไอโอดีน รุ่น HI718 , เครื่องวัดปริมาณฟลูออไรด์ ช่วงต่ำ รุ่น HI729 , น้ำยามาตรฐานสอบเทียบ ค่ามาตรฐานความเค็ม , เครื่องควบคุมค่าความนำไฟฟ้า | <a class="woocommerce-LoopProduct-link woocommerce-loop-product__link" href="https://www.hannathailand.com/product/hi701-checker-hc-free-chlorine/">เครื่องวัดปริมาณคลอรีนอิสระ รุ่น HI701</a> , <a class="woocommerce-LoopProduct-link woocommerce-loop-product__link" href="https://www.hannathailand.com/product/hi711-checker-hc-total-chlorine/">เครื่องวัดปริมาณคลอรีนรวม รุ่น HI711</a> , <a class="woocommerce-LoopProduct-link woocommerce-loop-product__link" href="https://www.hannathailand.com/product/hi727-checker-hc-color-of-water/">เครื่องวัดสีในน้ำตัวอย่าง HI727</a> , <a class="woocommerce-LoopProduct-link woocommerce-loop-product__link" href="https://www.hannathailand.com/product/hi4015-00/">ซัลไฟด์สารต้านอนุมูลอิสระบัฟเฟอร์</a> , <a class="woocommerce-LoopProduct-link woocommerce-loop-product__link" href="https://www.hannathailand.com/product/hi718-checker-hc-iodine/">เครื่องวัดปริมาณไอโอดีน รุ่น HI718</a> , <a class="woocommerce-LoopProduct-link woocommerce-loop-product__link" href="https://www.hannathailand.com/product/hi729-checker-hc-fluoride-lr/">เครื่องวัดปริมาณฟลูออไรด์ ช่วงต่ำ รุ่น HI729</a> , <a class="woocommerce-LoopProduct-link woocommerce-loop-product__link" href="https://www.hannathailand.com/product/hi7083l/">น้ำยามาตรฐานสอบเทียบ ค่ามาตรฐานความเค็ม</a> , <a class="woocommerce-LoopProduct-link woocommerce-loop-product__link" href="https://www.hannathailand.com/product/hi8931cn/">เครื่องควบคุมค่าความนำไฟฟ้า</a> | https://www.hannathailand.com/wp-content/uploads/2021/11/hi701-500x500.jpg , https://www.hannathailand.com/wp-content/uploads/2022/06/hi711_lg-600x600.jpg , https://www.hannathailand.com/wp-content/uploads/2022/06/miniphotometerfurfarbe843_11-600x600.jpg , https://www.hannathailand.com/wp-content/uploads/2021/07/7-500x500.jpg , https://www.hannathailand.com/wp-content/uploads/2022/06/miniphotometerfuriod829_11-600x600.jpg , https://www.hannathailand.com/wp-content/uploads/2022/06/miniphotometerfurfluoridniedrig844_11-600x600.jpg , https://www.hannathailand.com/wp-content/uploads/2021/07/10-500x500.jpg , https://www.hannathailand.com/wp-content/uploads/2021/07/2-500x500.jpg
5 | หัววัดค่าการนำไฟฟ้า แบบ Four ring รุ่น HI76301W | สินค้าทั้งหมด , หัววัด , เครื่องวัดการนำไฟฟ้า/ของแข็งละลายในน้ำ | https://www.hannathailand.com/product-category/tds-meter/ | https://www.hannathailand.com/product/hi76301w-four-ring-conductivity-probe/ | HI76301W | 7,918.00 |  | <div aria-labelledby="tab-title-additional_information" class="woocommerce-Tabs-panel woocommerce-Tabs-panel--additional_information panel entry-content" id="tab-additional_information" role="tabpanel"> </div> | 4-ring interchangeable probe with DIN connector, for use with HI 8033 with 1 m (3.3′) cable The potentiometric method eliminates polarization and thus is the most accurate way to measure electrical conductivity in liquids. The probe can also measure in a wider conductivity range because it does not suffer from electrolysis. Models with stainless steel and platinum rings are available. The platinum probes are ideal for high temperature applications, are easier to clean and provide more stable readings. | <div aria-labelledby="tab-title-description" class="woocommerce-Tabs-panel woocommerce-Tabs-panel--description panel entry-content active" id="tab-description" role="tabpanel"> <p>4-ring interchangeable probe with DIN connector, for use with HI 8033 with 1 m (3.3′) cable</p> <p>The potentiometric method eliminates polarization and thus is the most accurate way to measure electrical conductivity in liquids. The probe can also measure in a wider conductivity range because it does not suffer from electrolysis. Models with stainless steel and platinum rings are available. The platinum probes are ideal for high temperature applications, are easier to clean and provide more stable readings.</p> </div> | for use with HI 8033 | <div class="product-short-description"> <p>for use with HI 8033</p> </div> | https://www.hannathailand.com/wp-content/uploads/2022/06/hi76301w_400.jpg | สารละลายมาตรฐานความขุ่น 20 NTU , เครื่องวัดสีในน้ำตัวอย่าง HI727 , เครื่องวัดปริมาณฟอสเฟต ช่วงต่ำ รุ่น HI713 , เครื่องวัดปริมาณแอมโมเนีย ในน้ำ รุ่น HI715 , เครื่องวัดปริมาณไอโอดีน รุ่น HI718 , เครื่องวัดปริมาณซิลิกา ช่วงต่ำ ในตัวอย่างน้ำ รุ่น HI705 , เครื่องวัดค่าเหล็ก รุ่น HI721 , เครื่องวัดปริมาณคลอรีนรวม รุ่น HI711 | <a class="woocommerce-LoopProduct-link woocommerce-loop-product__link" href="https://www.hannathailand.com/product/hi93102-20/">สารละลายมาตรฐานความขุ่น 20 NTU</a> , <a class="woocommerce-LoopProduct-link woocommerce-loop-product__link" href="https://www.hannathailand.com/product/hi727-checker-hc-color-of-water/">เครื่องวัดสีในน้ำตัวอย่าง HI727</a> , <a class="woocommerce-LoopProduct-link woocommerce-loop-product__link" href="https://www.hannathailand.com/product/hi713-checker-hc-phosphate-lr/">เครื่องวัดปริมาณฟอสเฟต ช่วงต่ำ รุ่น HI713</a> , <a class="woocommerce-LoopProduct-link woocommerce-loop-product__link" href="https://www.hannathailand.com/product/hi715-checker-hc-ammonia-mr/">เครื่องวัดปริมาณแอมโมเนีย ในน้ำ รุ่น HI715</a> , <a class="woocommerce-LoopProduct-link woocommerce-loop-product__link" href="https://www.hannathailand.com/product/hi718-checker-hc-iodine/">เครื่องวัดปริมาณไอโอดีน รุ่น HI718</a> , <a class="woocommerce-LoopProduct-link woocommerce-loop-product__link" href="https://www.hannathailand.com/product/hi705-checker-hc-silica-lr/">เครื่องวัดปริมาณซิลิกา ช่วงต่ำ ในตัวอย่างน้ำ รุ่น HI705</a> , <a class="woocommerce-LoopProduct-link woocommerce-loop-product__link" href="https://www.hannathailand.com/product/hi721-checker-hc-iron/">เครื่องวัดค่าเหล็ก รุ่น HI721</a> , <a class="woocommerce-LoopProduct-link woocommerce-loop-product__link" href="https://www.hannathailand.com/product/hi711-checker-hc-total-chlorine/">เครื่องวัดปริมาณคลอรีนรวม รุ่น HI711</a> | https://www.hannathailand.com/wp-content/uploads/2021/07/9-500x500.jpg , https://www.hannathailand.com/wp-content/uploads/2022/06/miniphotometerfurfarbe843_11-600x600.jpg , https://www.hannathailand.com/wp-content/uploads/2022/06/hi713_lg51caffcdce23e-600x600.jpg , https://www.hannathailand.com/wp-content/uploads/2022/06/miniphotometerfurammoniakmittel2416_11-600x600.jpg , https://www.hannathailand.com/wp-content/uploads/2022/06/miniphotometerfuriod829_11-600x600.jpg , https://www.hannathailand.com/wp-content/uploads/2022/06/hi705400-600x600.jpg , https://www.hannathailand.com/wp-content/uploads/2022/06/miniphotometerfureisen832_11-600x600.jpg , https://www.hannathailand.com/wp-content/uploads/2022/06/hi711_lg-600x600.jpg
6 | หัววัดค่าการนำไฟฟ้า แบบ Four ring รุ่น HI76302W รวมหัววัดอุณหภูมิในตัว | สินค้าทั้งหมด , หัววัด , เครื่องวัดการนำไฟฟ้า/ของแข็งละลายในน้ำ | https://www.hannathailand.com/product-category/tds-meter/ | https://www.hannathailand.com/product/hi76302w-four-ring-conductivity-probe-with-internal-temperature-sensor/ | HI76302W | 13,375.00 |  | <div aria-labelledby="tab-title-additional_information" class="woocommerce-Tabs-panel woocommerce-Tabs-panel--additional_information panel entry-content" id="tab-additional_information" role="tabpanel"> </div> | 4-ring interchangeable probe with built-in temperature sensor, 1 m (3.3′) cable and DIN connector. The potentiometric method eliminates polarization and thus is the most accurate way to measure electrical conductivity in liquids. The probe can also measure in a wider conductivity range because it does not suffer from electrolysis. Models with stainless steel and platinum rings are available. The platinum probes are ideal for high temperature applications, are easier to clean and provide more stable readings. Order Information: for use with HI 8733, HI 9033, HI 9034 & HI 87314 | <div aria-labelledby="tab-title-description" class="woocommerce-Tabs-panel woocommerce-Tabs-panel--description panel entry-content active" id="tab-description" role="tabpanel"> <p>4-ring interchangeable probe with built-in temperature sensor, 1 m (3.3′) cable and DIN connector.</p> <p>The potentiometric method eliminates polarization and thus is the most accurate way to measure electrical conductivity in liquids. The probe can also measure in a wider conductivity range because it does not suffer from electrolysis. Models with stainless steel and platinum rings are available. The platinum probes are ideal for high temperature applications, are easier to clean and provide more stable readings.</p> <p> </p> <p><strong>Order Information:</strong> for use with HI 8733, HI 9033, HI 9034 &amp; HI 87314</p> </div> | for use with HI 8733, HI 9033, HI 9034 & HI 87314 | <div class="product-short-description"> <p>for use with HI 8733, HI 9033, HI 9034 &amp; HI 87314</p> </div> | https://www.hannathailand.com/wp-content/uploads/2022/06/hi76302w_200.jpg | น้ำยามาตรฐานสำหรับค่าโซเดียม , เครื่องวัดปริมาณฟอสเฟต ช่วงต่ำ รุ่น HI713 , เครื่องวัดปริมาณแอมโมเนีย ช่วงต่ำ รุ่น HI700 , น้ำยามาตรฐานสอบเทียบ ค่ามาตรฐานความเค็ม , เครื่องวัดสีในน้ำตัวอย่าง HI727 , เครื่องวัดปริมาณฟอสฟอรัส ช่วงสูง รุ่น HI706 , เครื่องวัดปริมาณฟอสเฟต ช่วงสูง รุ่น HI717 , เครื่องวัดปริมาณนิกเกิล ช่วงสูง รุ่น HI726 | <a class="woocommerce-LoopProduct-link woocommerce-loop-product__link" href="https://www.hannathailand.com/product/hi7090l/">น้ำยามาตรฐานสำหรับค่าโซเดียม</a> , <a class="woocommerce-LoopProduct-link woocommerce-loop-product__link" href="https://www.hannathailand.com/product/hi713-checker-hc-phosphate-lr/">เครื่องวัดปริมาณฟอสเฟต ช่วงต่ำ รุ่น HI713</a> , <a class="woocommerce-LoopProduct-link woocommerce-loop-product__link" href="https://www.hannathailand.com/product/hi700-checker-hc-ammonia-lr/">เครื่องวัดปริมาณแอมโมเนีย ช่วงต่ำ รุ่น HI700</a> , <a class="woocommerce-LoopProduct-link woocommerce-loop-product__link" href="https://www.hannathailand.com/product/hi7083l/">น้ำยามาตรฐานสอบเทียบ ค่ามาตรฐานความเค็ม</a> , <a class="woocommerce-LoopProduct-link woocommerce-loop-product__link" href="https://www.hannathailand.com/product/hi727-checker-hc-color-of-water/">เครื่องวัดสีในน้ำตัวอย่าง HI727</a> , <a class="woocommerce-LoopProduct-link woocommerce-loop-product__link" href="https://www.hannathailand.com/product/hi706-checker-hc-phosphorous-hr/">เครื่องวัดปริมาณฟอสฟอรัส ช่วงสูง รุ่น HI706</a> , <a class="woocommerce-LoopProduct-link woocommerce-loop-product__link" href="https://www.hannathailand.com/product/hi717-checker-hc-phosphate-hr/">เครื่องวัดปริมาณฟอสเฟต ช่วงสูง รุ่น HI717</a> , <a class="woocommerce-LoopProduct-link woocommerce-loop-product__link" href="https://www.hannathailand.com/product/hi726-checker-hc-nickel-hr/">เครื่องวัดปริมาณนิกเกิล ช่วงสูง รุ่น HI726</a> | https://www.hannathailand.com/wp-content/uploads/2021/07/12-500x500.jpg , https://www.hannathailand.com/wp-content/uploads/2022/06/hi713_lg51caffcdce23e-600x600.jpg , https://www.hannathailand.com/wp-content/uploads/2022/06/hi700_400pxl-600x600.jpg , https://www.hannathailand.com/wp-content/uploads/2021/07/10-500x500.jpg , https://www.hannathailand.com/wp-content/uploads/2022/06/miniphotometerfurfarbe843_11-600x600.jpg , https://www.hannathailand.com/wp-content/uploads/2022/06/hi706_400-600x600.jpg , https://www.hannathailand.com/wp-content/uploads/2022/06/miniphotometerfurphosphathoch827_11-600x600.jpg , https://www.hannathailand.com/wp-content/uploads/2022/06/miniphotometerfurnickelhoch841_11-600x600.jpg
7 | หัววัดค่าการนำไฟฟ้า แบบดิจิตอล Four ring รุ่น HI763100 | สินค้าทั้งหมด , หัววัด , เครื่องวัดการนำไฟฟ้า/ของแข็งละลายในน้ำ | https://www.hannathailand.com/product-category/tds-meter/ | https://www.hannathailand.com/product/hi763100-digital-conductivity-electrode-4-ring-platinum-edge/ | HI763100 | 23,540.00 |  | <div aria-labelledby="tab-title-additional_information" class="woocommerce-Tabs-panel woocommerce-Tabs-panel--additional_information panel entry-content" id="tab-additional_information" role="tabpanel"> </div> | HI763100 SMART Digital conductivity electrode – 4ring, platinum with integrated Temperature Sensor (edge) Electrodes that can be used with Edge ™ are as advanced as the edge itself ™: a built-in microchip. CHip stores sensor type, ID and calibration information automatically retrieved by edge once the electrode connected ist.Gespeicherte pH calibration information: Buffer, date, time, offset and slope characteristics of the electrode. Conductivity calibration information: Calibrated conductivity standards, date, time, and cell constant of the sensor. Dissolved oxygen calibration information: standards for the calibration, date, time, altitude and salinity compensation. easy plug in 3.5 mm jack . | <div aria-labelledby="tab-title-description" class="woocommerce-Tabs-panel woocommerce-Tabs-panel--description panel entry-content active" id="tab-description" role="tabpanel"> <p style="text-align: justify;"><strong><span id="result_box" lang="en"><span class="hps">HI763100</span> </span></strong><span id="result_box" lang="en"><span class="hps">SMART</span></span><span id="result_box" lang="en"> <span class="hps">Digital</span> <span class="hps">conductivity</span> <span class="hps">electrode</span> <span class="hps">–</span> <span class="hps">4ring</span>, platinum <span class="hps">with integrated</span> <span class="hps">Temperature Sensor</span> <span class="hps atn">(</span>edge)</span></p> <p style="text-align: justify;"><span id="result_box" lang="en"><br/> <span class="hps">Electrodes that can</span> <span class="hps">be used with</span> <span class="hps">Edge</span> <span class="hps">™</span> <span class="hps">are</span> <span class="hps">as advanced as</span> <span class="hps">the</span> <span class="hps">edge</span> <span class="hps">itself</span> <span class="hps">™</span>: <span class="hps">a built-in</span> <span class="hps">microchip.</span></span></p> <p style="text-align: justify;"><span id="result_box" lang="en"><span class="hps"></span><br/><span class="hps">CHip</span> <span class="hps">stores</span> <span class="hps">sensor type</span>, ID <span class="hps">and</span> <span class="hps">calibration</span> <span class="hps">information</span> <span class="hps">automatically</span> <span class="hps">retrieved by</span> <span class="hps">edge</span> <span class="hps">once the</span> <span class="hps">electrode</span> <span class="hps">connected</span> <span class="hps">ist.Gespeicherte</span> <span class="hps">pH calibration</span> <span class="hps">information</span>: Buffer, <span class="hps">date, time,</span> <span class="hps">offset and slope</span> <span class="hps">characteristics</span> <span class="hps">of the electrode.</span> <span class="hps">Conductivity</span> <span class="hps">calibration</span> <span class="hps">information</span>: Calibrated <span class="hps">conductivity</span> <span class="hps">standards</span>, date, time, and <span class="hps">cell constant</span> <span class="hps">of the sensor.</span> <span class="hps">Dissolved</span> <span class="hps">oxygen</span> <span class="hps">calibration information</span>: <span class="hps">standards for the</span> <span class="hps">calibration</span>, date, <span class="hps">time, altitude</span> <span class="hps">and salinity</span> <span class="hps">compensation.</span> <span class="hps">easy</span> <span class="hps">plug in</span> <span class="hps">3.5</span> <span class="hps">mm jack</span></span></p> <div id="gt-res-tools"> <div id="gt-res-tools-l"> <div id="gt-pb-star"> <div class="goog-toolbar-button goog-inline-block trans-pb-button" data-tooltip="Sign in to save to Phrasebook" data-tooltip-align="t,c" style="text-align: justify;"> </div> </div> </div> </div> <div class="almost_half_cell" id="gt-res-content"> <div dir="ltr"><span id="result_box" lang="de"><span class="hps"><br/></span><span>.</span></span><img alt="chip523d735dab0f9" class="tinymce-editor-image" data-mce-src="media/image/chip523d735dab0f9.bmp" decoding="async" height="284" loading="lazy" src="https://shop.hannainst.ch/backend/media/image/chip523d735dab0f9.bmp" width="276"/></div> </div> </div> | HI763100 SMART Digital conductivity electrode – 4ring, platinum with integrated Temperature Sensor (edge) | <div class="product-short-description"> <p>HI763100 SMART Digital conductivity electrode – 4ring, platinum with integrated Temperature Sensor (edge)</p> </div> | https://www.hannathailand.com/wp-content/uploads/2022/06/el2.jpg | เครื่องวัดปริมาณแอมโมเนีย ในน้ำ รุ่น HI715 , เครื่องวัดปริมาณฟอสเฟต ช่วงสูง รุ่น HI717 , เซ็นเซอร์วัดออกซิเจนในน้ำสำหรับ HI9829 มัลติพารามิเตอร์ , น้ำยามาตรฐานสอบเทียบ , เครื่องวัดปริมาณฟลูออไรด์ ช่วงต่ำ รุ่น HI729 , เครื่องวัดปริมาณคลอรีนอิสระ รุ่น HI701 , น้ำยามาตรฐานสอบเทียบ ค่ามาตรฐานความเค็ม , เครื่องวัดปริมาณฟอสฟอรัส ช่วงสูง รุ่น HI706 | <a class="woocommerce-LoopProduct-link woocommerce-loop-product__link" href="https://www.hannathailand.com/product/hi715-checker-hc-ammonia-mr/">เครื่องวัดปริมาณแอมโมเนีย ในน้ำ รุ่น HI715</a> , <a class="woocommerce-LoopProduct-link woocommerce-loop-product__link" href="https://www.hannathailand.com/product/hi717-checker-hc-phosphate-hr/">เครื่องวัดปริมาณฟอสเฟต ช่วงสูง รุ่น HI717</a> , <a class="woocommerce-LoopProduct-link woocommerce-loop-product__link" href="https://www.hannathailand.com/product/hi7609829-2/">เซ็นเซอร์วัดออกซิเจนในน้ำสำหรับ HI9829 มัลติพารามิเตอร์</a> , <a class="woocommerce-LoopProduct-link woocommerce-loop-product__link" href="https://www.hannathailand.com/product/hi9828-25/">น้ำยามาตรฐานสอบเทียบ</a> , <a class="woocommerce-LoopProduct-link woocommerce-loop-product__link" href="https://www.hannathailand.com/product/hi729-checker-hc-fluoride-lr/">เครื่องวัดปริมาณฟลูออไรด์ ช่วงต่ำ รุ่น HI729</a> , <a class="woocommerce-LoopProduct-link woocommerce-loop-product__link" href="https://www.hannathailand.com/product/hi701-checker-hc-free-chlorine/">เครื่องวัดปริมาณคลอรีนอิสระ รุ่น HI701</a> , <a class="woocommerce-LoopProduct-link woocommerce-loop-product__link" href="https://www.hannathailand.com/product/hi7083l/">น้ำยามาตรฐานสอบเทียบ ค่ามาตรฐานความเค็ม</a> , <a class="woocommerce-LoopProduct-link woocommerce-loop-product__link" href="https://www.hannathailand.com/product/hi706-checker-hc-phosphorous-hr/">เครื่องวัดปริมาณฟอสฟอรัส ช่วงสูง รุ่น HI706</a> | https://www.hannathailand.com/wp-content/uploads/2022/06/miniphotometerfurammoniakmittel2416_11-600x600.jpg , https://www.hannathailand.com/wp-content/uploads/2022/06/miniphotometerfurphosphathoch827_11-600x600.jpg , https://www.hannathailand.com/wp-content/uploads/2021/07/5-500x500.jpg , https://www.hannathailand.com/wp-content/uploads/2021/07/8-500x500.jpg , https://www.hannathailand.com/wp-content/uploads/2022/06/miniphotometerfurfluoridniedrig844_11-600x600.jpg , https://www.hannathailand.com/wp-content/uploads/2021/11/hi701-500x500.jpg , https://www.hannathailand.com/wp-content/uploads/2021/07/10-500x500.jpg , https://www.hannathailand.com/wp-content/uploads/2022/06/hi706_400-600x600.jpg
8 | หัววัดค่าการนำไฟฟ้า/ของแข็งที่ละลายในน้ำ แบบ Four ring รุ่น HI76313 (Platinum) | สินค้าทั้งหมด , หัววัด , เครื่องวัดการนำไฟฟ้า/ของแข็งละลายในน้ำ | https://www.hannathailand.com/product-category/tds-meter/ | https://www.hannathailand.com/product/hi76313-platinum-four-ring-conductivitytds-probe/ | HI76313 | 21,400.00 |  | <div aria-labelledby="tab-title-additional_information" class="woocommerce-Tabs-panel woocommerce-Tabs-panel--additional_information panel entry-content" id="tab-additional_information" role="tabpanel"> </div> | Platinum, four ring conductivity/TDS probe with internal temperature sensor, DIN connector and 4 m (13.1′) cable. Order Information: for use with HI 98188 . | <div aria-labelledby="tab-title-description" class="woocommerce-Tabs-panel woocommerce-Tabs-panel--description panel entry-content active" id="tab-description" role="tabpanel"> <p>Platinum, four ring conductivity/TDS probe with internal temperature sensor, DIN connector and 4 m (13.1′) cable.</p> <p> </p> <p><strong>Order Information:</strong> for use with HI 98188</p> <p></p> <p><span id="result_box" lang="de"><span class="hps"><br/></span><span>.</span></span></p> </div> | for use with HI 98188 | <div class="product-short-description"> <p>for use with HI 98188</p> </div> | https://www.hannathailand.com/wp-content/uploads/2022/06/hi76313_98188.jpg | เครื่องวัดปริมาณซิลิกา ช่วงต่ำ ในตัวอย่างน้ำ รุ่น HI705 , เครื่องวัดปริมาณคลอรีนอิสระ รุ่น HI701 , น้ำยามาตรฐานสอบเทียบ ค่ามาตรฐานความเค็ม , เซ็นเซอร์วัดออกซิเจนในน้ำสำหรับ HI9829 มัลติพารามิเตอร์ , เครื่องวัดปริมาณฟอสฟอรัส ช่วงสูง รุ่น HI706 , เครื่องวัดปริมาณนิกเกิล ช่วงสูง รุ่น HI726 , เครื่องวัดปริมาณฟอสเฟต ช่วงต่ำ รุ่น HI713 , น้ำยามาตรฐานสำหรับค่าโซเดียม | <a class="woocommerce-LoopProduct-link woocommerce-loop-product__link" href="https://www.hannathailand.com/product/hi705-checker-hc-silica-lr/">เครื่องวัดปริมาณซิลิกา ช่วงต่ำ ในตัวอย่างน้ำ รุ่น HI705</a> , <a class="woocommerce-LoopProduct-link woocommerce-loop-product__link" href="https://www.hannathailand.com/product/hi701-checker-hc-free-chlorine/">เครื่องวัดปริมาณคลอรีนอิสระ รุ่น HI701</a> , <a class="woocommerce-LoopProduct-link woocommerce-loop-product__link" href="https://www.hannathailand.com/product/hi7080l/">น้ำยามาตรฐานสอบเทียบ ค่ามาตรฐานความเค็ม</a> , <a class="woocommerce-LoopProduct-link woocommerce-loop-product__link" href="https://www.hannathailand.com/product/hi7609829-2/">เซ็นเซอร์วัดออกซิเจนในน้ำสำหรับ HI9829 มัลติพารามิเตอร์</a> , <a class="woocommerce-LoopProduct-link woocommerce-loop-product__link" href="https://www.hannathailand.com/product/hi706-checker-hc-phosphorous-hr/">เครื่องวัดปริมาณฟอสฟอรัส ช่วงสูง รุ่น HI706</a> , <a class="woocommerce-LoopProduct-link woocommerce-loop-product__link" href="https://www.hannathailand.com/product/hi726-checker-hc-nickel-hr/">เครื่องวัดปริมาณนิกเกิล ช่วงสูง รุ่น HI726</a> , <a class="woocommerce-LoopProduct-link woocommerce-loop-product__link" href="https://www.hannathailand.com/product/hi713-checker-hc-phosphate-lr/">เครื่องวัดปริมาณฟอสเฟต ช่วงต่ำ รุ่น HI713</a> , <a class="woocommerce-LoopProduct-link woocommerce-loop-product__link" href="https://www.hannathailand.com/product/hi7090l/">น้ำยามาตรฐานสำหรับค่าโซเดียม</a> | https://www.hannathailand.com/wp-content/uploads/2022/06/hi705400-600x600.jpg , https://www.hannathailand.com/wp-content/uploads/2021/11/hi701-500x500.jpg , https://www.hannathailand.com/wp-content/uploads/2021/07/11-500x500.jpg , https://www.hannathailand.com/wp-content/uploads/2021/07/5-500x500.jpg , https://www.hannathailand.com/wp-content/uploads/2022/06/hi706_400-600x600.jpg , https://www.hannathailand.com/wp-content/uploads/2022/06/miniphotometerfurnickelhoch841_11-600x600.jpg , https://www.hannathailand.com/wp-content/uploads/2022/06/hi713_lg51caffcdce23e-600x600.jpg , https://www.hannathailand.com/wp-content/uploads/2021/07/12-500x500.jpg
9 | หัววัดค่าการนำไฟฟ้า/ของแข็งละลายในน้ำ แบบ Four ring รุ่น HI76306 รวมหัววัดอุณหภูมิในตัว | สินค้าทั้งหมด , หัววัด , เครื่องวัดการนำไฟฟ้า/ของแข็งละลายในน้ำ | https://www.hannathailand.com/product-category/tds-meter/ | https://www.hannathailand.com/product/hi76306-ectds-probe-with-internal-temperature-sensor/ | HI76306 | 6,687.50 |  | <div aria-labelledby="tab-title-additional_information" class="woocommerce-Tabs-panel woocommerce-Tabs-panel--additional_information panel entry-content" id="tab-additional_information" role="tabpanel"> </div> | EC/TDS probe with internal temperature sensor, DIN connector and 1 m (3.3’) cable (included) The slim yet rugged EC/TDS probe features a built-in temperature sensor for simultaneous EC and temperature readings. Order Information: for use with HI 99300 & HI 99301 . | <div aria-labelledby="tab-title-description" class="woocommerce-Tabs-panel woocommerce-Tabs-panel--description panel entry-content active" id="tab-description" role="tabpanel"> <p>EC/TDS probe with internal temperature sensor, DIN connector and 1 m (3.3’) cable (included)</p> <p>The slim yet rugged EC/TDS probe features a built-in temperature sensor for simultaneous EC and temperature readings.</p> <p> </p> <p><strong>Order Information:</strong> for use with HI 99300 &amp; HI 99301</p> <p></p> <p><span id="result_box" lang="de"><span class="hps"><br/></span><span>.</span></span></p> </div> | for use with HI 99300 & HI 99301 | <div class="product-short-description"> <p>for use with HI 99300 &amp; HI 99301</p> </div> | https://www.hannathailand.com/wp-content/uploads/2022/06/hi76306_400.jpg | สารละลายมาตรฐานความขุ่น 20 NTU , น้ำยามาตรฐานสอบเทียบ ค่ามาตรฐานความเค็ม , เครื่องวัดคลอรีน , เครื่องวัดปริมาณโครเมี่ยม ช่วงสูง รุ่น HI723 , เครื่องวัดปริมาณคลอรีนอิสระ รุ่น HI701 , เครื่องวัดปริมาณฟอสฟอรัส ช่วงต่ำมาก รุ่น HI736 , เครื่องวัดปริมาณฟอสเฟต ช่วงต่ำ รุ่น HI713 , เครื่องวัดปริมาณซิลิกา ช่วงต่ำ ในตัวอย่างน้ำ รุ่น HI705 | <a class="woocommerce-LoopProduct-link woocommerce-loop-product__link" href="https://www.hannathailand.com/product/hi93102-20/">สารละลายมาตรฐานความขุ่น 20 NTU</a> , <a class="woocommerce-LoopProduct-link woocommerce-loop-product__link" href="https://www.hannathailand.com/product/hi7083l/">น้ำยามาตรฐานสอบเทียบ ค่ามาตรฐานความเค็ม</a> , <a class="woocommerce-LoopProduct-link woocommerce-loop-product__link" href="https://www.hannathailand.com/product/free-chlorine/">เครื่องวัดคลอรีน</a> , <a class="woocommerce-LoopProduct-link woocommerce-loop-product__link" href="https://www.hannathailand.com/product/hi723-checker-hc-chromium-vi-hr/">เครื่องวัดปริมาณโครเมี่ยม ช่วงสูง รุ่น HI723</a> , <a class="woocommerce-LoopProduct-link woocommerce-loop-product__link" href="https://www.hannathailand.com/product/hi701-checker-hc-free-chlorine/">เครื่องวัดปริมาณคลอรีนอิสระ รุ่น HI701</a> , <a class="woocommerce-LoopProduct-link woocommerce-loop-product__link" href="https://www.hannathailand.com/product/phosphorous-marine/">เครื่องวัดปริมาณฟอสฟอรัส ช่วงต่ำมาก รุ่น HI736</a> , <a class="woocommerce-LoopProduct-link woocommerce-loop-product__link" href="https://www.hannathailand.com/product/hi713-checker-hc-phosphate-lr/">เครื่องวัดปริมาณฟอสเฟต ช่วงต่ำ รุ่น HI713</a> , <a class="woocommerce-LoopProduct-link woocommerce-loop-product__link" href="https://www.hannathailand.com/product/hi705-checker-hc-silica-lr/">เครื่องวัดปริมาณซิลิกา ช่วงต่ำ ในตัวอย่างน้ำ รุ่น HI705</a> | https://www.hannathailand.com/wp-content/uploads/2021/07/9-500x500.jpg , https://www.hannathailand.com/wp-content/uploads/2021/07/10-500x500.jpg , https://www.hannathailand.com/wp-content/uploads/2021/07/1-500x500.jpg , https://www.hannathailand.com/wp-content/uploads/2022/06/miniphotometerfurchromvihoch839_11-600x600.jpg , https://www.hannathailand.com/wp-content/uploads/2021/11/hi701-500x500.jpg , https://www.hannathailand.com/wp-content/uploads/2021/12/HI736-600x600.jpg , https://www.hannathailand.com/wp-content/uploads/2022/06/hi713_lg51caffcdce23e-600x600.jpg , https://www.hannathailand.com/wp-content/uploads/2022/06/hi705400-600x600.jpg
10 | หัววัดค่าการนำไฟฟ้า/ของแข็งละลายในน้ำ แบบ Four ring รุ่น HI76309 รวมหัววัดอุณหภูมิในตัว (Platinum) | สินค้าทั้งหมด , หัววัด , เครื่องวัดการนำไฟฟ้า/ของแข็งละลายในน้ำ | https://www.hannathailand.com/product-category/tds-meter/ | https://www.hannathailand.com/product/hi76309-platinum-four-ring-conductivitytds-probe/ | HI76309 | 16,585.00 |  | <div aria-labelledby="tab-title-additional_information" class="woocommerce-Tabs-panel woocommerce-Tabs-panel--additional_information panel entry-content" id="tab-additional_information" role="tabpanel"> </div> | 4-ring interchangeable probe with built-in temperature sensor, ATC and 1 m (3.3′) cable, for use with HI 9835 and HI 98360. The potentiometric method eliminates polarization and thus is the most accurate way to measure electrical conductivity in liquids. The probe can also measure in a wider conductivity range because it does not suffer from electrolysis. Models with stainless steel rings are available. The probes are ideal for high temperature applications, are easier to clean and provide more stable readings. Order Information: for use with HI 9835 and HI 98360 . | <div aria-labelledby="tab-title-description" class="woocommerce-Tabs-panel woocommerce-Tabs-panel--description panel entry-content active" id="tab-description" role="tabpanel"> <p>4-ring interchangeable probe with built-in temperature sensor, ATC and 1 m (3.3′) cable, for use with HI 9835 and HI 98360.</p> <p>The potentiometric method eliminates polarization and thus is the most accurate way to measure electrical conductivity in liquids. The probe can also measure in a wider conductivity range because it does not suffer from electrolysis. Models with stainless steel rings are available. The probes are ideal for high temperature applications, are easier to clean and provide more stable readings.</p> <p> </p> <p><strong>Order Information:</strong> for use with HI 9835 and HI 98360</p> <p></p> <p><span id="result_box" lang="de"><span class="hps"><br/></span><span>.</span></span></p> </div> | for use with HI 9835 and HI 98360 | <div class="product-short-description"> <p>for use with HI 9835 and HI 98360</p> </div> | https://www.hannathailand.com/wp-content/uploads/2022/06/hi76309_400.jpg | เครื่องวัดปริมาณฟลูออไรด์ ช่วงต่ำ รุ่น HI729 , เครื่องวัดปริมาณฟอสเฟต ช่วงสูง รุ่น HI717 , เครื่องวัดปริมาณไนไตรท์ ช่วงต่ำ รุ่น HI707 , เครื่องวัดปริมาณโบรมีน ในตัวอย่างน้ำ รุ่น HI716 , เครื่องวัดปริมาณคลอรีนรวม รุ่น HI711 , เครื่องวัดปริมาณฟอสเฟต ช่วงต่ำ รุ่น HI713 , เครื่องวัดปริมาณแอมโมเนีย ช่วงสูง รุ่น HI733 , เครื่องวัดปริมาณนิกเกิล ช่วงสูง รุ่น HI726 | <a class="woocommerce-LoopProduct-link woocommerce-loop-product__link" href="https://www.hannathailand.com/product/hi729-checker-hc-fluoride-lr/">เครื่องวัดปริมาณฟลูออไรด์ ช่วงต่ำ รุ่น HI729</a> , <a class="woocommerce-LoopProduct-link woocommerce-loop-product__link" href="https://www.hannathailand.com/product/hi717-checker-hc-phosphate-hr/">เครื่องวัดปริมาณฟอสเฟต ช่วงสูง รุ่น HI717</a> , <a class="woocommerce-LoopProduct-link woocommerce-loop-product__link" href="https://www.hannathailand.com/product/hi707-checker-hc-nitrite-lr/">เครื่องวัดปริมาณไนไตรท์ ช่วงต่ำ รุ่น HI707</a> , <a class="woocommerce-LoopProduct-link woocommerce-loop-product__link" href="https://www.hannathailand.com/product/hi716-checker-hc-bromine/">เครื่องวัดปริมาณโบรมีน ในตัวอย่างน้ำ รุ่น HI716</a> , <a class="woocommerce-LoopProduct-link woocommerce-loop-product__link" href="https://www.hannathailand.com/product/hi711-checker-hc-total-chlorine/">เครื่องวัดปริมาณคลอรีนรวม รุ่น HI711</a> , <a class="woocommerce-LoopProduct-link woocommerce-loop-product__link" href="https://www.hannathailand.com/product/hi713-checker-hc-phosphate-lr/">เครื่องวัดปริมาณฟอสเฟต ช่วงต่ำ รุ่น HI713</a> , <a class="woocommerce-LoopProduct-link woocommerce-loop-product__link" href="https://www.hannathailand.com/product/hi733-checker-hc-ammonia-hr/">เครื่องวัดปริมาณแอมโมเนีย ช่วงสูง รุ่น HI733</a> , <a class="woocommerce-LoopProduct-link woocommerce-loop-product__link" href="https://www.hannathailand.com/product/hi726-checker-hc-nickel-hr/">เครื่องวัดปริมาณนิกเกิล ช่วงสูง รุ่น HI726</a> | https://www.hannathailand.com/wp-content/uploads/2022/06/miniphotometerfurfluoridniedrig844_11-600x600.jpg , https://www.hannathailand.com/wp-content/uploads/2022/06/miniphotometerfurphosphathoch827_11-600x600.jpg , https://www.hannathailand.com/wp-content/uploads/2022/06/hi707400-600x600.jpg , https://www.hannathailand.com/wp-content/uploads/2022/06/miniphotometerfurfreiesgesamtchlor704_11-600x600.jpg , https://www.hannathailand.com/wp-content/uploads/2022/06/hi711_lg-600x600.jpg , https://www.hannathailand.com/wp-content/uploads/2022/06/hi713_lg51caffcdce23e-600x600.jpg , https://www.hannathailand.com/wp-content/uploads/2022/06/miniphotometerfurammoniumhoch2418_11-600x600.jpg , https://www.hannathailand.com/wp-content/uploads/2022/06/miniphotometerfurnickelhoch841_11-600x600.jpg
11 | หัววัดค่าความต้านทาน สำหรับเครื่องวัดแบบต่อเนื่อง รุ่น HI3314 | วัดความต้านทาน , สินค้าทั้งหมด , หัววัด , เครื่องควบคุมแบบต่อเนื่อง | https://www.hannathailand.com/product-category/pneumatics-control/ | https://www.hannathailand.com/product/hi3314/ | HI3314 | 6,955.00 | น้ำหนัก 1 กก. | <div aria-labelledby="tab-title-additional_information" class="woocommerce-Tabs-panel woocommerce-Tabs-panel--additional_information panel entry-content" id="tab-additional_information" role="tabpanel"> <table class="woocommerce-product-attributes shop_attributes"> <tr class="woocommerce-product-attributes-item woocommerce-product-attributes-item--weight"> <th class="woocommerce-product-attributes-item__label">น้ำหนัก</th> <td class="woocommerce-product-attributes-item__value">1 กก.</td> </tr> </table> </div> | Spare probe for BL983314 resistivity controller, 1 m cable | <div aria-labelledby="tab-title-description" class="woocommerce-Tabs-panel woocommerce-Tabs-panel--description panel entry-content active" id="tab-description" role="tabpanel"> <p>Spare probe for BL983314 resistivity controller, 1 m cable</p> <p></p> </div> | Resistivity probe for BL983314 resistivity controller. | <div class="product-short-description"> <p>Resistivity probe for BL983314 resistivity controller.</p> </div> | https://www.hannathailand.com/wp-content/uploads/2022/06/hi3314_200.jpg | เครื่องวัดปริมาณไอโอดีน รุ่น HI718 , เครื่องวัดปริมาณฟอสฟอรัส ช่วงต่ำมาก รุ่น HI736 , เครื่องควบคุมค่าความนำไฟฟ้า , เครื่องวัดปริมาณนิกเกิล ช่วงสูง รุ่น HI726 , เครื่องวัดปริมาณแอมโมเนีย ช่วงสูง รุ่น HI733 , เครื่องวัดปริมาณโบรมีน ในตัวอย่างน้ำ รุ่น HI716 , น้ำยามาตรฐานสำหรับค่าโซเดียม , เครื่องวัดปริมาณไนไตรท์ ช่วงต่ำ รุ่น HI707 | <a class="woocommerce-LoopProduct-link woocommerce-loop-product__link" href="https://www.hannathailand.com/product/hi718-checker-hc-iodine/">เครื่องวัดปริมาณไอโอดีน รุ่น HI718</a> , <a class="woocommerce-LoopProduct-link woocommerce-loop-product__link" href="https://www.hannathailand.com/product/phosphorous-marine/">เครื่องวัดปริมาณฟอสฟอรัส ช่วงต่ำมาก รุ่น HI736</a> , <a class="woocommerce-LoopProduct-link woocommerce-loop-product__link" href="https://www.hannathailand.com/product/hi8931cn/">เครื่องควบคุมค่าความนำไฟฟ้า</a> , <a class="woocommerce-LoopProduct-link woocommerce-loop-product__link" href="https://www.hannathailand.com/product/hi726-checker-hc-nickel-hr/">เครื่องวัดปริมาณนิกเกิล ช่วงสูง รุ่น HI726</a> , <a class="woocommerce-LoopProduct-link woocommerce-loop-product__link" href="https://www.hannathailand.com/product/hi733-checker-hc-ammonia-hr/">เครื่องวัดปริมาณแอมโมเนีย ช่วงสูง รุ่น HI733</a> , <a class="woocommerce-LoopProduct-link woocommerce-loop-product__link" href="https://www.hannathailand.com/product/hi716-checker-hc-bromine/">เครื่องวัดปริมาณโบรมีน ในตัวอย่างน้ำ รุ่น HI716</a> , <a class="woocommerce-LoopProduct-link woocommerce-loop-product__link" href="https://www.hannathailand.com/product/hi7090l/">น้ำยามาตรฐานสำหรับค่าโซเดียม</a> , <a class="woocommerce-LoopProduct-link woocommerce-loop-product__link" href="https://www.hannathailand.com/product/hi707-checker-hc-nitrite-lr/">เครื่องวัดปริมาณไนไตรท์ ช่วงต่ำ รุ่น HI707</a> | https://www.hannathailand.com/wp-content/uploads/2022/06/miniphotometerfuriod829_11-600x600.jpg , https://www.hannathailand.com/wp-content/uploads/2021/12/HI736-600x600.jpg , https://www.hannathailand.com/wp-content/uploads/2021/07/2-500x500.jpg , https://www.hannathailand.com/wp-content/uploads/2022/06/miniphotometerfurnickelhoch841_11-600x600.jpg , https://www.hannathailand.com/wp-content/uploads/2022/06/miniphotometerfurammoniumhoch2418_11-600x600.jpg , https://www.hannathailand.com/wp-content/uploads/2022/06/miniphotometerfurfreiesgesamtchlor704_11-600x600.jpg , https://www.hannathailand.com/wp-content/uploads/2021/07/12-500x500.jpg , https://www.hannathailand.com/wp-content/uploads/2022/06/hi707400-600x600.jpg
12 | หัววัดค่าออกซิเจนที่ละลายในน้ำ รุ่น HI76410 Galvanic ใช้งานกับเครื่องวัดแบบต่อเนื่อง รุ่น HI8410 | วัดออกซิเจนในน้ำ , สินค้าทั้งหมด , หัววัด , เครื่องควบคุมแบบต่อเนื่อง | https://www.hannathailand.com/product-category/pneumatics-control/ | https://www.hannathailand.com/product/hi76410-gavanic-do-meter/ | HI76410 | 20,150.24 | น้ำหนัก 0.000 กก. Cable Length 10m, 3m, 4m | <div aria-labelledby="tab-title-additional_information" class="woocommerce-Tabs-panel woocommerce-Tabs-panel--additional_information panel entry-content" id="tab-additional_information" role="tabpanel"> <table class="woocommerce-product-attributes shop_attributes"> <tr class="woocommerce-product-attributes-item woocommerce-product-attributes-item--weight"> <th class="woocommerce-product-attributes-item__label">น้ำหนัก</th> <td class="woocommerce-product-attributes-item__value">0.000 กก.</td> </tr> <tr class="woocommerce-product-attributes-item woocommerce-product-attributes-item--attribute_pa_cable-length"> <th class="woocommerce-product-attributes-item__label">Cable Length</th> <td class="woocommerce-product-attributes-item__value"><p>10m, 3m, 4m</p> </td> </tr> </table> </div> | Galvanic DO Probe with internal temperature sensor | <div aria-labelledby="tab-title-description" class="woocommerce-Tabs-panel woocommerce-Tabs-panel--description panel entry-content active" id="tab-description" role="tabpanel"> <p><span style="font-size: medium;">Galvanic DO Probe with internal temperature sensor</span></p> <p> </p> </div> | Galvanic DO Probe with internal temperature sensor | <div class="product-short-description"> <p>Galvanic DO Probe with internal temperature sensor</p> </div> | https://www.hannathailand.com/wp-content/uploads/2021/12/photometerfarbevonhonigbis150mmpfund1433_151e7a0bda26d1.jpg | เครื่องวัดปริมาณฟอสฟอรัส ช่วงสูง รุ่น HI706 , เครื่องวัดปริมาณไนไตรท์ ช่วงสูง ในตัวอย่างน้ำ รุ่น HI708 , เครื่องวัดปริมาณฟอสเฟต ช่วงสูง รุ่น HI717 , สารละลายมาตรฐานความขุ่น 20 NTU , น้ำยามาตรฐานสอบเทียบ , เครื่องวัดปริมาณซิลิกา ช่วงต่ำ ในตัวอย่างน้ำ รุ่น HI705 , เซ็นเซอร์วัดออกซิเจนในน้ำสำหรับ HI9829 มัลติพารามิเตอร์ , น้ำยามาตรฐานสำหรับค่าโซเดียม | <a class="woocommerce-LoopProduct-link woocommerce-loop-product__link" href="https://www.hannathailand.com/product/hi706-checker-hc-phosphorous-hr/">เครื่องวัดปริมาณฟอสฟอรัส ช่วงสูง รุ่น HI706</a> , <a class="woocommerce-LoopProduct-link woocommerce-loop-product__link" href="https://www.hannathailand.com/product/hi708-checker-hc-nitrite-hr/">เครื่องวัดปริมาณไนไตรท์ ช่วงสูง ในตัวอย่างน้ำ รุ่น HI708</a> , <a class="woocommerce-LoopProduct-link woocommerce-loop-product__link" href="https://www.hannathailand.com/product/hi717-checker-hc-phosphate-hr/">เครื่องวัดปริมาณฟอสเฟต ช่วงสูง รุ่น HI717</a> , <a class="woocommerce-LoopProduct-link woocommerce-loop-product__link" href="https://www.hannathailand.com/product/hi93102-20/">สารละลายมาตรฐานความขุ่น 20 NTU</a> , <a class="woocommerce-LoopProduct-link woocommerce-loop-product__link" href="https://www.hannathailand.com/product/hi9828-25/">น้ำยามาตรฐานสอบเทียบ</a> , <a class="woocommerce-LoopProduct-link woocommerce-loop-product__link" href="https://www.hannathailand.com/product/hi705-checker-hc-silica-lr/">เครื่องวัดปริมาณซิลิกา ช่วงต่ำ ในตัวอย่างน้ำ รุ่น HI705</a> , <a class="woocommerce-LoopProduct-link woocommerce-loop-product__link" href="https://www.hannathailand.com/product/hi7609829-2/">เซ็นเซอร์วัดออกซิเจนในน้ำสำหรับ HI9829 มัลติพารามิเตอร์</a> , <a class="woocommerce-LoopProduct-link woocommerce-loop-product__link" href="https://www.hannathailand.com/product/hi7090l/">น้ำยามาตรฐานสำหรับค่าโซเดียม</a> | https://www.hannathailand.com/wp-content/uploads/2022/06/hi706_400-600x600.jpg , https://www.hannathailand.com/wp-content/uploads/2022/06/miniphotometerfurnitrithoch2420_11-600x600.jpg , https://www.hannathailand.com/wp-content/uploads/2022/06/miniphotometerfurphosphathoch827_11-600x600.jpg , https://www.hannathailand.com/wp-content/uploads/2021/07/9-500x500.jpg , https://www.hannathailand.com/wp-content/uploads/2021/07/8-500x500.jpg , https://www.hannathailand.com/wp-content/uploads/2022/06/hi705400-600x600.jpg , https://www.hannathailand.com/wp-content/uploads/2021/07/5-500x500.jpg , https://www.hannathailand.com/wp-content/uploads/2021/07/12-500x500.jpg
13 | หัววัดค่าไอออนคลอไรด์ สำหรับใช้งานกับเครื่องรุ่น HI9829 (HI7609829-11) | สินค้าทั้งหมด , หัววัด , เครื่องวัดปริมาณไอออนแบบเฉพาะเจาะจง | https://www.hannathailand.com/product-category/ise-meter/ | https://www.hannathailand.com/product/hi7609829-11-chloride-ise-for-hi9829-multiparameter/ | HI7609829-11 | 24,075.00 |  | <div aria-labelledby="tab-title-additional_information" class="woocommerce-Tabs-panel woocommerce-Tabs-panel--additional_information panel entry-content" id="tab-additional_information" role="tabpanel"> </div> | Chloride ISE, with o-ring, to be used with HI 9829 and HI 98290 series multiparameter meters. | <div aria-labelledby="tab-title-description" class="woocommerce-Tabs-panel woocommerce-Tabs-panel--description panel entry-content active" id="tab-description" role="tabpanel"> <p>Chloride ISE, with o-ring, to be used with HI 9829 and HI 98290 series multiparameter meters.</p> </div> | Chloride ISE, with o-ring, to be used with HI 9829 and HI 98290 series multiparameter meters. | <div class="product-short-description"> <p>Chloride ISE, with o-ring, to be used with HI 9829 and HI 98290 series multiparameter meters.</p> </div> | https://www.hannathailand.com/wp-content/uploads/2022/06/hi760982911_200.jpg | เซ็นเซอร์วัดออกซิเจนในน้ำสำหรับ HI9829 มัลติพารามิเตอร์ , เครื่องควบคุมค่าความนำไฟฟ้า , น้ำยามาตรฐานสอบเทียบ , เครื่องวัดปริมาณไนไตรท์ ช่วงต่ำ รุ่น HI707 , เครื่องวัดปริมาณฟลูออไรด์ ช่วงต่ำ รุ่น HI729 , เครื่องวัดปริมาณคลอรีนรวม รุ่น HI711 , เครื่องวัดปริมาณโครเมี่ยม ช่วงสูง รุ่น HI723 , เครื่องวัดปริมาณโบรมีน ในตัวอย่างน้ำ รุ่น HI716 | <a class="woocommerce-LoopProduct-link woocommerce-loop-product__link" href="https://www.hannathailand.com/product/hi7609829-2/">เซ็นเซอร์วัดออกซิเจนในน้ำสำหรับ HI9829 มัลติพารามิเตอร์</a> , <a class="woocommerce-LoopProduct-link woocommerce-loop-product__link" href="https://www.hannathailand.com/product/hi8931cn/">เครื่องควบคุมค่าความนำไฟฟ้า</a> , <a class="woocommerce-LoopProduct-link woocommerce-loop-product__link" href="https://www.hannathailand.com/product/hi9828-25/">น้ำยามาตรฐานสอบเทียบ</a> , <a class="woocommerce-LoopProduct-link woocommerce-loop-product__link" href="https://www.hannathailand.com/product/hi707-checker-hc-nitrite-lr/">เครื่องวัดปริมาณไนไตรท์ ช่วงต่ำ รุ่น HI707</a> , <a class="woocommerce-LoopProduct-link woocommerce-loop-product__link" href="https://www.hannathailand.com/product/hi729-checker-hc-fluoride-lr/">เครื่องวัดปริมาณฟลูออไรด์ ช่วงต่ำ รุ่น HI729</a> , <a class="woocommerce-LoopProduct-link woocommerce-loop-product__link" href="https://www.hannathailand.com/product/hi711-checker-hc-total-chlorine/">เครื่องวัดปริมาณคลอรีนรวม รุ่น HI711</a> , <a class="woocommerce-LoopProduct-link woocommerce-loop-product__link" href="https://www.hannathailand.com/product/hi723-checker-hc-chromium-vi-hr/">เครื่องวัดปริมาณโครเมี่ยม ช่วงสูง รุ่น HI723</a> , <a class="woocommerce-LoopProduct-link woocommerce-loop-product__link" href="https://www.hannathailand.com/product/hi716-checker-hc-bromine/">เครื่องวัดปริมาณโบรมีน ในตัวอย่างน้ำ รุ่น HI716</a> | https://www.hannathailand.com/wp-content/uploads/2021/07/5-500x500.jpg , https://www.hannathailand.com/wp-content/uploads/2021/07/2-500x500.jpg , https://www.hannathailand.com/wp-content/uploads/2021/07/8-500x500.jpg , https://www.hannathailand.com/wp-content/uploads/2022/06/hi707400-600x600.jpg , https://www.hannathailand.com/wp-content/uploads/2022/06/miniphotometerfurfluoridniedrig844_11-600x600.jpg , https://www.hannathailand.com/wp-content/uploads/2022/06/hi711_lg-600x600.jpg , https://www.hannathailand.com/wp-content/uploads/2022/06/miniphotometerfurchromvihoch839_11-600x600.jpg , https://www.hannathailand.com/wp-content/uploads/2022/06/miniphotometerfurfreiesgesamtchlor704_11-600x600.jpg
14 | หัววัดค่าไอออนแอมโมเนียม สำหรับใช้งานกับเครื่องรุ่น HI9829 (HI7609829-10) | สินค้าทั้งหมด , หัววัด , เครื่องวัดปริมาณไอออนแบบเฉพาะเจาะจง | https://www.hannathailand.com/product-category/ise-meter/ | https://www.hannathailand.com/product/hi7609829-10-ammonium-ise-for-hi9829-multiparameter/ | HI7609829-10 | 24,075.00 |  | <div aria-labelledby="tab-title-additional_information" class="woocommerce-Tabs-panel woocommerce-Tabs-panel--additional_information panel entry-content" id="tab-additional_information" role="tabpanel"> </div> | Ammonium ISE sensor, with o-ring, to be used with HI 9829 and HI 98290 series multiparameter meters. | <div aria-labelledby="tab-title-description" class="woocommerce-Tabs-panel woocommerce-Tabs-panel--description panel entry-content active" id="tab-description" role="tabpanel"> <p>Ammonium ISE sensor, with o-ring, to be used with HI 9829 and HI 98290 series multiparameter meters.</p> </div> | Ammonium ISE sensor, with o-ring, to be used with HI 9829 and HI 98290 series multiparameter meters. | <div class="product-short-description"> <p>Ammonium ISE sensor, with o-ring, to be used with HI 9829 and HI 98290 series multiparameter meters.</p> </div> | https://www.hannathailand.com/wp-content/uploads/2022/06/hi760982910_400.jpg | เครื่องวัดปริมาณแอมโมเนีย ช่วงต่ำ รุ่น HI700 , เครื่องวัดคลอรีน , เครื่องวัดปริมาณฟอสเฟต ช่วงสูง รุ่น HI717 , เครื่องวัดปริมาณไนไตรท์ ช่วงต่ำ รุ่น HI707 , น้ำยามาตรฐานสอบเทียบ , เครื่องวัดปริมาณนิกเกิล ช่วงสูง รุ่น HI726 , เครื่องวัดปริมาณไอโอดีน รุ่น HI718 , สารละลายมาตรฐานความขุ่น 20 NTU | <a class="woocommerce-LoopProduct-link woocommerce-loop-product__link" href="https://www.hannathailand.com/product/hi700-checker-hc-ammonia-lr/">เครื่องวัดปริมาณแอมโมเนีย ช่วงต่ำ รุ่น HI700</a> , <a class="woocommerce-LoopProduct-link woocommerce-loop-product__link" href="https://www.hannathailand.com/product/free-chlorine/">เครื่องวัดคลอรีน</a> , <a class="woocommerce-LoopProduct-link woocommerce-loop-product__link" href="https://www.hannathailand.com/product/hi717-checker-hc-phosphate-hr/">เครื่องวัดปริมาณฟอสเฟต ช่วงสูง รุ่น HI717</a> , <a class="woocommerce-LoopProduct-link woocommerce-loop-product__link" href="https://www.hannathailand.com/product/hi707-checker-hc-nitrite-lr/">เครื่องวัดปริมาณไนไตรท์ ช่วงต่ำ รุ่น HI707</a> , <a class="woocommerce-LoopProduct-link woocommerce-loop-product__link" href="https://www.hannathailand.com/product/hi9828-25/">น้ำยามาตรฐานสอบเทียบ</a> , <a class="woocommerce-LoopProduct-link woocommerce-loop-product__link" href="https://www.hannathailand.com/product/hi726-checker-hc-nickel-hr/">เครื่องวัดปริมาณนิกเกิล ช่วงสูง รุ่น HI726</a> , <a class="woocommerce-LoopProduct-link woocommerce-loop-product__link" href="https://www.hannathailand.com/product/hi718-checker-hc-iodine/">เครื่องวัดปริมาณไอโอดีน รุ่น HI718</a> , <a class="woocommerce-LoopProduct-link woocommerce-loop-product__link" href="https://www.hannathailand.com/product/hi93102-20/">สารละลายมาตรฐานความขุ่น 20 NTU</a> | https://www.hannathailand.com/wp-content/uploads/2022/06/hi700_400pxl-600x600.jpg , https://www.hannathailand.com/wp-content/uploads/2021/07/1-500x500.jpg , https://www.hannathailand.com/wp-content/uploads/2022/06/miniphotometerfurphosphathoch827_11-600x600.jpg , https://www.hannathailand.com/wp-content/uploads/2022/06/hi707400-600x600.jpg , https://www.hannathailand.com/wp-content/uploads/2021/07/8-500x500.jpg , https://www.hannathailand.com/wp-content/uploads/2022/06/miniphotometerfurnickelhoch841_11-600x600.jpg , https://www.hannathailand.com/wp-content/uploads/2022/06/miniphotometerfuriod829_11-600x600.jpg , https://www.hannathailand.com/wp-content/uploads/2021/07/9-500x500.jpg
15 | หัววัดค่าไอออนไนเตรต สำหรับใช้งานกับเครื่องรุ่น HI9829 (HI7609829-12) | สินค้าทั้งหมด , หัววัด , เครื่องวัดปริมาณไอออนแบบเฉพาะเจาะจง | https://www.hannathailand.com/product-category/ise-meter/ | https://www.hannathailand.com/product/hi7609829-12-nitrate-ise-for-hi9829-multiparameter/ | HI7609829-12 | 24,075.00 |  | <div aria-labelledby="tab-title-additional_information" class="woocommerce-Tabs-panel woocommerce-Tabs-panel--additional_information panel entry-content" id="tab-additional_information" role="tabpanel"> </div> | Nitrate ISE with o-ring, to be used with HI 9829 and HI 98290 series multiparameter meters. | <div aria-labelledby="tab-title-description" class="woocommerce-Tabs-panel woocommerce-Tabs-panel--description panel entry-content active" id="tab-description" role="tabpanel"> <p>Nitrate ISE with o-ring, to be used with HI 9829 and HI 98290 series multiparameter meters.</p> </div> | Nitrate ISE with o-ring, to be used with HI 9829 and HI 98290 series multiparameter meters. | <div class="product-short-description"> <p>Nitrate ISE with o-ring, to be used with HI 9829 and HI 98290 series multiparameter meters.</p> </div> | https://www.hannathailand.com/wp-content/uploads/2022/06/hi760982912_200.jpg | เครื่องวัดปริมาณแอมโมเนีย ช่วงสูง รุ่น HI733 , เครื่องวัดปริมาณแอมโมเนีย ในน้ำ รุ่น HI715 , เครื่องวัดปริมาณคลอรีนรวม รุ่น HI711 , เซ็นเซอร์วัดออกซิเจนในน้ำสำหรับ HI9829 มัลติพารามิเตอร์ , เครื่องวัดปริมาณนิกเกิล ช่วงสูง รุ่น HI726 , เครื่องวัดปริมาณฟอสเฟต ช่วงต่ำ รุ่น HI713 , ซัลไฟด์สารต้านอนุมูลอิสระบัฟเฟอร์ , เครื่องวัดปริมาณโบรมีน ในตัวอย่างน้ำ รุ่น HI716 | <a class="woocommerce-LoopProduct-link woocommerce-loop-product__link" href="https://www.hannathailand.com/product/hi733-checker-hc-ammonia-hr/">เครื่องวัดปริมาณแอมโมเนีย ช่วงสูง รุ่น HI733</a> , <a class="woocommerce-LoopProduct-link woocommerce-loop-product__link" href="https://www.hannathailand.com/product/hi715-checker-hc-ammonia-mr/">เครื่องวัดปริมาณแอมโมเนีย ในน้ำ รุ่น HI715</a> , <a class="woocommerce-LoopProduct-link woocommerce-loop-product__link" href="https://www.hannathailand.com/product/hi711-checker-hc-total-chlorine/">เครื่องวัดปริมาณคลอรีนรวม รุ่น HI711</a> , <a class="woocommerce-LoopProduct-link woocommerce-loop-product__link" href="https://www.hannathailand.com/product/hi7609829-2/">เซ็นเซอร์วัดออกซิเจนในน้ำสำหรับ HI9829 มัลติพารามิเตอร์</a> , <a class="woocommerce-LoopProduct-link woocommerce-loop-product__link" href="https://www.hannathailand.com/product/hi726-checker-hc-nickel-hr/">เครื่องวัดปริมาณนิกเกิล ช่วงสูง รุ่น HI726</a> , <a class="woocommerce-LoopProduct-link woocommerce-loop-product__link" href="https://www.hannathailand.com/product/hi713-checker-hc-phosphate-lr/">เครื่องวัดปริมาณฟอสเฟต ช่วงต่ำ รุ่น HI713</a> , <a class="woocommerce-LoopProduct-link woocommerce-loop-product__link" href="https://www.hannathailand.com/product/hi4015-00/">ซัลไฟด์สารต้านอนุมูลอิสระบัฟเฟอร์</a> , <a class="woocommerce-LoopProduct-link woocommerce-loop-product__link" href="https://www.hannathailand.com/product/hi716-checker-hc-bromine/">เครื่องวัดปริมาณโบรมีน ในตัวอย่างน้ำ รุ่น HI716</a> | https://www.hannathailand.com/wp-content/uploads/2022/06/miniphotometerfurammoniumhoch2418_11-600x600.jpg , https://www.hannathailand.com/wp-content/uploads/2022/06/miniphotometerfurammoniakmittel2416_11-600x600.jpg , https://www.hannathailand.com/wp-content/uploads/2022/06/hi711_lg-600x600.jpg , https://www.hannathailand.com/wp-content/uploads/2021/07/5-500x500.jpg , https://www.hannathailand.com/wp-content/uploads/2022/06/miniphotometerfurnickelhoch841_11-600x600.jpg , https://www.hannathailand.com/wp-content/uploads/2022/06/hi713_lg51caffcdce23e-600x600.jpg , https://www.hannathailand.com/wp-content/uploads/2021/07/7-500x500.jpg , https://www.hannathailand.com/wp-content/uploads/2022/06/miniphotometerfurfreiesgesamtchlor704_11-600x600.jpg
16 | หัววัดชนิดแก๊ส สำหรับวัดค่าไอออนคาร์บอนไดออกไซด์ (HI4000-54) สำหรับ pH sensor | สินค้าทั้งหมด , หัววัด , เครื่องวัดปริมาณไอออนแบบเฉพาะเจาะจง | https://www.hannathailand.com/product-category/ise-meter/ | https://www.hannathailand.com/product/hi4000-54/ | HI4000-54 | 24,075.00 |  | <div aria-labelledby="tab-title-additional_information" class="woocommerce-Tabs-panel woocommerce-Tabs-panel--additional_information panel entry-content" id="tab-additional_information" role="tabpanel"> </div> | Gas sensor replacement pH for Carbon Dioxide Sensor | <div aria-labelledby="tab-title-description" class="woocommerce-Tabs-panel woocommerce-Tabs-panel--description panel entry-content active" id="tab-description" role="tabpanel"> <p>Gas sensor replacement pH for Carbon Dioxide Sensor</p> <div> </div> <p> </p> </div> | Gas sensor replacement pH for Carbon Dioxide Sensor | <div class="product-short-description"> <p>Gas sensor replacement pH for Carbon Dioxide Sensor</p> </div> | https://www.hannathailand.com/wp-content/uploads/2022/06/ammoniahi400051.jpg | เครื่องวัดปริมาณฟลูออไรด์ ช่วงต่ำ รุ่น HI729 , น้ำยามาตรฐานสำหรับค่าโซเดียม , เครื่องวัดปริมาณฟอสเฟต ช่วงสูง รุ่น HI717 , เครื่องวัดปริมาณโครเมี่ยม ช่วงสูง รุ่น HI723 , สารละลายมาตรฐานความขุ่น 20 NTU , เครื่องวัดปริมาณฟอสฟอรัส ช่วงสูง รุ่น HI706 , เครื่องควบคุมค่าความนำไฟฟ้า , เครื่องวัดค่าเหล็ก รุ่น HI721 | <a class="woocommerce-LoopProduct-link woocommerce-loop-product__link" href="https://www.hannathailand.com/product/hi729-checker-hc-fluoride-lr/">เครื่องวัดปริมาณฟลูออไรด์ ช่วงต่ำ รุ่น HI729</a> , <a class="woocommerce-LoopProduct-link woocommerce-loop-product__link" href="https://www.hannathailand.com/product/hi7090l/">น้ำยามาตรฐานสำหรับค่าโซเดียม</a> , <a class="woocommerce-LoopProduct-link woocommerce-loop-product__link" href="https://www.hannathailand.com/product/hi717-checker-hc-phosphate-hr/">เครื่องวัดปริมาณฟอสเฟต ช่วงสูง รุ่น HI717</a> , <a class="woocommerce-LoopProduct-link woocommerce-loop-product__link" href="https://www.hannathailand.com/product/hi723-checker-hc-chromium-vi-hr/">เครื่องวัดปริมาณโครเมี่ยม ช่วงสูง รุ่น HI723</a> , <a class="woocommerce-LoopProduct-link woocommerce-loop-product__link" href="https://www.hannathailand.com/product/hi93102-20/">สารละลายมาตรฐานความขุ่น 20 NTU</a> , <a class="woocommerce-LoopProduct-link woocommerce-loop-product__link" href="https://www.hannathailand.com/product/hi706-checker-hc-phosphorous-hr/">เครื่องวัดปริมาณฟอสฟอรัส ช่วงสูง รุ่น HI706</a> , <a class="woocommerce-LoopProduct-link woocommerce-loop-product__link" href="https://www.hannathailand.com/product/hi8931cn/">เครื่องควบคุมค่าความนำไฟฟ้า</a> , <a class="woocommerce-LoopProduct-link woocommerce-loop-product__link" href="https://www.hannathailand.com/product/hi721-checker-hc-iron/">เครื่องวัดค่าเหล็ก รุ่น HI721</a> | https://www.hannathailand.com/wp-content/uploads/2022/06/miniphotometerfurfluoridniedrig844_11-600x600.jpg , https://www.hannathailand.com/wp-content/uploads/2021/07/12-500x500.jpg , https://www.hannathailand.com/wp-content/uploads/2022/06/miniphotometerfurphosphathoch827_11-600x600.jpg , https://www.hannathailand.com/wp-content/uploads/2022/06/miniphotometerfurchromvihoch839_11-600x600.jpg , https://www.hannathailand.com/wp-content/uploads/2021/07/9-500x500.jpg , https://www.hannathailand.com/wp-content/uploads/2022/06/hi706_400-600x600.jpg , https://www.hannathailand.com/wp-content/uploads/2021/07/2-500x500.jpg , https://www.hannathailand.com/wp-content/uploads/2022/06/miniphotometerfureisen832_11-600x600.jpg
17 | หัววัดชนิดแก๊ส สำหรับวัดค่าไอออนแอมโมเนีย (HI4000-51) สำหรับ pH sensor | สินค้าทั้งหมด , หัววัด , เครื่องวัดปริมาณไอออนแบบเฉพาะเจาะจง | https://www.hannathailand.com/product-category/ise-meter/ | https://www.hannathailand.com/product/hi4000-51/ | HI4000-51 | 24,075.00 |  | <div aria-labelledby="tab-title-additional_information" class="woocommerce-Tabs-panel woocommerce-Tabs-panel--additional_information panel entry-content" id="tab-additional_information" role="tabpanel"> </div> | Gas sensor replacement pH for ammonia sensor HI4101 | <div aria-labelledby="tab-title-description" class="woocommerce-Tabs-panel woocommerce-Tabs-panel--description panel entry-content active" id="tab-description" role="tabpanel"> <p>Gas sensor replacement pH for ammonia sensor HI4101</p> <div> </div> <p> </p> </div> | Gas sensor replacement pH for ammonia sensor for HI4101 | <div class="product-short-description"> <p>Gas sensor replacement pH for ammonia sensor for HI4101</p> </div> | https://www.hannathailand.com/wp-content/uploads/2022/06/ammoniahi400051.jpg | เครื่องวัดปริมาณไนไตรท์ ช่วงสูง ในตัวอย่างน้ำ รุ่น HI708 , เครื่องวัดปริมาณโบรมีน ในตัวอย่างน้ำ รุ่น HI716 , ซัลไฟด์สารต้านอนุมูลอิสระบัฟเฟอร์ , เครื่องวัดปริมาณฟลูออไรด์ ช่วงต่ำ รุ่น HI729 , เครื่องวัดคลอรีน , เครื่องวัดปริมาณฟอสฟอรัส ช่วงต่ำมาก รุ่น HI736 , น้ำยามาตรฐานสอบเทียบ , เครื่องวัดปริมาณคลอรีนอิสระ รุ่น HI701 | <a class="woocommerce-LoopProduct-link woocommerce-loop-product__link" href="https://www.hannathailand.com/product/hi708-checker-hc-nitrite-hr/">เครื่องวัดปริมาณไนไตรท์ ช่วงสูง ในตัวอย่างน้ำ รุ่น HI708</a> , <a class="woocommerce-LoopProduct-link woocommerce-loop-product__link" href="https://www.hannathailand.com/product/hi716-checker-hc-bromine/">เครื่องวัดปริมาณโบรมีน ในตัวอย่างน้ำ รุ่น HI716</a> , <a class="woocommerce-LoopProduct-link woocommerce-loop-product__link" href="https://www.hannathailand.com/product/hi4015-00/">ซัลไฟด์สารต้านอนุมูลอิสระบัฟเฟอร์</a> , <a class="woocommerce-LoopProduct-link woocommerce-loop-product__link" href="https://www.hannathailand.com/product/hi729-checker-hc-fluoride-lr/">เครื่องวัดปริมาณฟลูออไรด์ ช่วงต่ำ รุ่น HI729</a> , <a class="woocommerce-LoopProduct-link woocommerce-loop-product__link" href="https://www.hannathailand.com/product/free-chlorine/">เครื่องวัดคลอรีน</a> , <a class="woocommerce-LoopProduct-link woocommerce-loop-product__link" href="https://www.hannathailand.com/product/phosphorous-marine/">เครื่องวัดปริมาณฟอสฟอรัส ช่วงต่ำมาก รุ่น HI736</a> , <a class="woocommerce-LoopProduct-link woocommerce-loop-product__link" href="https://www.hannathailand.com/product/hi9828-25/">น้ำยามาตรฐานสอบเทียบ</a> , <a class="woocommerce-LoopProduct-link woocommerce-loop-product__link" href="https://www.hannathailand.com/product/hi701-checker-hc-free-chlorine/">เครื่องวัดปริมาณคลอรีนอิสระ รุ่น HI701</a> | https://www.hannathailand.com/wp-content/uploads/2022/06/miniphotometerfurnitrithoch2420_11-600x600.jpg , https://www.hannathailand.com/wp-content/uploads/2022/06/miniphotometerfurfreiesgesamtchlor704_11-600x600.jpg , https://www.hannathailand.com/wp-content/uploads/2021/07/7-500x500.jpg , https://www.hannathailand.com/wp-content/uploads/2022/06/miniphotometerfurfluoridniedrig844_11-600x600.jpg , https://www.hannathailand.com/wp-content/uploads/2021/07/1-500x500.jpg , https://www.hannathailand.com/wp-content/uploads/2021/12/HI736-600x600.jpg , https://www.hannathailand.com/wp-content/uploads/2021/07/8-500x500.jpg , https://www.hannathailand.com/wp-content/uploads/2021/11/hi701-500x500.jpg
18 | หัววัดสำรอง สำหรับวัดค่าไอออนฟลูออไรด์ (HI4110-51) | สินค้าทั้งหมด , หัววัด , เครื่องวัดปริมาณไอออนแบบเฉพาะเจาะจง | https://www.hannathailand.com/product-category/ise-meter/ | https://www.hannathailand.com/product/hi4110-51/ | HI4110-51 | 15,515.00 |  | <div aria-labelledby="tab-title-additional_information" class="woocommerce-Tabs-panel woocommerce-Tabs-panel--additional_information panel entry-content" id="tab-additional_information" role="tabpanel"> </div> | Fluoride Module for Combination ISE HI4110. | <div aria-labelledby="tab-title-description" class="woocommerce-Tabs-panel woocommerce-Tabs-panel--description panel entry-content active" id="tab-description" role="tabpanel"> <p>Fluoride Module for Combination ISE HI4110.</p> <div> </div> <p> </p> </div> | Fluoride Module for Combination ISE HI4110. | <div class="product-short-description"> <p>Fluoride Module for Combination ISE HI4110.</p> </div> | https://www.hannathailand.com/wp-content/uploads/2022/06/fluoride.jpg | เครื่องวัดปริมาณฟอสฟอรัส ช่วงต่ำมาก รุ่น HI736 , เครื่องวัดปริมาณฟอสเฟต ช่วงต่ำ รุ่น HI713 , เครื่องวัดปริมาณโบรมีน ในตัวอย่างน้ำ รุ่น HI716 , ซัลไฟด์สารต้านอนุมูลอิสระบัฟเฟอร์ , เครื่องวัดสีในน้ำตัวอย่าง HI727 , เครื่องวัดปริมาณไอโอดีน รุ่น HI718 , เซ็นเซอร์วัดออกซิเจนในน้ำสำหรับ HI9829 มัลติพารามิเตอร์ , น้ำยามาตรฐานสอบเทียบ ค่ามาตรฐานความเค็ม | <a class="woocommerce-LoopProduct-link woocommerce-loop-product__link" href="https://www.hannathailand.com/product/phosphorous-marine/">เครื่องวัดปริมาณฟอสฟอรัส ช่วงต่ำมาก รุ่น HI736</a> , <a class="woocommerce-LoopProduct-link woocommerce-loop-product__link" href="https://www.hannathailand.com/product/hi713-checker-hc-phosphate-lr/">เครื่องวัดปริมาณฟอสเฟต ช่วงต่ำ รุ่น HI713</a> , <a class="woocommerce-LoopProduct-link woocommerce-loop-product__link" href="https://www.hannathailand.com/product/hi716-checker-hc-bromine/">เครื่องวัดปริมาณโบรมีน ในตัวอย่างน้ำ รุ่น HI716</a> , <a class="woocommerce-LoopProduct-link woocommerce-loop-product__link" href="https://www.hannathailand.com/product/hi4015-00/">ซัลไฟด์สารต้านอนุมูลอิสระบัฟเฟอร์</a> , <a class="woocommerce-LoopProduct-link woocommerce-loop-product__link" href="https://www.hannathailand.com/product/hi727-checker-hc-color-of-water/">เครื่องวัดสีในน้ำตัวอย่าง HI727</a> , <a class="woocommerce-LoopProduct-link woocommerce-loop-product__link" href="https://www.hannathailand.com/product/hi718-checker-hc-iodine/">เครื่องวัดปริมาณไอโอดีน รุ่น HI718</a> , <a class="woocommerce-LoopProduct-link woocommerce-loop-product__link" href="https://www.hannathailand.com/product/hi7609829-2/">เซ็นเซอร์วัดออกซิเจนในน้ำสำหรับ HI9829 มัลติพารามิเตอร์</a> , <a class="woocommerce-LoopProduct-link woocommerce-loop-product__link" href="https://www.hannathailand.com/product/hi7080l/">น้ำยามาตรฐานสอบเทียบ ค่ามาตรฐานความเค็ม</a> | https://www.hannathailand.com/wp-content/uploads/2021/12/HI736-600x600.jpg , https://www.hannathailand.com/wp-content/uploads/2022/06/hi713_lg51caffcdce23e-600x600.jpg , https://www.hannathailand.com/wp-content/uploads/2022/06/miniphotometerfurfreiesgesamtchlor704_11-600x600.jpg , https://www.hannathailand.com/wp-content/uploads/2021/07/7-500x500.jpg , https://www.hannathailand.com/wp-content/uploads/2022/06/miniphotometerfurfarbe843_11-600x600.jpg , https://www.hannathailand.com/wp-content/uploads/2022/06/miniphotometerfuriod829_11-600x600.jpg , https://www.hannathailand.com/wp-content/uploads/2021/07/5-500x500.jpg , https://www.hannathailand.com/wp-content/uploads/2021/07/11-500x500.jpg
19 | หัววัดสำรองเครื่องวัดความเป็นกรด-ด่าง แบบพกพาสะดวก รุ่น HI73127 | สินค้าทั้งหมด , เครื่องวัดความเป็นกรด-ด่าง/โออาร์พี , แบบพกพาสะดวก | https://www.hannathailand.com/product-category/ph-meter/portable/ | https://www.hannathailand.com/product/hi73127-spare-ph-electrode-for-tester/ | HI73127 | 3,745.00 |  | <div aria-labelledby="tab-title-additional_information" class="woocommerce-Tabs-panel woocommerce-Tabs-panel--additional_information panel entry-content" id="tab-additional_information" role="tabpanel"> </div> | Spare tester electrode, goes to HI 98129, and HI 98130 Combo multiparamter testers, HI 98127 and HI 98128 pHep® testers, HI 98120 and HI 98121 ORP testers. Order Information: To be used with HI 98127, HI 98128, HI 98121, HI 98129 and HI 98130 | <div aria-labelledby="tab-title-description" class="woocommerce-Tabs-panel woocommerce-Tabs-panel--description panel entry-content active" id="tab-description" role="tabpanel"> <p>Spare tester electrode, goes to HI 98129, and HI 98130 Combo multiparamter testers, HI 98127 and HI 98128 pHep<sup>®</sup> testers, HI 98120 and HI 98121 ORP testers.</p> <p> </p> <p><strong>Order Information:</strong> To be used with HI 98127, HI 98128, HI 98121, HI 98129 and HI 98130</p> </div> | Spare tester electrode, goes to HI 98129, and HI 98130 Combo multiparamter testers, HI 98127 and HI 98128 pHep® testers, HI 98120 and HI 98121 ORP testers. | <div class="product-short-description"> <p>Spare tester electrode, goes to HI 98129, and HI 98130 Combo multiparamter testers, HI 98127 and HI 98128 pHep® testers, HI 98120 and HI 98121 ORP testers.</p> </div> | https://www.hannathailand.com/wp-content/uploads/2022/06/hi73127_4001.jpg | น้ำยามาตรฐานสอบเทียบ ค่ามาตรฐานความเค็ม , เครื่องวัดปริมาณฟอสเฟต ช่วงต่ำ รุ่น HI713 , น้ำยามาตรฐานสอบเทียบ , เครื่องวัดค่าเหล็ก รุ่น HI721 , เครื่องวัดปริมาณคลอรีนอิสระ รุ่น HI701 , เครื่องวัดปริมาณซิลิกา ช่วงต่ำ ในตัวอย่างน้ำ รุ่น HI705 , เครื่องวัดปริมาณโครเมี่ยม ช่วงสูง รุ่น HI723 , เครื่องวัดคลอรีน | <a class="woocommerce-LoopProduct-link woocommerce-loop-product__link" href="https://www.hannathailand.com/product/hi7083l/">น้ำยามาตรฐานสอบเทียบ ค่ามาตรฐานความเค็ม</a> , <a class="woocommerce-LoopProduct-link woocommerce-loop-product__link" href="https://www.hannathailand.com/product/hi713-checker-hc-phosphate-lr/">เครื่องวัดปริมาณฟอสเฟต ช่วงต่ำ รุ่น HI713</a> , <a class="woocommerce-LoopProduct-link woocommerce-loop-product__link" href="https://www.hannathailand.com/product/hi9828-25/">น้ำยามาตรฐานสอบเทียบ</a> , <a class="woocommerce-LoopProduct-link woocommerce-loop-product__link" href="https://www.hannathailand.com/product/hi721-checker-hc-iron/">เครื่องวัดค่าเหล็ก รุ่น HI721</a> , <a class="woocommerce-LoopProduct-link woocommerce-loop-product__link" href="https://www.hannathailand.com/product/hi701-checker-hc-free-chlorine/">เครื่องวัดปริมาณคลอรีนอิสระ รุ่น HI701</a> , <a class="woocommerce-LoopProduct-link woocommerce-loop-product__link" href="https://www.hannathailand.com/product/hi705-checker-hc-silica-lr/">เครื่องวัดปริมาณซิลิกา ช่วงต่ำ ในตัวอย่างน้ำ รุ่น HI705</a> , <a class="woocommerce-LoopProduct-link woocommerce-loop-product__link" href="https://www.hannathailand.com/product/hi723-checker-hc-chromium-vi-hr/">เครื่องวัดปริมาณโครเมี่ยม ช่วงสูง รุ่น HI723</a> , <a class="woocommerce-LoopProduct-link woocommerce-loop-product__link" href="https://www.hannathailand.com/product/free-chlorine/">เครื่องวัดคลอรีน</a> | https://www.hannathailand.com/wp-content/uploads/2021/07/10-500x500.jpg , https://www.hannathailand.com/wp-content/uploads/2022/06/hi713_lg51caffcdce23e-600x600.jpg , https://www.hannathailand.com/wp-content/uploads/2021/07/8-500x500.jpg , https://www.hannathailand.com/wp-content/uploads/2022/06/miniphotometerfureisen832_11-600x600.jpg , https://www.hannathailand.com/wp-content/uploads/2021/11/hi701-500x500.jpg , https://www.hannathailand.com/wp-content/uploads/2022/06/hi705400-600x600.jpg , https://www.hannathailand.com/wp-content/uploads/2022/06/miniphotometerfurchromvihoch839_11-600x600.jpg , https://www.hannathailand.com/wp-content/uploads/2021/07/1-500x500.jpg
20 | หัววัดอุณหภูมิ รุ่น HI7662 | สินค้าทั้งหมด , หัววัด , เครื่องวัดอุณหภูมิ/ความชื้น/แสง | https://www.hannathailand.com/product-category/thermometer/ | https://www.hannathailand.com/product/hi7662-temperature-probe/ | HI7662 | 4,815.00 |  | <div aria-labelledby="tab-title-additional_information" class="woocommerce-Tabs-panel woocommerce-Tabs-panel--additional_information panel entry-content" id="tab-additional_information" role="tabpanel"> </div> | Stainless steel temperature probe and 1 m (3.3’) cable. | <div aria-labelledby="tab-title-description" class="woocommerce-Tabs-panel woocommerce-Tabs-panel--description panel entry-content active" id="tab-description" role="tabpanel"> <p>Stainless steel temperature probe and 1 m (3.3’) cable.</p> </div> | Stainless steel temperature probe and 1 m (3.3’) cable. | <div class="product-short-description"> <p>Stainless steel temperature probe and 1 m (3.3’) cable.</p> </div> | https://www.hannathailand.com/wp-content/uploads/2022/06/hi7662_200.jpg | เครื่องวัดปริมาณไอโอดีน รุ่น HI718 , เครื่องวัดปริมาณแอมโมเนีย ช่วงต่ำ รุ่น HI700 , สารละลายมาตรฐานความขุ่น 20 NTU , เซ็นเซอร์วัดออกซิเจนในน้ำสำหรับ HI9829 มัลติพารามิเตอร์ , เครื่องวัดปริมาณนิกเกิล ช่วงสูง รุ่น HI726 , น้ำยามาตรฐานสอบเทียบ ค่ามาตรฐานความเค็ม , เครื่องวัดปริมาณฟอสฟอรัส ช่วงต่ำมาก รุ่น HI736 , เครื่องวัดปริมาณคลอรีนรวม รุ่น HI711 | <a class="woocommerce-LoopProduct-link woocommerce-loop-product__link" href="https://www.hannathailand.com/product/hi718-checker-hc-iodine/">เครื่องวัดปริมาณไอโอดีน รุ่น HI718</a> , <a class="woocommerce-LoopProduct-link woocommerce-loop-product__link" href="https://www.hannathailand.com/product/hi700-checker-hc-ammonia-lr/">เครื่องวัดปริมาณแอมโมเนีย ช่วงต่ำ รุ่น HI700</a> , <a class="woocommerce-LoopProduct-link woocommerce-loop-product__link" href="https://www.hannathailand.com/product/hi93102-20/">สารละลายมาตรฐานความขุ่น 20 NTU</a> , <a class="woocommerce-LoopProduct-link woocommerce-loop-product__link" href="https://www.hannathailand.com/product/hi7609829-2/">เซ็นเซอร์วัดออกซิเจนในน้ำสำหรับ HI9829 มัลติพารามิเตอร์</a> , <a class="woocommerce-LoopProduct-link woocommerce-loop-product__link" href="https://www.hannathailand.com/product/hi726-checker-hc-nickel-hr/">เครื่องวัดปริมาณนิกเกิล ช่วงสูง รุ่น HI726</a> , <a class="woocommerce-LoopProduct-link woocommerce-loop-product__link" href="https://www.hannathailand.com/product/hi7083l/">น้ำยามาตรฐานสอบเทียบ ค่ามาตรฐานความเค็ม</a> , <a class="woocommerce-LoopProduct-link woocommerce-loop-product__link" href="https://www.hannathailand.com/product/phosphorous-marine/">เครื่องวัดปริมาณฟอสฟอรัส ช่วงต่ำมาก รุ่น HI736</a> , <a class="woocommerce-LoopProduct-link woocommerce-loop-product__link" href="https://www.hannathailand.com/product/hi711-checker-hc-total-chlorine/">เครื่องวัดปริมาณคลอรีนรวม รุ่น HI711</a> | https://www.hannathailand.com/wp-content/uploads/2022/06/miniphotometerfuriod829_11-600x600.jpg , https://www.hannathailand.com/wp-content/uploads/2022/06/hi700_400pxl-600x600.jpg , https://www.hannathailand.com/wp-content/uploads/2021/07/9-500x500.jpg , https://www.hannathailand.com/wp-content/uploads/2021/07/5-500x500.jpg , https://www.hannathailand.com/wp-content/uploads/2022/06/miniphotometerfurnickelhoch841_11-600x600.jpg , https://www.hannathailand.com/wp-content/uploads/2021/07/10-500x500.jpg , https://www.hannathailand.com/wp-content/uploads/2021/12/HI736-600x600.jpg , https://www.hannathailand.com/wp-content/uploads/2022/06/hi711_lg-600x600.jpg
21 | หัววัดเครื่องวัดคุณภาพน้ำ แบบหลายพารามิเตอร์ รุ่น HI99130 & HI991301 (pH/EC/TDS/°C) | สินค้าทั้งหมด , หัววัด , เครื่องวัดความเป็นกรด-ด่าง/โออาร์พี | https://www.hannathailand.com/product-category/ph-meter/ | https://www.hannathailand.com/product/phecc-multiparameter-probe-for-hi-991300-hi-991301/ | HI1288 | 9,095.00 |  | <div aria-labelledby="tab-title-additional_information" class="woocommerce-Tabs-panel woocommerce-Tabs-panel--additional_information panel entry-content" id="tab-additional_information" role="tabpanel"> </div> | Preamplified pH and EC probe recommended for general purpose, water treatment, agriculture, boilers and cooling towers. To be used with HI 991300 and HI 991301. Reference Single, Ag/AgCl Junction Cloth Plug DIN Electrolyte Gel Max Pressure 1 bar Range 0 to 13 pH; EC; 0 to 60°C (32 to 140°F) Tip Shape Spheric (dia: 8.5 mm) Temperature Sensor Yes Amplifier Yes Body Material PVC Cable 7-pole; 1.2m (3.93’) | <div aria-labelledby="tab-title-description" class="woocommerce-Tabs-panel woocommerce-Tabs-panel--description panel entry-content active" id="tab-description" role="tabpanel"> <p><span class="hps">Preamplified pH and EC probe recommended for general purpose, water treatment, agriculture, boilers and cooling towers. To be used with HI 991300 and HI 991301.</span><span class="hps"></span></p> <table class="spec_table mceItemTable"> <tbody> <tr> <td>Reference</td> <td> </td> <td>Single, Ag/AgCl</td> </tr> <tr> <td>Junction</td> <td> </td> <td>Cloth</td> </tr> <tr> <td>Plug</td> <td> </td> <td>DIN</td> </tr> <tr> <td>Electrolyte</td> <td> </td> <td>Gel</td> </tr> <tr> <td>Max Pressure</td> <td> </td> <td>1 bar</td> </tr> <tr> <td>Range</td> <td> </td> <td>0 to 13 pH; EC; 0 to 60°C (32 to 140°F)</td> </tr> <tr> <td>Tip Shape</td> <td> </td> <td>Spheric (dia: 8.5 mm)</td> </tr> <tr> <td>Temperature Sensor</td> <td> </td> <td>Yes</td> </tr> <tr> <td>Amplifier</td> <td> </td> <td>Yes</td> </tr> <tr> <td>Body Material</td> <td> </td> <td>PVC</td> </tr> <tr> <td>Cable</td> <td> </td> <td>7-pole; 1.2m (3.93’)</td> </tr> </tbody> </table> </div> | To be used with HI991300 and HI991301 | <div class="product-short-description"> <p>To be used with HI991300 and HI991301</p> </div> | https://www.hannathailand.com/wp-content/uploads/2022/06/hi1288_400151f23d6888101.jpg | น้ำยามาตรฐานสอบเทียบ ค่ามาตรฐานความเค็ม , ซัลไฟด์สารต้านอนุมูลอิสระบัฟเฟอร์ , เครื่องวัดปริมาณไอโอดีน รุ่น HI718 , เครื่องวัดปริมาณฟอสเฟต ช่วงต่ำ รุ่น HI713 , เครื่องวัดปริมาณไนไตรท์ ช่วงสูง ในตัวอย่างน้ำ รุ่น HI708 , เครื่องวัดคลอรีน , เครื่องวัดปริมาณฟอสฟอรัส ช่วงต่ำมาก รุ่น HI736 , เซ็นเซอร์วัดออกซิเจนในน้ำสำหรับ HI9829 มัลติพารามิเตอร์ | <a class="woocommerce-LoopProduct-link woocommerce-loop-product__link" href="https://www.hannathailand.com/product/hi7083l/">น้ำยามาตรฐานสอบเทียบ ค่ามาตรฐานความเค็ม</a> , <a class="woocommerce-LoopProduct-link woocommerce-loop-product__link" href="https://www.hannathailand.com/product/hi4015-00/">ซัลไฟด์สารต้านอนุมูลอิสระบัฟเฟอร์</a> , <a class="woocommerce-LoopProduct-link woocommerce-loop-product__link" href="https://www.hannathailand.com/product/hi718-checker-hc-iodine/">เครื่องวัดปริมาณไอโอดีน รุ่น HI718</a> , <a class="woocommerce-LoopProduct-link woocommerce-loop-product__link" href="https://www.hannathailand.com/product/hi713-checker-hc-phosphate-lr/">เครื่องวัดปริมาณฟอสเฟต ช่วงต่ำ รุ่น HI713</a> , <a class="woocommerce-LoopProduct-link woocommerce-loop-product__link" href="https://www.hannathailand.com/product/hi708-checker-hc-nitrite-hr/">เครื่องวัดปริมาณไนไตรท์ ช่วงสูง ในตัวอย่างน้ำ รุ่น HI708</a> , <a class="woocommerce-LoopProduct-link woocommerce-loop-product__link" href="https://www.hannathailand.com/product/free-chlorine/">เครื่องวัดคลอรีน</a> , <a class="woocommerce-LoopProduct-link woocommerce-loop-product__link" href="https://www.hannathailand.com/product/phosphorous-marine/">เครื่องวัดปริมาณฟอสฟอรัส ช่วงต่ำมาก รุ่น HI736</a> , <a class="woocommerce-LoopProduct-link woocommerce-loop-product__link" href="https://www.hannathailand.com/product/hi7609829-2/">เซ็นเซอร์วัดออกซิเจนในน้ำสำหรับ HI9829 มัลติพารามิเตอร์</a> | https://www.hannathailand.com/wp-content/uploads/2022/06/hi1288_400151f23d6888101-600x600.jpg , https://www.hannathailand.com/wp-content/uploads/2021/12/hi1288tip__643611311102912128012801-500x500.jpg , https://www.hannathailand.com/wp-content/uploads/2021/07/10-500x500.jpg , https://www.hannathailand.com/wp-content/uploads/2021/07/7-500x500.jpg , https://www.hannathailand.com/wp-content/uploads/2022/06/miniphotometerfuriod829_11-600x600.jpg , https://www.hannathailand.com/wp-content/uploads/2022/06/hi713_lg51caffcdce23e-600x600.jpg , https://www.hannathailand.com/wp-content/uploads/2022/06/miniphotometerfurnitrithoch2420_11-600x600.jpg , https://www.hannathailand.com/wp-content/uploads/2021/07/1-500x500.jpg , https://www.hannathailand.com/wp-content/uploads/2021/12/HI736-600x600.jpg , https://www.hannathailand.com/wp-content/uploads/2021/07/5-500x500.jpg
22 | อะแดปเตอร์ชาร์จไฟ 230 VAC (HI710006) European | สารละลาย , สินค้าทั้งหมด , เครื่องวัดความเป็นกรด-ด่าง/โออาร์พี | https://www.hannathailand.com/product-category/ph-meter/ | https://www.hannathailand.com/product/hi710006/ | HI710006 | 1,123.50 |  | <div aria-labelledby="tab-title-additional_information" class="woocommerce-Tabs-panel woocommerce-Tabs-panel--additional_information panel entry-content" id="tab-additional_information" role="tabpanel"> </div> | This converter enables HANNA® meters to operate at 12 Vdc from a 230 Vac power outlet. | <div aria-labelledby="tab-title-description" class="woocommerce-Tabs-panel woocommerce-Tabs-panel--description panel entry-content active" id="tab-description" role="tabpanel"> <p>This converter enables <span class="hanna">HANNA®</span> meters to operate at 12 Vdc from a 230 Vac power outlet.</p> </div> | This converter enables HANNA® meters to operate at 12 Vdc from a 230 Vac power outlet. | <div class="product-short-description"> <p>This converter enables HANNA® meters to operate at 12 Vdc from a 230 Vac power outlet.</p> </div> | https://www.hannathailand.com/wp-content/uploads/2022/06/powersupply.jpg | เครื่องวัดปริมาณแอมโมเนีย ช่วงต่ำ รุ่น HI700 , สารละลายมาตรฐานความขุ่น 20 NTU , น้ำยามาตรฐานสอบเทียบ ค่ามาตรฐานความเค็ม , เซ็นเซอร์วัดออกซิเจนในน้ำสำหรับ HI9829 มัลติพารามิเตอร์ , เครื่องวัดปริมาณฟอสฟอรัส ช่วงต่ำมาก รุ่น HI736 , เครื่องวัดค่าเหล็ก รุ่น HI721 , เครื่องวัดปริมาณโครเมี่ยม ช่วงสูง รุ่น HI723 , เครื่องวัดปริมาณแอมโมเนีย ในน้ำ รุ่น HI715 | <a class="woocommerce-LoopProduct-link woocommerce-loop-product__link" href="https://www.hannathailand.com/product/hi700-checker-hc-ammonia-lr/">เครื่องวัดปริมาณแอมโมเนีย ช่วงต่ำ รุ่น HI700</a> , <a class="woocommerce-LoopProduct-link woocommerce-loop-product__link" href="https://www.hannathailand.com/product/hi93102-20/">สารละลายมาตรฐานความขุ่น 20 NTU</a> , <a class="woocommerce-LoopProduct-link woocommerce-loop-product__link" href="https://www.hannathailand.com/product/hi7083l/">น้ำยามาตรฐานสอบเทียบ ค่ามาตรฐานความเค็ม</a> , <a class="woocommerce-LoopProduct-link woocommerce-loop-product__link" href="https://www.hannathailand.com/product/hi7609829-2/">เซ็นเซอร์วัดออกซิเจนในน้ำสำหรับ HI9829 มัลติพารามิเตอร์</a> , <a class="woocommerce-LoopProduct-link woocommerce-loop-product__link" href="https://www.hannathailand.com/product/phosphorous-marine/">เครื่องวัดปริมาณฟอสฟอรัส ช่วงต่ำมาก รุ่น HI736</a> , <a class="woocommerce-LoopProduct-link woocommerce-loop-product__link" href="https://www.hannathailand.com/product/hi721-checker-hc-iron/">เครื่องวัดค่าเหล็ก รุ่น HI721</a> , <a class="woocommerce-LoopProduct-link woocommerce-loop-product__link" href="https://www.hannathailand.com/product/hi723-checker-hc-chromium-vi-hr/">เครื่องวัดปริมาณโครเมี่ยม ช่วงสูง รุ่น HI723</a> , <a class="woocommerce-LoopProduct-link woocommerce-loop-product__link" href="https://www.hannathailand.com/product/hi715-checker-hc-ammonia-mr/">เครื่องวัดปริมาณแอมโมเนีย ในน้ำ รุ่น HI715</a> | https://www.hannathailand.com/wp-content/uploads/2022/06/hi700_400pxl-600x600.jpg , https://www.hannathailand.com/wp-content/uploads/2021/07/9-500x500.jpg , https://www.hannathailand.com/wp-content/uploads/2021/07/10-500x500.jpg , https://www.hannathailand.com/wp-content/uploads/2021/07/5-500x500.jpg , https://www.hannathailand.com/wp-content/uploads/2021/12/HI736-600x600.jpg , https://www.hannathailand.com/wp-content/uploads/2022/06/miniphotometerfureisen832_11-600x600.jpg , https://www.hannathailand.com/wp-content/uploads/2022/06/miniphotometerfurchromvihoch839_11-600x600.jpg , https://www.hannathailand.com/wp-content/uploads/2022/06/miniphotometerfurammoniakmittel2416_11-600x600.jpg
23 | อุปกรณ์ป้องกันความปลอดภัยจากสารเคมีกระเด็น (HI740217) | สินค้าทั้งหมด , เครื่องวัดซีโอดี | https://www.hannathailand.com/product-category/cod-meter/ | https://www.hannathailand.com/product/hi740217-lab-safety-shield-for-cod-measurement/ | HI740217 | 4,601.00 |  | <div aria-labelledby="tab-title-additional_information" class="woocommerce-Tabs-panel woocommerce-Tabs-panel--additional_information panel entry-content" id="tab-additional_information" role="tabpanel"> </div> | Laboratory bench safety shield | <div aria-labelledby="tab-title-description" class="woocommerce-Tabs-panel woocommerce-Tabs-panel--description panel entry-content active" id="tab-description" role="tabpanel"> <p>Laboratory bench safety shield</p> <p> </p> </div> | Laboratory bench safety shield for COD measurement | <div class="product-short-description"> <p>Laboratory bench safety shield for COD measurement</p> </div> | https://www.hannathailand.com/wp-content/uploads/2022/06/labshield5287975ed0aa1.jpg | เครื่องวัดคลอรีน , เครื่องวัดปริมาณไอโอดีน รุ่น HI718 , เครื่องวัดปริมาณไนไตรท์ ช่วงต่ำ รุ่น HI707 , เครื่องวัดปริมาณโบรมีน ในตัวอย่างน้ำ รุ่น HI716 , เครื่องวัดปริมาณโครเมี่ยม ช่วงสูง รุ่น HI723 , ซัลไฟด์สารต้านอนุมูลอิสระบัฟเฟอร์ , น้ำยามาตรฐานสอบเทียบ ค่ามาตรฐานความเค็ม , เครื่องวัดปริมาณแอมโมเนีย ช่วงต่ำ รุ่น HI700 | <a class="woocommerce-LoopProduct-link woocommerce-loop-product__link" href="https://www.hannathailand.com/product/free-chlorine/">เครื่องวัดคลอรีน</a> , <a class="woocommerce-LoopProduct-link woocommerce-loop-product__link" href="https://www.hannathailand.com/product/hi718-checker-hc-iodine/">เครื่องวัดปริมาณไอโอดีน รุ่น HI718</a> , <a class="woocommerce-LoopProduct-link woocommerce-loop-product__link" href="https://www.hannathailand.com/product/hi707-checker-hc-nitrite-lr/">เครื่องวัดปริมาณไนไตรท์ ช่วงต่ำ รุ่น HI707</a> , <a class="woocommerce-LoopProduct-link woocommerce-loop-product__link" href="https://www.hannathailand.com/product/hi716-checker-hc-bromine/">เครื่องวัดปริมาณโบรมีน ในตัวอย่างน้ำ รุ่น HI716</a> , <a class="woocommerce-LoopProduct-link woocommerce-loop-product__link" href="https://www.hannathailand.com/product/hi723-checker-hc-chromium-vi-hr/">เครื่องวัดปริมาณโครเมี่ยม ช่วงสูง รุ่น HI723</a> , <a class="woocommerce-LoopProduct-link woocommerce-loop-product__link" href="https://www.hannathailand.com/product/hi4015-00/">ซัลไฟด์สารต้านอนุมูลอิสระบัฟเฟอร์</a> , <a class="woocommerce-LoopProduct-link woocommerce-loop-product__link" href="https://www.hannathailand.com/product/hi7080l/">น้ำยามาตรฐานสอบเทียบ ค่ามาตรฐานความเค็ม</a> , <a class="woocommerce-LoopProduct-link woocommerce-loop-product__link" href="https://www.hannathailand.com/product/hi700-checker-hc-ammonia-lr/">เครื่องวัดปริมาณแอมโมเนีย ช่วงต่ำ รุ่น HI700</a> | https://www.hannathailand.com/wp-content/uploads/2021/07/1-500x500.jpg , https://www.hannathailand.com/wp-content/uploads/2022/06/miniphotometerfuriod829_11-600x600.jpg , https://www.hannathailand.com/wp-content/uploads/2022/06/hi707400-600x600.jpg , https://www.hannathailand.com/wp-content/uploads/2022/06/miniphotometerfurfreiesgesamtchlor704_11-600x600.jpg , https://www.hannathailand.com/wp-content/uploads/2022/06/miniphotometerfurchromvihoch839_11-600x600.jpg , https://www.hannathailand.com/wp-content/uploads/2021/07/7-500x500.jpg , https://www.hannathailand.com/wp-content/uploads/2021/07/11-500x500.jpg , https://www.hannathailand.com/wp-content/uploads/2022/06/hi700_400pxl-600x600.jpg
24 | เครื่องกวนสารละลาย (สีฟ้า) รุ่น HI180F-2 | สินค้าทั้งหมด , อุตสาหกรรมอาหาร , เครื่องกวนสารละลาย | https://www.hannathailand.com/product-category/magnetic-stirrer/ | https://www.hannathailand.com/product/hi180f-magnetic-mini-stirrer-dark-blue/ | HI180F-2 | 4,815.00 |  | <div aria-labelledby="tab-title-additional_information" class="woocommerce-Tabs-panel woocommerce-Tabs-panel--additional_information panel entry-content" id="tab-additional_information" role="tabpanel"> </div> | HI180F-2 เครื่องกวนทั่วไปผลิตขึ้นจากส่วนประกอบที่เป็นเหล็กและอะลูมิเนียม หน่วยเหล่านี้มักจะใหญ่และหนักเกินกว่าจะติดตั้งในพื้นที่จำกัดของห้องปฏิบัติการได้ HANNA HI 180 series มีขนาดกะทัดรัด น้ำหนักเบา ราคาไม่แพง ออกแบบให้มีลักษณะกลมพิเศษไม่มีมุมแหลมคม บ่อยครั้งในห้องปฏิบัติการ ตัวอย่างจะถูกเอาออกจากเครื่องกวนทั่วไปก่อนที่จะลดความเร็วลง โดยปกติแล้วจะทำให้มอเตอร์เร่งความเร็วจนพัง ไม่เช่นนั้นกับเครื่องกวนของ HANNA เครื่องกวนของ HANNA มีระบบควบคุมอิเล็กทรอนิกส์ที่ช่วยให้ผู้ใช้ควบคุมความเร็วได้อย่างแม่นยำยิ่งขึ้น นอกเหนือจากการควบคุมความเร็วแล้ว กลไก Speedsafe™ ยังรับประกันว่าความเร็วสูงสุดจะไม่มีวันเกินความเร็วสูงสุดอีกด้วย เครื่องกวนขนาดเล็ก HI 180 มีให้เลือกเก้าสี เครื่องกวน HI 180 หลายเครื่องสามารถวางบนม้านั่งในห้องปฏิบัติการโดยมีสีต่างๆ ช่วยในการระบุตัวอย่างต่างๆ Common stirrers are manufactured with steel and aluminum components. These units are often too large and heavy to fit in the limited space of a laboratory. HANNA HI 180 series is compact, lightweight, inexpensive and designed in a special round shape without any sharp corners. Often, in the lab, a sample is removed from a typical stirrer before reducing the speed. Normally, this would cause the motor to accelerate until it is destroyed. Not so with HANNA stirrers. HANNA stirrers incorporate electronic controls that allow the user to regulate the speed with greater precision. In addition to speed control, a Speedsafe™ mechanism will assure that the maximum speed will never be exceeded. HI 180 mini-stirrers are available in nine colors. Several HI 180 stirrers can be placed on a laboratory bench with their colors helping to identify the different samples. Order Information: All models are supplied with micro stir bar and instructions Product Manuals Manual: Download Specification : Maximum Stirring Capacity 1 liter (0.26 gallons) Speed Range Min. 100 rpm Max. 1000 rpm Power Supply 110/115 VAC or 220/240 VAC, 50/60 Hz Installation Category II Cover Material ABS plastic Environment 0 to 50°C (32 to 122°F); RH max 95% Dimensions 137 mm (dia) x 51 mm (h) Weight 640 g (1.4 lb.) | <div aria-labelledby="tab-title-description" class="woocommerce-Tabs-panel woocommerce-Tabs-panel--description panel entry-content active" id="tab-description" role="tabpanel"> <p>HI180F-2 เครื่องกวนทั่วไปผลิตขึ้นจากส่วนประกอบที่เป็นเหล็กและอะลูมิเนียม หน่วยเหล่านี้มักจะใหญ่และหนักเกินกว่าจะติดตั้งในพื้นที่จำกัดของห้องปฏิบัติการได้ HANNA HI 180 series มีขนาดกะทัดรัด น้ำหนักเบา ราคาไม่แพง ออกแบบให้มีลักษณะกลมพิเศษไม่มีมุมแหลมคม</p> <p>บ่อยครั้งในห้องปฏิบัติการ ตัวอย่างจะถูกเอาออกจากเครื่องกวนทั่วไปก่อนที่จะลดความเร็วลง โดยปกติแล้วจะทำให้มอเตอร์เร่งความเร็วจนพัง ไม่เช่นนั้นกับเครื่องกวนของ HANNA เครื่องกวนของ HANNA มีระบบควบคุมอิเล็กทรอนิกส์ที่ช่วยให้ผู้ใช้ควบคุมความเร็วได้อย่างแม่นยำยิ่งขึ้น นอกเหนือจากการควบคุมความเร็วแล้ว กลไก Speedsafe™ ยังรับประกันว่าความเร็วสูงสุดจะไม่มีวันเกินความเร็วสูงสุดอีกด้วย</p> <p>เครื่องกวนขนาดเล็ก HI 180 มีให้เลือกเก้าสี เครื่องกวน HI 180 หลายเครื่องสามารถวางบนม้านั่งในห้องปฏิบัติการโดยมีสีต่างๆ ช่วยในการระบุตัวอย่างต่างๆ</p> <p>Common stirrers are manufactured with steel and aluminum components. These units are often too large and heavy to fit in the limited space of a laboratory. HANNA HI 180 series is compact, lightweight, inexpensive and designed in a special round shape without any sharp corners.</p> <p>Often, in the lab, a sample is removed from a typical stirrer before reducing the speed. Normally, this would cause the motor to accelerate until it is destroyed. Not so with HANNA stirrers. HANNA stirrers incorporate electronic controls that allow the user to regulate the speed with greater precision. In addition to speed control, a Speedsafe™ mechanism will assure that the maximum speed will never be exceeded.</p> <p>HI 180 mini-stirrers are available in nine colors. Several HI 180 stirrers can be placed on a laboratory bench with their colors helping to identify the different samples.</p> <p> </p> <p><strong>Order Information:</strong> All models are supplied with micro stir bar and instructions</p> <div><strong>Product Manuals</strong></div> <p><strong><img align="absmiddle" alt="" border="0" decoding="async" height="22" loading="lazy" src="http://www.hannainst.com/usa/images/icon-pdf.gif" width="20"/> Manual: <a href="http://www.hannathai.com/manuals/en/manHI_180.pdf" rel="noopener" target="_blank" title="Download Product Manual">Download</a><br/> </strong></p> <p><strong>S</strong><strong>pecification :</strong></p> <table class="spec_table"> <tbody> <tr> <td>Maximum Stirring Capacity</td> <td></td> <td>1 liter (0.26 gallons)</td> </tr> <tr> <td>Speed Range</td> <td>Min.</td> <td>100 rpm</td> </tr> <tr> <td></td> <td>Max.</td> <td>1000 rpm</td> </tr> <tr> <td>Power Supply</td> <td></td> <td>110/115 VAC or 220/240 VAC, 50/60 Hz</td> </tr> <tr> <td>Installation Category</td> <td></td> <td>II</td> </tr> <tr> <td>Cover Material</td> <td></td> <td>ABS plastic</td> </tr> <tr> <td>Environment</td> <td></td> <td>0 to 50°C (32 to 122°F); RH max 95%</td> </tr> <tr> <td>Dimensions</td> <td></td> <td>137 mm (dia) x 51 mm (h)</td> </tr> <tr> <td>Weight</td> <td></td> <td>640 g (1.4 lb.)</td> </tr> </tbody> </table> </div> | The mini magnetic stirrer HI 180-2 are extremely space saving and available in different colors – for easy mapping of laboratories and research groups. | <div class="product-short-description"> <p>The mini magnetic stirrer HI 180-2 are extremely space saving and available in different colors – for easy mapping of laboratories and research groups.</p> </div> | https://www.hannathailand.com/wp-content/uploads/2022/06/419epskqpjl_sl500_aa300_.jpg | เครื่องวัดปริมาณโบรมีน ในตัวอย่างน้ำ รุ่น HI716 , น้ำยามาตรฐานสอบเทียบ ค่ามาตรฐานความเค็ม , เครื่องควบคุมค่าความนำไฟฟ้า , สารละลายมาตรฐานความขุ่น 20 NTU , ซัลไฟด์สารต้านอนุมูลอิสระบัฟเฟอร์ , น้ำยามาตรฐานสำหรับค่าโซเดียม , เครื่องวัดปริมาณแอมโมเนีย ในน้ำ รุ่น HI715 , เครื่องวัดปริมาณโครเมี่ยม ช่วงสูง รุ่น HI723 | <a class="woocommerce-LoopProduct-link woocommerce-loop-product__link" href="https://www.hannathailand.com/product/hi716-checker-hc-bromine/">เครื่องวัดปริมาณโบรมีน ในตัวอย่างน้ำ รุ่น HI716</a> , <a class="woocommerce-LoopProduct-link woocommerce-loop-product__link" href="https://www.hannathailand.com/product/hi7080l/">น้ำยามาตรฐานสอบเทียบ ค่ามาตรฐานความเค็ม</a> , <a class="woocommerce-LoopProduct-link woocommerce-loop-product__link" href="https://www.hannathailand.com/product/hi8931cn/">เครื่องควบคุมค่าความนำไฟฟ้า</a> , <a class="woocommerce-LoopProduct-link woocommerce-loop-product__link" href="https://www.hannathailand.com/product/hi93102-20/">สารละลายมาตรฐานความขุ่น 20 NTU</a> , <a class="woocommerce-LoopProduct-link woocommerce-loop-product__link" href="https://www.hannathailand.com/product/hi4015-00/">ซัลไฟด์สารต้านอนุมูลอิสระบัฟเฟอร์</a> , <a class="woocommerce-LoopProduct-link woocommerce-loop-product__link" href="https://www.hannathailand.com/product/hi7090l/">น้ำยามาตรฐานสำหรับค่าโซเดียม</a> , <a class="woocommerce-LoopProduct-link woocommerce-loop-product__link" href="https://www.hannathailand.com/product/hi715-checker-hc-ammonia-mr/">เครื่องวัดปริมาณแอมโมเนีย ในน้ำ รุ่น HI715</a> , <a class="woocommerce-LoopProduct-link woocommerce-loop-product__link" href="https://www.hannathailand.com/product/hi723-checker-hc-chromium-vi-hr/">เครื่องวัดปริมาณโครเมี่ยม ช่วงสูง รุ่น HI723</a> | https://www.hannathailand.com/wp-content/uploads/2022/06/miniphotometerfurfreiesgesamtchlor704_11-600x600.jpg , https://www.hannathailand.com/wp-content/uploads/2021/07/11-500x500.jpg , https://www.hannathailand.com/wp-content/uploads/2021/07/2-500x500.jpg , https://www.hannathailand.com/wp-content/uploads/2021/07/9-500x500.jpg , https://www.hannathailand.com/wp-content/uploads/2021/07/7-500x500.jpg , https://www.hannathailand.com/wp-content/uploads/2021/07/12-500x500.jpg , https://www.hannathailand.com/wp-content/uploads/2022/06/miniphotometerfurammoniakmittel2416_11-600x600.jpg , https://www.hannathailand.com/wp-content/uploads/2022/06/miniphotometerfurchromvihoch839_11-600x600.jpg
25 | เครื่องกวนสารละลาย (สีฟ้าอ่อน) รุ่น HI180C-2 | สินค้าทั้งหมด , อุตสาหกรรมอาหาร , เครื่องกวนสารละลาย | https://www.hannathailand.com/product-category/magnetic-stirrer/ | https://www.hannathailand.com/product/magnetic-mini-stirrer-light-blue/ | HI180C-2 | 4,815.00 |  | <div aria-labelledby="tab-title-additional_information" class="woocommerce-Tabs-panel woocommerce-Tabs-panel--additional_information panel entry-content" id="tab-additional_information" role="tabpanel"> </div> | HI180C-2 เครื่องกวนทั่วไปผลิตขึ้นจากส่วนประกอบที่เป็นเหล็กและอะลูมิเนียม หน่วยเหล่านี้มักจะใหญ่และหนักเกินกว่าจะติดตั้งในพื้นที่จำกัดของห้องปฏิบัติการได้ HANNA HI 180 series มีขนาดกะทัดรัด น้ำหนักเบา ราคาไม่แพง ออกแบบให้มีลักษณะกลมพิเศษไม่มีมุมแหลมคม บ่อยครั้งในห้องปฏิบัติการ ตัวอย่างจะถูกเอาออกจากเครื่องกวนทั่วไปก่อนที่จะลดความเร็วลง โดยปกติแล้วจะทำให้มอเตอร์เร่งความเร็วจนพัง ไม่เช่นนั้นกับเครื่องกวนของ HANNA เครื่องกวนของ HANNA มีระบบควบคุมอิเล็กทรอนิกส์ที่ช่วยให้ผู้ใช้ควบคุมความเร็วได้อย่างแม่นยำยิ่งขึ้น นอกเหนือจากการควบคุมความเร็วแล้ว กลไก Speedsafe™ ยังรับประกันว่าความเร็วสูงสุดจะไม่มีวันเกินความเร็วสูงสุดอีกด้วย เครื่องกวนขนาดเล็ก HI 180 มีให้เลือกเก้าสี เครื่องกวน HI 180 หลายเครื่องสามารถวางบนม้านั่งในห้องปฏิบัติการโดยมีสีต่างๆ ช่วยในการระบุตัวอย่างต่างๆ Common stirrers are manufactured with steel and aluminum components. These units are often too large and heavy to fit in the limited space of a laboratory. HANNA HI 180 series is compact, lightweight, inexpensive and designed in a special round shape without any sharp corners. Often, in the lab, a sample is removed from a typical stirrer before reducing the speed. Normally, this would cause the motor to accelerate until it is destroyed. Not so with HANNA stirrers. HANNA stirrers incorporate electronic controls that allow the user to regulate the speed with greater precision. In addition to speed control, a Speedsafe™ mechanism will assure that the maximum speed will never be exceeded. HI 180 mini-stirrers are available in nine colors. Several HI 180 stirrers can be placed on a laboratory bench with their colors helping to identify the different samples. Order Information: All models are supplied with micro stir bar and instructions Product Manuals Manual: Download Specification: Maximum Stirring Capacity 1 liter (0.26 gallons) Speed Range Min. 100 rpm Max. 1000 rpm Power Supply 110/115 VAC or 220/240 VAC, 50/60 Hz Installation Category II Cover Material ABS plastic Environment 0 to 50°C (32 to 122°F); RH max 95% Dimensions 137 mm (dia) x 51 mm (h) Weight 640 g (1.4 lb.) | <div aria-labelledby="tab-title-description" class="woocommerce-Tabs-panel woocommerce-Tabs-panel--description panel entry-content active" id="tab-description" role="tabpanel"> <p>HI180C-2 เครื่องกวนทั่วไปผลิตขึ้นจากส่วนประกอบที่เป็นเหล็กและอะลูมิเนียม หน่วยเหล่านี้มักจะใหญ่และหนักเกินกว่าจะติดตั้งในพื้นที่จำกัดของห้องปฏิบัติการได้ HANNA HI 180 series มีขนาดกะทัดรัด น้ำหนักเบา ราคาไม่แพง ออกแบบให้มีลักษณะกลมพิเศษไม่มีมุมแหลมคม</p> <p>บ่อยครั้งในห้องปฏิบัติการ ตัวอย่างจะถูกเอาออกจากเครื่องกวนทั่วไปก่อนที่จะลดความเร็วลง โดยปกติแล้วจะทำให้มอเตอร์เร่งความเร็วจนพัง ไม่เช่นนั้นกับเครื่องกวนของ HANNA เครื่องกวนของ HANNA มีระบบควบคุมอิเล็กทรอนิกส์ที่ช่วยให้ผู้ใช้ควบคุมความเร็วได้อย่างแม่นยำยิ่งขึ้น นอกเหนือจากการควบคุมความเร็วแล้ว กลไก Speedsafe™ ยังรับประกันว่าความเร็วสูงสุดจะไม่มีวันเกินความเร็วสูงสุดอีกด้วย</p> <p>เครื่องกวนขนาดเล็ก HI 180 มีให้เลือกเก้าสี เครื่องกวน HI 180 หลายเครื่องสามารถวางบนม้านั่งในห้องปฏิบัติการโดยมีสีต่างๆ ช่วยในการระบุตัวอย่างต่างๆ</p> <p>Common stirrers are manufactured with steel and aluminum components. These units are often too large and heavy to fit in the limited space of a laboratory. HANNA HI 180 series is compact, lightweight, inexpensive and designed in a special round shape without any sharp corners.</p> <p>Often, in the lab, a sample is removed from a typical stirrer before reducing the speed. Normally, this would cause the motor to accelerate until it is destroyed. Not so with HANNA stirrers. HANNA stirrers incorporate electronic controls that allow the user to regulate the speed with greater precision. In addition to speed control, a Speedsafe™ mechanism will assure that the maximum speed will never be exceeded.</p> <p>HI 180 mini-stirrers are available in nine colors. Several HI 180 stirrers can be placed on a laboratory bench with their colors helping to identify the different samples.</p> <p> </p> <p><strong>Order Information:</strong> All models are supplied with micro stir bar and instructions</p> <div><strong>Product Manuals</strong></div> <p><strong><img align="absmiddle" alt="" border="0" decoding="async" height="22" loading="lazy" src="http://www.hannainst.com/usa/images/icon-pdf.gif" width="20"/> Manual: <a href="http://www.hannathai.com/manuals/en/manHI_180.pdf" rel="noopener" target="_blank" title="Download Product Manual">Download</a><br/> </strong></p> <p><strong>Specification:</strong></p> <table class="spec_table"> <tbody> <tr> <td>Maximum Stirring Capacity</td> <td></td> <td>1 liter (0.26 gallons)</td> </tr> <tr> <td>Speed Range</td> <td>Min.</td> <td>100 rpm</td> </tr> <tr> <td></td> <td>Max.</td> <td>1000 rpm</td> </tr> <tr> <td>Power Supply</td> <td></td> <td>110/115 VAC or 220/240 VAC, 50/60 Hz</td> </tr> <tr> <td>Installation Category</td> <td></td> <td>II</td> </tr> <tr> <td>Cover Material</td> <td></td> <td>ABS plastic</td> </tr> <tr> <td>Environment</td> <td></td> <td>0 to 50°C (32 to 122°F); RH max 95%</td> </tr> <tr> <td>Dimensions</td> <td></td> <td>137 mm (dia) x 51 mm (h)</td> </tr> <tr> <td>Weight</td> <td></td> <td>640 g (1.4 lb.)</td> </tr> </tbody> </table> </div> | Die Mini-Magnetrührer HI 180-2 sind äusserst platzsparend und in verschiedenen Farben erhältlich – für eine einfache Zuordnung von Laboren und Arbeitsgruppen. | <div class="product-short-description"> <p>Die Mini-Magnetrührer HI 180-2 sind äusserst platzsparend und in verschiedenen Farben erhältlich – für eine einfache Zuordnung von Laboren und Arbeitsgruppen.</p> </div> | https://www.hannathailand.com/wp-content/uploads/2022/06/41dxvdqdell_sl500_aa300_.jpg | เครื่องวัดปริมาณโบรมีน ในตัวอย่างน้ำ รุ่น HI716 , เครื่องวัดปริมาณแอมโมเนีย ช่วงสูง รุ่น HI733 , เครื่องวัดค่าเหล็ก รุ่น HI721 , เครื่องวัดปริมาณฟอสฟอรัส ช่วงต่ำมาก รุ่น HI736 , เครื่องวัดปริมาณแอมโมเนีย ในน้ำ รุ่น HI715 , เครื่องวัดปริมาณฟอสเฟต ช่วงสูง รุ่น HI717 , เครื่องวัดปริมาณแอมโมเนีย ช่วงต่ำ รุ่น HI700 , น้ำยามาตรฐานสอบเทียบ ค่ามาตรฐานความเค็ม | <a class="woocommerce-LoopProduct-link woocommerce-loop-product__link" href="https://www.hannathailand.com/product/hi716-checker-hc-bromine/">เครื่องวัดปริมาณโบรมีน ในตัวอย่างน้ำ รุ่น HI716</a> , <a class="woocommerce-LoopProduct-link woocommerce-loop-product__link" href="https://www.hannathailand.com/product/hi733-checker-hc-ammonia-hr/">เครื่องวัดปริมาณแอมโมเนีย ช่วงสูง รุ่น HI733</a> , <a class="woocommerce-LoopProduct-link woocommerce-loop-product__link" href="https://www.hannathailand.com/product/hi721-checker-hc-iron/">เครื่องวัดค่าเหล็ก รุ่น HI721</a> , <a class="woocommerce-LoopProduct-link woocommerce-loop-product__link" href="https://www.hannathailand.com/product/phosphorous-marine/">เครื่องวัดปริมาณฟอสฟอรัส ช่วงต่ำมาก รุ่น HI736</a> , <a class="woocommerce-LoopProduct-link woocommerce-loop-product__link" href="https://www.hannathailand.com/product/hi715-checker-hc-ammonia-mr/">เครื่องวัดปริมาณแอมโมเนีย ในน้ำ รุ่น HI715</a> , <a class="woocommerce-LoopProduct-link woocommerce-loop-product__link" href="https://www.hannathailand.com/product/hi717-checker-hc-phosphate-hr/">เครื่องวัดปริมาณฟอสเฟต ช่วงสูง รุ่น HI717</a> , <a class="woocommerce-LoopProduct-link woocommerce-loop-product__link" href="https://www.hannathailand.com/product/hi700-checker-hc-ammonia-lr/">เครื่องวัดปริมาณแอมโมเนีย ช่วงต่ำ รุ่น HI700</a> , <a class="woocommerce-LoopProduct-link woocommerce-loop-product__link" href="https://www.hannathailand.com/product/hi7080l/">น้ำยามาตรฐานสอบเทียบ ค่ามาตรฐานความเค็ม</a> | https://www.hannathailand.com/wp-content/uploads/2022/06/miniphotometerfurfreiesgesamtchlor704_11-600x600.jpg , https://www.hannathailand.com/wp-content/uploads/2022/06/miniphotometerfurammoniumhoch2418_11-600x600.jpg , https://www.hannathailand.com/wp-content/uploads/2022/06/miniphotometerfureisen832_11-600x600.jpg , https://www.hannathailand.com/wp-content/uploads/2021/12/HI736-600x600.jpg , https://www.hannathailand.com/wp-content/uploads/2022/06/miniphotometerfurammoniakmittel2416_11-600x600.jpg , https://www.hannathailand.com/wp-content/uploads/2022/06/miniphotometerfurphosphathoch827_11-600x600.jpg , https://www.hannathailand.com/wp-content/uploads/2022/06/hi700_400pxl-600x600.jpg , https://www.hannathailand.com/wp-content/uploads/2021/07/11-500x500.jpg
26 | เครื่องกวนสารละลาย รุ่น H300N-2 | สินค้าทั้งหมด , อุตสาหกรรมอาหาร , เครื่องกวนสารละลาย | https://www.hannathailand.com/product-category/magnetic-stirrer/ | https://www.hannathailand.com/product/h300n-2-5l-heavy-duty-magnetic-stirrer/ | HI300N-2 | 8,560.00 |  | <div aria-labelledby="tab-title-additional_information" class="woocommerce-Tabs-panel woocommerce-Tabs-panel--additional_information panel entry-content" id="tab-additional_information" role="tabpanel"> </div> | H300N-2 เป็นเครื่องกวนสำหรับงานหนัก H300N-2 สามารถกวนของเหลวได้สูงสุด 2.5 ลิตร (0.66 แกลลอน) ทำให้เหมาะสำหรับใช้ในห้องปฏิบัติการและในการผลิต การควบคุมแบบอิเล็กทรอนิกส์รวมอยู่ในเครื่องกวนนี้ ซึ่งช่วยให้ผู้ใช้ควบคุมความเร็วได้อย่างแม่นยำยิ่งขึ้น ด้วย Speedsafe™ ของ HANNA ตัวจำกัดจะรับประกันว่าความเร็วสูงสุดจะไม่มีวันเกิน H300N-2 is a heavy-duty stirrer. H300N-2 can stir up to 2.5 liters (0.66 gallons) of liquid. This makes it perfect for laboratory use as well as use in production. Electronic controls are incorporated into this stirrer that allows the user to regulate the speed with greater precision. With HANNA ’s Speedsafe™, a limiter will assure that the maximum speed will never be exceeded. Order Information: The HI 300N magnetic stirrer, stainless steel cover, is supplied with micro stir bar and instructions. Product Manuals Manual: Download Specification : Maximum Stirring Capacity 2.5 liters Speed Range Min. 100 rpm Speed Range Max. 800 to 1000 rpm Power Supply 110/115 Vac or 230/240 Vac, 50/60 Hz Installation Category II Cover Material AISI 316 Stainless Steel Environment 0 to 50°C (32 to 122°F); RH max 95% Dimensions 180 x 180 x 70 mm (7.1 x 7.1 x 2.8″) Weight 1.4 kg (3.1 lb.) | <div aria-labelledby="tab-title-description" class="woocommerce-Tabs-panel woocommerce-Tabs-panel--description panel entry-content active" id="tab-description" role="tabpanel"> <p>H300N-2 เป็นเครื่องกวนสำหรับงานหนัก H300N-2 สามารถกวนของเหลวได้สูงสุด 2.5 ลิตร (0.66 แกลลอน) ทำให้เหมาะสำหรับใช้ในห้องปฏิบัติการและในการผลิต การควบคุมแบบอิเล็กทรอนิกส์รวมอยู่ในเครื่องกวนนี้ ซึ่งช่วยให้ผู้ใช้ควบคุมความเร็วได้อย่างแม่นยำยิ่งขึ้น ด้วย Speedsafe™ ของ HANNA ตัวจำกัดจะรับประกันว่าความเร็วสูงสุดจะไม่มีวันเกิน</p> <p>H300N-2 is a heavy-duty stirrer. H300N-2 can stir up to 2.5 liters (0.66 gallons) of liquid. This makes it perfect for laboratory use as well as use in production. Electronic controls are incorporated into this stirrer that allows the user to regulate the speed with greater precision. With HANNA ’s Speedsafe™, a limiter will assure that the maximum speed will never be exceeded.</p> <p> </p> <p><strong>Order Information:</strong><br/> The HI 300N magnetic stirrer, stainless steel cover, is supplied with micro stir bar and instructions.</p> <div><strong>Product Manuals</strong></div> <p><img align="absmiddle" alt="" border="0" decoding="async" height="22" loading="lazy" src="http://hannainst.com/usa/images/icon-pdf.gif" width="20"/> Manual: <a href="http://hannathai.com/manuals/en/man300_25_03_15.pdf" rel="noopener" target="_blank" title="Download Product Manual">Download</a></p> <p><strong>Specification :</strong></p> <table class="spec_table"> <tbody> <tr> <td>Maximum Stirring Capacity</td> <td></td> <td>2.5 liters</td> </tr> <tr> <td>Speed Range</td> <td>Min.</td> <td>100 rpm</td> </tr> <tr> <td>Speed Range</td> <td>Max.</td> <td>800 to 1000 rpm</td> </tr> <tr> <td>Power Supply</td> <td></td> <td>110/115 Vac or 230/240 Vac, 50/60 Hz</td> </tr> <tr> <td>Installation Category</td> <td></td> <td>II</td> </tr> <tr> <td>Cover Material</td> <td></td> <td>AISI 316 Stainless Steel</td> </tr> <tr> <td>Environment</td> <td></td> <td>0 to 50°C (32 to 122°F); RH max 95%</td> </tr> <tr> <td>Dimensions</td> <td></td> <td>180 x 180 x 70 mm (7.1 x 7.1 x 2.8″)</td> </tr> <tr> <td>Weight</td> <td></td> <td>1.4 kg (3.1 lb.)</td> </tr> </tbody> </table> <p><strong> </strong></p> </div> | HI 300N-2 is a rugged magnetic stirrer with a cover made ​​of AISI 316 stainless steel. He has a high stirring volume of 2.5 l, and therefore is perfect in laboratory and industry. | <div class="product-short-description"> <p>HI 300N-2 is a rugged magnetic stirrer with a cover made ​​of AISI 316 stainless steel. He has a high stirring volume of 2.5 l, and therefore is perfect in laboratory and industry.</p> </div> | https://www.hannathailand.com/wp-content/uploads/2022/06/hi310_400.jpg | เครื่องวัดปริมาณแอมโมเนีย ช่วงสูง รุ่น HI733 , สารละลายมาตรฐานความขุ่น 20 NTU , เครื่องวัดปริมาณแอมโมเนีย ในน้ำ รุ่น HI715 , เครื่องวัดปริมาณไอโอดีน รุ่น HI718 , เครื่องวัดปริมาณฟอสเฟต ช่วงสูง รุ่น HI717 , เครื่องวัดปริมาณซิลิกา ช่วงต่ำ ในตัวอย่างน้ำ รุ่น HI705 , น้ำยามาตรฐานสำหรับค่าโซเดียม , เครื่องวัดปริมาณโครเมี่ยม ช่วงสูง รุ่น HI723 | <a class="woocommerce-LoopProduct-link woocommerce-loop-product__link" href="https://www.hannathailand.com/product/hi733-checker-hc-ammonia-hr/">เครื่องวัดปริมาณแอมโมเนีย ช่วงสูง รุ่น HI733</a> , <a class="woocommerce-LoopProduct-link woocommerce-loop-product__link" href="https://www.hannathailand.com/product/hi93102-20/">สารละลายมาตรฐานความขุ่น 20 NTU</a> , <a class="woocommerce-LoopProduct-link woocommerce-loop-product__link" href="https://www.hannathailand.com/product/hi715-checker-hc-ammonia-mr/">เครื่องวัดปริมาณแอมโมเนีย ในน้ำ รุ่น HI715</a> , <a class="woocommerce-LoopProduct-link woocommerce-loop-product__link" href="https://www.hannathailand.com/product/hi718-checker-hc-iodine/">เครื่องวัดปริมาณไอโอดีน รุ่น HI718</a> , <a class="woocommerce-LoopProduct-link woocommerce-loop-product__link" href="https://www.hannathailand.com/product/hi717-checker-hc-phosphate-hr/">เครื่องวัดปริมาณฟอสเฟต ช่วงสูง รุ่น HI717</a> , <a class="woocommerce-LoopProduct-link woocommerce-loop-product__link" href="https://www.hannathailand.com/product/hi705-checker-hc-silica-lr/">เครื่องวัดปริมาณซิลิกา ช่วงต่ำ ในตัวอย่างน้ำ รุ่น HI705</a> , <a class="woocommerce-LoopProduct-link woocommerce-loop-product__link" href="https://www.hannathailand.com/product/hi7090l/">น้ำยามาตรฐานสำหรับค่าโซเดียม</a> , <a class="woocommerce-LoopProduct-link woocommerce-loop-product__link" href="https://www.hannathailand.com/product/hi723-checker-hc-chromium-vi-hr/">เครื่องวัดปริมาณโครเมี่ยม ช่วงสูง รุ่น HI723</a> | https://www.hannathailand.com/wp-content/uploads/2022/06/miniphotometerfurammoniumhoch2418_11-600x600.jpg , https://www.hannathailand.com/wp-content/uploads/2021/07/9-500x500.jpg , https://www.hannathailand.com/wp-content/uploads/2022/06/miniphotometerfurammoniakmittel2416_11-600x600.jpg , https://www.hannathailand.com/wp-content/uploads/2022/06/miniphotometerfuriod829_11-600x600.jpg , https://www.hannathailand.com/wp-content/uploads/2022/06/miniphotometerfurphosphathoch827_11-600x600.jpg , https://www.hannathailand.com/wp-content/uploads/2022/06/hi705400-600x600.jpg , https://www.hannathailand.com/wp-content/uploads/2021/07/12-500x500.jpg , https://www.hannathailand.com/wp-content/uploads/2022/06/miniphotometerfurchromvihoch839_11-600x600.jpg
27 | เครื่องกวนสารละลาย รุ่น HI190M-2 | สินค้าทั้งหมด , อุตสาหกรรมอาหาร , เครื่องกวนสารละลาย | https://www.hannathailand.com/product-category/magnetic-stirrer/ | https://www.hannathailand.com/product/hi190m-1l-magnetic-mini-stirrer-with-abs-cover-230v/ | HI190M-2 | 4,815.00 |  | <div aria-labelledby="tab-title-additional_information" class="woocommerce-Tabs-panel woocommerce-Tabs-panel--additional_information panel entry-content" id="tab-additional_information" role="tabpanel"> </div> | HI190M-2 มีขนาดกะทัดรัดและน้ำหนักเบา ดังนั้นการไม่มีพื้นที่ม้านั่งในห้องปฏิบัติการจึงไม่ใช่ปัญหาอีกต่อไป เครื่องกวนนี้มีระบบควบคุมอิเล็กทรอนิกส์ที่ช่วยให้ผู้ใช้ควบคุมความเร็วได้อย่างแม่นยำยิ่งขึ้น บ่อยครั้งในห้องปฏิบัติการ ตัวอย่างจะถูกเอาออกจากเครื่องกวนก่อนที่จะลดความเร็วลง ซึ่งจะทำให้มอเตอร์ของอุปกรณ์ธรรมดาเร่งความเร็วจนพัง ซึ่งไม่ก่อให้เกิดปัญหากับเครื่องกวนขนาดเล็กของ HANNA อันที่จริงกลไก Speedsafe™ ภายในจะช่วยให้มั่นใจได้ว่าจะไม่เกินความเร็วสูงสุด HI190M-2 มาพร้อมกับฝาครอบ ABS ที่จะต้านทานอันตรายจากสารเคมีที่หกโดยไม่ตั้งใจ The HI190M is compact and lightweight, so that lack of laboratory bench space is no longer a concern. This stirrer incorporates electronic controls that allow the user to regulate the speed with greater precision. Often, in the lab, a sample is removed from the stirrer before reducing the speed. This would cause the motor of conventional equipment to accelerate until it is destroyed. This does not pose a problem with HANNA mini-stirrers. In fact, the internal Speedsafe™ mechanism will ensure that the maximum speed is never exceeded. HI190M comes supplied with an ABS cover that will resist the harmful effects of chemicals that are accidentally spilled. Order Information: HI 190M mini-stirrer with ABS cover, is supplied with micro stir bar and instructions. Product Manuals Manual: Download Specification : Maximum Stirring Capacity 1 liter (0.26 gallons) Speed Range Min. 100 rpm Speed Range Max. 1000 rpm Power Supply 110/115 VAC or 220/240 VAC, 50/60Hz Installation Category II Cover Material ABS plastic Environment 0 to 50°C (32 to 122°F); RH max 95% Dimensions 120 x 120 x 45 mm (4.8 x 4.8 x 1.8″) Weight 640 g (1.4 lb.) | <div aria-labelledby="tab-title-description" class="woocommerce-Tabs-panel woocommerce-Tabs-panel--description panel entry-content active" id="tab-description" role="tabpanel"> <p>HI190M-2 มีขนาดกะทัดรัดและน้ำหนักเบา ดังนั้นการไม่มีพื้นที่ม้านั่งในห้องปฏิบัติการจึงไม่ใช่ปัญหาอีกต่อไป</p> <p>เครื่องกวนนี้มีระบบควบคุมอิเล็กทรอนิกส์ที่ช่วยให้ผู้ใช้ควบคุมความเร็วได้อย่างแม่นยำยิ่งขึ้น บ่อยครั้งในห้องปฏิบัติการ ตัวอย่างจะถูกเอาออกจากเครื่องกวนก่อนที่จะลดความเร็วลง ซึ่งจะทำให้มอเตอร์ของอุปกรณ์ธรรมดาเร่งความเร็วจนพัง ซึ่งไม่ก่อให้เกิดปัญหากับเครื่องกวนขนาดเล็กของ HANNA อันที่จริงกลไก Speedsafe™ ภายในจะช่วยให้มั่นใจได้ว่าจะไม่เกินความเร็วสูงสุด</p> <p>HI190M-2 มาพร้อมกับฝาครอบ ABS ที่จะต้านทานอันตรายจากสารเคมีที่หกโดยไม่ตั้งใจ</p> <p style="text-align: justify;">The HI190M is compact and lightweight, so that lack of laboratory bench space is no longer a concern.</p> <p style="text-align: justify;">This stirrer incorporates electronic controls that allow the user to regulate the speed with greater precision. Often, in the lab, a sample is removed from the stirrer before reducing the speed. This would cause the motor of conventional equipment to accelerate until it is destroyed. This does not pose a problem with HANNA mini-stirrers. In fact, the internal Speedsafe™ mechanism will ensure that the maximum speed is never exceeded.</p> <p style="text-align: justify;">HI190M comes supplied with an ABS cover that will resist the harmful effects of chemicals that are accidentally spilled.</p> <p style="text-align: justify;"> <p style="text-align: justify;"><strong>Order Information:</strong> HI 190M mini-stirrer with ABS cover, is supplied with micro stir bar and instructions.</p> <div><strong>Product Manuals</strong></div> <p style="text-align: justify;"><img align="absmiddle" alt="" border="0" decoding="async" height="22" loading="lazy" src="http://www.hannainst.com/usa/images/icon-pdf.gif" width="20"/> Manual: <a href="http://www.hannathai.com/manuals/en/manHI_190_200.pdf" rel="noopener" target="_blank" title="Download Product Manual">Download</a></p> <p><strong>Specification :</strong></p> <table class="spec_table"> <tbody> <tr> <td>Maximum Stirring Capacity</td> <td></td> <td>1 liter (0.26 gallons)</td> </tr> <tr> <td>Speed Range</td> <td>Min.</td> <td>100 rpm</td> </tr> <tr> <td>Speed Range</td> <td>Max.</td> <td>1000 rpm</td> </tr> <tr> <td>Power Supply</td> <td></td> <td>110/115 VAC or 220/240 VAC, 50/60Hz</td> </tr> <tr> <td>Installation Category</td> <td></td> <td>II</td> </tr> <tr> <td>Cover Material</td> <td></td> <td>ABS plastic</td> </tr> <tr> <td>Environment</td> <td></td> <td>0 to 50°C (32 to 122°F); RH max 95%</td> </tr> <tr> <td>Dimensions</td> <td></td> <td>120 x 120 x 45 mm (4.8 x 4.8 x 1.8″)</td> </tr> <tr> <td>Weight</td> <td></td> <td>640 g (1.4 lb.)</td> </tr> </tbody> </table> </p></div> | The magnetic stirrer HI 190M-2 is compact, lightweight and space saving. It is characterized by its robust cover made ​​of ABS plastic. | <div class="product-short-description"> <p>The magnetic stirrer HI 190M-2 is compact, lightweight and space saving. It is characterized by its robust cover made ​​of ABS plastic.</p> </div> | https://www.hannathailand.com/wp-content/uploads/2022/06/magnetruhrermitabsabdeckplatte199_1.jpg | น้ำยามาตรฐานสอบเทียบ , เครื่องวัดปริมาณคลอรีนอิสระ รุ่น HI701 , เครื่องวัดปริมาณแอมโมเนีย ช่วงสูง รุ่น HI733 , สารละลายมาตรฐานความขุ่น 20 NTU , เครื่องวัดสีในน้ำตัวอย่าง HI727 , เครื่องวัดปริมาณฟอสเฟต ช่วงต่ำ รุ่น HI713 , เครื่องวัดคลอรีน , เครื่องวัดค่าเหล็ก รุ่น HI721 | <a class="woocommerce-LoopProduct-link woocommerce-loop-product__link" href="https://www.hannathailand.com/product/hi9828-25/">น้ำยามาตรฐานสอบเทียบ</a> , <a class="woocommerce-LoopProduct-link woocommerce-loop-product__link" href="https://www.hannathailand.com/product/hi701-checker-hc-free-chlorine/">เครื่องวัดปริมาณคลอรีนอิสระ รุ่น HI701</a> , <a class="woocommerce-LoopProduct-link woocommerce-loop-product__link" href="https://www.hannathailand.com/product/hi733-checker-hc-ammonia-hr/">เครื่องวัดปริมาณแอมโมเนีย ช่วงสูง รุ่น HI733</a> , <a class="woocommerce-LoopProduct-link woocommerce-loop-product__link" href="https://www.hannathailand.com/product/hi93102-20/">สารละลายมาตรฐานความขุ่น 20 NTU</a> , <a class="woocommerce-LoopProduct-link woocommerce-loop-product__link" href="https://www.hannathailand.com/product/hi727-checker-hc-color-of-water/">เครื่องวัดสีในน้ำตัวอย่าง HI727</a> , <a class="woocommerce-LoopProduct-link woocommerce-loop-product__link" href="https://www.hannathailand.com/product/hi713-checker-hc-phosphate-lr/">เครื่องวัดปริมาณฟอสเฟต ช่วงต่ำ รุ่น HI713</a> , <a class="woocommerce-LoopProduct-link woocommerce-loop-product__link" href="https://www.hannathailand.com/product/free-chlorine/">เครื่องวัดคลอรีน</a> , <a class="woocommerce-LoopProduct-link woocommerce-loop-product__link" href="https://www.hannathailand.com/product/hi721-checker-hc-iron/">เครื่องวัดค่าเหล็ก รุ่น HI721</a> | https://www.hannathailand.com/wp-content/uploads/2021/07/8-500x500.jpg , https://www.hannathailand.com/wp-content/uploads/2021/11/hi701-500x500.jpg , https://www.hannathailand.com/wp-content/uploads/2022/06/miniphotometerfurammoniumhoch2418_11-600x600.jpg , https://www.hannathailand.com/wp-content/uploads/2021/07/9-500x500.jpg , https://www.hannathailand.com/wp-content/uploads/2022/06/miniphotometerfurfarbe843_11-600x600.jpg , https://www.hannathailand.com/wp-content/uploads/2022/06/hi713_lg51caffcdce23e-600x600.jpg , https://www.hannathailand.com/wp-content/uploads/2021/07/1-500x500.jpg , https://www.hannathailand.com/wp-content/uploads/2022/06/miniphotometerfureisen832_11-600x600.jpg
28 | เครื่องกวนสารละลาย รุ่น HI200M-2 | สินค้าทั้งหมด , อุตสาหกรรมอาหาร , เครื่องกวนสารละลาย | https://www.hannathailand.com/product-category/magnetic-stirrer/ | https://www.hannathailand.com/product/hi200m-1l-magnetic-stirrer-with-stainless-steel-cover-plate-230v/ | HI200M-2 | 6,420.00 |  | <div aria-labelledby="tab-title-additional_information" class="woocommerce-Tabs-panel woocommerce-Tabs-panel--additional_information panel entry-content" id="tab-additional_information" role="tabpanel"> </div> | HI200M-2 มีขนาดกะทัดรัดและน้ำหนักเบา ดังนั้นการไม่มีพื้นที่ม้านั่งในห้องปฏิบัติการจึงไม่ใช่ปัญหาอีกต่อไป เครื่องกวนนี้มีระบบควบคุมอิเล็กทรอนิกส์ที่ช่วยให้ผู้ใช้ควบคุมความเร็วได้อย่างแม่นยำยิ่งขึ้น บ่อยครั้งในห้องปฏิบัติการ ตัวอย่างจะถูกเอาออกจากเครื่องกวนก่อนที่จะลดความเร็วลง ซึ่งจะทำให้มอเตอร์ของอุปกรณ์ธรรมดาเร่งความเร็วจนพัง ซึ่งไม่ก่อให้เกิดปัญหากับเครื่องกวนขนาดเล็กของ HANNA อันที่จริงกลไก Speedsafe™ ภายในจะช่วยให้มั่นใจได้ว่าจะไม่เกินความเร็วสูงสุด HI200M-2 มีฝาปิดสแตนเลส AISI 316 รุ่นนี้เหมาะอย่างยิ่งสำหรับการใช้งานที่สร้างปฏิกิริยาคายความร้อน The HI200M-2 is compact and lightweight, so that lack of laboratory bench space is no longer a concern. This stirrer incorporates electronic controls that allow the user to regulate the speed with greater precision. Often, in the lab, a sample is removed from the stirrer before reducing the speed. This would cause the motor of conventional equipment to accelerate until it is destroyed. This does not pose a problem with HANNA mini-stirrers. In fact, the internal Speedsafe™ mechanism will ensure that the maximum speed is never exceeded. HI200M-2 has an AISI 316 stainless steel cover. This model is ideal for applications that create exothermic reactions. Order Information: HI 200M mini-stirrer with stainless steel cover, is supplied with micro stir bar and instructions. Product Manuals Manual: Download Specification : Maximum Stirring Capacity 1 liter Speed Range Min. 100 rpm Speed Range Max. 1000 rpm Power Supply 110/115 Vac or 230/240 Vac, 50/60 Hz Installation Category II Cover Material AISI 316 Stainless Steel Environment 0 to 50°C (32 to 122°F); RH max 95% Dimensions 120 x 120 x 45 mm (4.8 x 4.8 x 1.8″) Weight 710 g (1.6 lb) | <div aria-labelledby="tab-title-description" class="woocommerce-Tabs-panel woocommerce-Tabs-panel--description panel entry-content active" id="tab-description" role="tabpanel"> <p>HI200M-2 มีขนาดกะทัดรัดและน้ำหนักเบา ดังนั้นการไม่มีพื้นที่ม้านั่งในห้องปฏิบัติการจึงไม่ใช่ปัญหาอีกต่อไป</p> <p>เครื่องกวนนี้มีระบบควบคุมอิเล็กทรอนิกส์ที่ช่วยให้ผู้ใช้ควบคุมความเร็วได้อย่างแม่นยำยิ่งขึ้น บ่อยครั้งในห้องปฏิบัติการ ตัวอย่างจะถูกเอาออกจากเครื่องกวนก่อนที่จะลดความเร็วลง ซึ่งจะทำให้มอเตอร์ของอุปกรณ์ธรรมดาเร่งความเร็วจนพัง ซึ่งไม่ก่อให้เกิดปัญหากับเครื่องกวนขนาดเล็กของ HANNA อันที่จริงกลไก Speedsafe™ ภายในจะช่วยให้มั่นใจได้ว่าจะไม่เกินความเร็วสูงสุด<br/> HI200M-2 มีฝาปิดสแตนเลส AISI 316 รุ่นนี้เหมาะอย่างยิ่งสำหรับการใช้งานที่สร้างปฏิกิริยาคายความร้อน</p> <p style="text-align: justify;">The HI200M-2 is compact and lightweight, so that lack of laboratory bench space is no longer a concern.</p> <p style="text-align: justify;">This stirrer incorporates electronic controls that allow the user to regulate the speed with greater precision. Often, in the lab, a sample is removed from the stirrer before reducing the speed. This would cause the motor of conventional equipment to accelerate until it is destroyed. This does not pose a problem with HANNA mini-stirrers. In fact, the internal Speedsafe™ mechanism will ensure that the maximum speed is never exceeded.<br/> HI200M-2 has an AISI 316 stainless steel cover. This model is ideal for applications that create exothermic reactions.</p> <p style="text-align: justify;"><strong>Order Information:</strong> HI 200M mini-stirrer with stainless steel cover, is supplied with micro stir bar and instructions.</p> <div><strong>Product Manuals</strong></div> <p style="text-align: justify;"><img align="absmiddle" alt="" border="0" decoding="async" height="22" loading="lazy" src="http://www.hannainst.com/usa/images/icon-pdf.gif" width="20"/> Manual: <a href="http://www.hannathai.com/manuals/en/manHI_190_200.pdf" rel="noopener" target="_blank" title="Download Product Manual">Download</a></p> <p><strong>Specification :</strong></p> <table class="spec_table"> <tbody> <tr> <td>Maximum Stirring Capacity</td> <td></td> <td>1 liter</td> </tr> <tr> <td>Speed Range</td> <td>Min.</td> <td>100 rpm</td> </tr> <tr> <td>Speed Range</td> <td>Max.</td> <td>1000 rpm</td> </tr> <tr> <td>Power Supply</td> <td></td> <td>110/115 Vac or 230/240 Vac, 50/60 Hz</td> </tr> <tr> <td>Installation Category</td> <td></td> <td>II</td> </tr> <tr> <td>Cover Material</td> <td></td> <td>AISI 316 Stainless Steel</td> </tr> <tr> <td>Environment</td> <td></td> <td>0 to 50°C (32 to 122°F); RH max 95%</td> </tr> <tr> <td>Dimensions</td> <td></td> <td>120 x 120 x 45 mm (4.8 x 4.8 x 1.8″)</td> </tr> <tr> <td>Weight</td> <td></td> <td>710 g (1.6 lb)</td> </tr> </tbody> </table> </div> | HI200M-2 is a rugged magnetic stirrer with a cover made ​​of AISI 316 stainless steel. He has a high stirring volume of 1 L, and therefore is perfect in laboratory and industry. | <div class="product-short-description"> <p>HI200M-2 is a rugged magnetic stirrer with a cover made ​​of AISI 316 stainless steel. He has a high stirring volume of 1 L, and therefore is perfect in laboratory and industry.</p> </div> | https://www.hannathailand.com/wp-content/uploads/2021/12/HI200M.jpg | เครื่องวัดปริมาณไนไตรท์ ช่วงสูง ในตัวอย่างน้ำ รุ่น HI708 , เครื่องวัดปริมาณไนไตรท์ ช่วงต่ำ รุ่น HI707 , เครื่องวัดปริมาณโครเมี่ยม ช่วงสูง รุ่น HI723 , น้ำยามาตรฐานสำหรับค่าโซเดียม , เครื่องวัดปริมาณฟอสฟอรัส ช่วงสูง รุ่น HI706 , เครื่องวัดปริมาณฟลูออไรด์ ช่วงต่ำ รุ่น HI729 , เครื่องวัดปริมาณแอมโมเนีย ช่วงสูง รุ่น HI733 , เครื่องวัดปริมาณไอโอดีน รุ่น HI718 | <a class="woocommerce-LoopProduct-link woocommerce-loop-product__link" href="https://www.hannathailand.com/product/hi708-checker-hc-nitrite-hr/">เครื่องวัดปริมาณไนไตรท์ ช่วงสูง ในตัวอย่างน้ำ รุ่น HI708</a> , <a class="woocommerce-LoopProduct-link woocommerce-loop-product__link" href="https://www.hannathailand.com/product/hi707-checker-hc-nitrite-lr/">เครื่องวัดปริมาณไนไตรท์ ช่วงต่ำ รุ่น HI707</a> , <a class="woocommerce-LoopProduct-link woocommerce-loop-product__link" href="https://www.hannathailand.com/product/hi723-checker-hc-chromium-vi-hr/">เครื่องวัดปริมาณโครเมี่ยม ช่วงสูง รุ่น HI723</a> , <a class="woocommerce-LoopProduct-link woocommerce-loop-product__link" href="https://www.hannathailand.com/product/hi7090l/">น้ำยามาตรฐานสำหรับค่าโซเดียม</a> , <a class="woocommerce-LoopProduct-link woocommerce-loop-product__link" href="https://www.hannathailand.com/product/hi706-checker-hc-phosphorous-hr/">เครื่องวัดปริมาณฟอสฟอรัส ช่วงสูง รุ่น HI706</a> , <a class="woocommerce-LoopProduct-link woocommerce-loop-product__link" href="https://www.hannathailand.com/product/hi729-checker-hc-fluoride-lr/">เครื่องวัดปริมาณฟลูออไรด์ ช่วงต่ำ รุ่น HI729</a> , <a class="woocommerce-LoopProduct-link woocommerce-loop-product__link" href="https://www.hannathailand.com/product/hi733-checker-hc-ammonia-hr/">เครื่องวัดปริมาณแอมโมเนีย ช่วงสูง รุ่น HI733</a> , <a class="woocommerce-LoopProduct-link woocommerce-loop-product__link" href="https://www.hannathailand.com/product/hi718-checker-hc-iodine/">เครื่องวัดปริมาณไอโอดีน รุ่น HI718</a> | https://www.hannathailand.com/wp-content/uploads/2021/12/HI200M-600x600.jpg , https://www.hannathailand.com/wp-content/uploads/2021/12/HI200M-1-600x600.jpg , https://www.hannathailand.com/wp-content/uploads/2022/06/miniphotometerfurnitrithoch2420_11-600x600.jpg , https://www.hannathailand.com/wp-content/uploads/2022/06/hi707400-600x600.jpg , https://www.hannathailand.com/wp-content/uploads/2022/06/miniphotometerfurchromvihoch839_11-600x600.jpg , https://www.hannathailand.com/wp-content/uploads/2021/07/12-500x500.jpg , https://www.hannathailand.com/wp-content/uploads/2022/06/hi706_400-600x600.jpg , https://www.hannathailand.com/wp-content/uploads/2022/06/miniphotometerfurfluoridniedrig844_11-600x600.jpg , https://www.hannathailand.com/wp-content/uploads/2022/06/miniphotometerfurammoniumhoch2418_11-600x600.jpg , https://www.hannathailand.com/wp-content/uploads/2022/06/miniphotometerfuriod829_11-600x600.jpg
29 | เครื่องกวนสารละลาย รุ่น HI301N-2 | สินค้าทั้งหมด , อุตสาหกรรมอาหาร , เครื่องกวนสารละลาย | https://www.hannathailand.com/product-category/magnetic-stirrer/ | https://www.hannathailand.com/product/hi301n-2-5l-magnetic-stirrer-two-speed/ | HI301N-2 | 17,120.00 |  | <div aria-labelledby="tab-title-additional_information" class="woocommerce-Tabs-panel woocommerce-Tabs-panel--additional_information panel entry-content" id="tab-additional_information" role="tabpanel"> </div> | HI 301N is a heavy-duty stirrer that offers dual range precision. HI 301N can stir up to 2.5 liters (0.66 gallons) of liquid. Similar to the “ZOOM” function of a microscope, this stirrer allows access to two separate stirring ranges. In each range, the speed can be fine tuned for exacting accuracy. This assures maximum repeatability in experiments and processing for laboratory, as well as production use. In addition to speed control, a limiter will assure that the maximum speed will never be exceeded (Speedsafe™). HANNA stirrers incorporate a VCO device that will stop the motor from accelerating as soon as the load is removed. Order Information: The HI 301N magnetic stirrer, stainless steel cover, is supplied with magnetic stir bar and instructions. Product Manuals Manual: Download Specification : Maximum Stirring Capacity 2.5 liters (0.66 gallons) Speed Range Low 100 to 500 rpm Speed Range High 100 to 800/1000 rpm Power Supply 110/115 Vac or 230/240 Vac, 50/60 Hz Installation Category II Cover Material AISI 316 Stainless Steel Environment 0 to 50°C (32 to 122°F); RH max 95% Dimensions 180 x 180 x 70 mm (7.1 x 7.1 x 2.8″) Weight 1.4 kg (3.1 lb.) | <div aria-labelledby="tab-title-description" class="woocommerce-Tabs-panel woocommerce-Tabs-panel--description panel entry-content active" id="tab-description" role="tabpanel"> <p>HI 301N is a heavy-duty stirrer that offers dual range precision. HI 301N can stir up to 2.5 liters (0.66 gallons) of liquid.</p> <p>Similar to the “ZOOM” function of a microscope, this stirrer allows access to two separate stirring ranges. In each range, the speed can be fine tuned for exacting accuracy. This assures maximum repeatability in experiments and processing for laboratory, as well as production use.</p> <p>In addition to speed control, a limiter will assure that the maximum speed will never be exceeded (Speedsafe™). HANNA stirrers incorporate a VCO device that will stop the motor from accelerating as soon as the load is removed.</p> <p> </p> <p><strong>Order Information:</strong> The HI 301N magnetic stirrer, stainless steel cover, is supplied with magnetic stir bar and instructions.</p> <p> </p> <div><strong>Product Manuals</strong></div> <p><img align="absmiddle" alt="" border="0" decoding="async" height="22" loading="lazy" src="http://hannainst.com/usa/images/icon-pdf.gif" width="20"/> Manual: <a href="http://hannathai.com/manuals/en/man300_25_03_15.pdf" rel="noopener" target="_blank" title="Download Product Manual">Download</a></p> <p><strong>Specification :</strong></p> <table class="spec_table"> <tbody> <tr> <td>Maximum Stirring Capacity</td> <td> </td> <td>2.5 liters (0.66 gallons)</td> </tr> <tr> <td>Speed Range</td> <td>Low</td> <td>100 to 500 rpm</td> </tr> <tr> <td>Speed Range</td> <td>High</td> <td>100 to 800/1000 rpm</td> </tr> <tr> <td>Power Supply</td> <td> </td> <td>110/115 Vac or 230/240 Vac, 50/60 Hz</td> </tr> <tr> <td>Installation Category</td> <td> </td> <td>II</td> </tr> <tr> <td>Cover Material</td> <td> </td> <td>AISI 316 Stainless Steel</td> </tr> <tr> <td>Environment</td> <td> </td> <td>0 to 50°C (32 to 122°F); RH max 95%</td> </tr> <tr> <td>Dimensions</td> <td> </td> <td>180 x 180 x 70 mm (7.1 x 7.1 x 2.8″)</td> </tr> <tr> <td>Weight</td> <td> </td> <td>1.4 kg (3.1 lb.)</td> </tr> </tbody> </table> </div> | HI 301N-2 is a rugged magnetic stirrer with a cover made ​​of AISI 316 stainless steel. He has a high stirring volume of 2.5 l, and therefore is perfect in laboratory and industry. Additionally, the HI 301N-2, in contrast to HI 300N-2, two speed levels. | <div class="product-short-description"> <p>HI 301N-2 is a rugged magnetic stirrer with a cover made ​​of AISI 316 stainless steel. He has a high stirring volume of 2.5 l, and therefore is perfect in laboratory and industry. Additionally, the HI 301N-2, in contrast to HI 300N-2, two speed levels.</p> </div> | https://www.hannathailand.com/wp-content/uploads/2022/06/hi301n_400.jpg | สารละลายมาตรฐานความขุ่น 20 NTU , เครื่องวัดปริมาณฟอสเฟต ช่วงสูง รุ่น HI717 , เครื่องวัดปริมาณฟลูออไรด์ ช่วงต่ำ รุ่น HI729 , เครื่องวัดปริมาณซิลิกา ช่วงต่ำ ในตัวอย่างน้ำ รุ่น HI705 , น้ำยามาตรฐานสอบเทียบ , เครื่องวัดสีในน้ำตัวอย่าง HI727 , เซ็นเซอร์วัดออกซิเจนในน้ำสำหรับ HI9829 มัลติพารามิเตอร์ , เครื่องวัดปริมาณฟอสฟอรัส ช่วงสูง รุ่น HI706 | <a class="woocommerce-LoopProduct-link woocommerce-loop-product__link" href="https://www.hannathailand.com/product/hi93102-20/">สารละลายมาตรฐานความขุ่น 20 NTU</a> , <a class="woocommerce-LoopProduct-link woocommerce-loop-product__link" href="https://www.hannathailand.com/product/hi717-checker-hc-phosphate-hr/">เครื่องวัดปริมาณฟอสเฟต ช่วงสูง รุ่น HI717</a> , <a class="woocommerce-LoopProduct-link woocommerce-loop-product__link" href="https://www.hannathailand.com/product/hi729-checker-hc-fluoride-lr/">เครื่องวัดปริมาณฟลูออไรด์ ช่วงต่ำ รุ่น HI729</a> , <a class="woocommerce-LoopProduct-link woocommerce-loop-product__link" href="https://www.hannathailand.com/product/hi705-checker-hc-silica-lr/">เครื่องวัดปริมาณซิลิกา ช่วงต่ำ ในตัวอย่างน้ำ รุ่น HI705</a> , <a class="woocommerce-LoopProduct-link woocommerce-loop-product__link" href="https://www.hannathailand.com/product/hi9828-25/">น้ำยามาตรฐานสอบเทียบ</a> , <a class="woocommerce-LoopProduct-link woocommerce-loop-product__link" href="https://www.hannathailand.com/product/hi727-checker-hc-color-of-water/">เครื่องวัดสีในน้ำตัวอย่าง HI727</a> , <a class="woocommerce-LoopProduct-link woocommerce-loop-product__link" href="https://www.hannathailand.com/product/hi7609829-2/">เซ็นเซอร์วัดออกซิเจนในน้ำสำหรับ HI9829 มัลติพารามิเตอร์</a> , <a class="woocommerce-LoopProduct-link woocommerce-loop-product__link" href="https://www.hannathailand.com/product/hi706-checker-hc-phosphorous-hr/">เครื่องวัดปริมาณฟอสฟอรัส ช่วงสูง รุ่น HI706</a> | https://www.hannathailand.com/wp-content/uploads/2021/07/9-500x500.jpg , https://www.hannathailand.com/wp-content/uploads/2022/06/miniphotometerfurphosphathoch827_11-600x600.jpg , https://www.hannathailand.com/wp-content/uploads/2022/06/miniphotometerfurfluoridniedrig844_11-600x600.jpg , https://www.hannathailand.com/wp-content/uploads/2022/06/hi705400-600x600.jpg , https://www.hannathailand.com/wp-content/uploads/2021/07/8-500x500.jpg , https://www.hannathailand.com/wp-content/uploads/2022/06/miniphotometerfurfarbe843_11-600x600.jpg , https://www.hannathailand.com/wp-content/uploads/2021/07/5-500x500.jpg , https://www.hannathailand.com/wp-content/uploads/2022/06/hi706_400-600x600.jpg
30 | เครื่องกวนสารละลาย รุ่น HI322N-2 | สินค้าทั้งหมด , อุตสาหกรรมอาหาร , เครื่องกวนสารละลาย | https://www.hannathailand.com/product-category/magnetic-stirrer/ | https://www.hannathailand.com/product/hi322n-5l-magnetic-stirrer-heavy-duty-time-controlled/ | HI322N-2 | 16,906.00 |  | <div aria-labelledby="tab-title-additional_information" class="woocommerce-Tabs-panel woocommerce-Tabs-panel--additional_information panel entry-content" id="tab-additional_information" role="tabpanel"> </div> | HI 322N is a heavy duty stirrer that incorporates a timer control that will turn the motor off after a selected amount of time. The time is adjustable from 5 minutes to 2 hours. This feature allows the user to carry out other tasks without worrying about over or under stirring. HI 322N can stir up to 5.0 liters (1.3 gallons), making them ideal for laboratory and production use. This stirrer allows regulated speed control. A limiter will assure the maximum speed is never exceeded (Speedsafe™), and a VCO device stops motor acceleration as soon as a load is removed. HI 322N has an automatic feedback feature. The motor is electronically controlled to maintain the chosen speed as the load changes. If the viscosity or the level increases or decreases, the circuitry will adjust the output power. Order Information: The HI 322N magnetic stirrer, stainless steel cover, is supplied with magnetic stir bar and instructions. Product Manuals Manual: Download Specification : Maximum Stirring Capacity 5 liters Speed Range Low 100 rpm Speed Range High 800 to 1000 rpm Auto Feedback standard Timer Range from 5 minutes to 2 hours Power Supply 110/115 Vac or 230/240 Vac, 50/60 Hz Installation Category II Cover Material AISI 316 Stainless Steel Environment 0 to 50°C (32 to 122°F); RH max 95% Dimensions 180 x 180 x 70 mm (7.1 x 7.1 x 2.8″) Weight 1.4 kg (3.1 lb.) | <div aria-labelledby="tab-title-description" class="woocommerce-Tabs-panel woocommerce-Tabs-panel--description panel entry-content active" id="tab-description" role="tabpanel"> <p>HI 322N is a heavy duty stirrer that incorporates a timer control that will turn the motor off after a selected amount of time. The time is adjustable from 5 minutes to 2 hours. This feature allows the user to carry out other tasks without worrying about over or under stirring. HI 322N can stir up to 5.0 liters (1.3 gallons), making them ideal for laboratory and production use.</p> <p>This stirrer allows regulated speed control. A limiter will assure the maximum speed is never exceeded (Speedsafe™), and a VCO device stops motor acceleration as soon as a load is removed.</p> <p>HI 322N has an automatic feedback feature. The motor is electronically controlled to maintain the chosen speed as the load changes. If the viscosity or the level increases or decreases, the circuitry will adjust the output power.</p> <p> </p> <p><strong>Order Information:</strong> The HI 322N magnetic stirrer, stainless steel cover, is supplied with magnetic stir bar and instructions.</p> <div><strong>Product Manuals</strong></div> <p><img align="absmiddle" alt="" border="0" decoding="async" height="22" loading="lazy" src="http://hannainst.com/usa/images/icon-pdf.gif" width="20"/> Manual: <a href="http://hannainst.com/manuals/manStirrers.pdf" rel="noopener" target="_blank" title="Download Product Manual">Download</a></p> <p><strong>Specification :</strong></p> <table class="spec_table"> <tbody> <tr> <td>Maximum Stirring Capacity</td> <td></td> <td>5 liters</td> </tr> <tr> <td>Speed Range</td> <td>Low</td> <td>100 rpm</td> </tr> <tr> <td>Speed Range</td> <td>High</td> <td>800 to 1000 rpm</td> </tr> <tr> <td>Auto Feedback</td> <td></td> <td>standard</td> </tr> <tr> <td>Timer Range</td> <td></td> <td>from 5 minutes to 2 hours</td> </tr> <tr> <td>Power Supply</td> <td></td> <td>110/115 Vac or 230/240 Vac, 50/60 Hz</td> </tr> <tr> <td>Installation Category</td> <td></td> <td>II</td> </tr> <tr> <td>Cover Material</td> <td></td> <td>AISI 316 Stainless Steel</td> </tr> <tr> <td>Environment</td> <td></td> <td>0 to 50°C (32 to 122°F); RH max 95%</td> </tr> <tr> <td>Dimensions</td> <td></td> <td>180 x 180 x 70 mm (7.1 x 7.1 x 2.8″)</td> </tr> <tr> <td>Weight</td> <td></td> <td>1.4 kg (3.1 lb.)</td> </tr> </tbody> </table> <p> </p> </div> | HI 322N-2 is a rugged magnetic stirrer with a cover made ​​of AISI 316 stainless steel. He has a high stirring volume of 5 l, and therefore is perfect in laboratory and industry. Additionally, the HI 312N-2, in contrast to HI 310N-2, 2 directions. | <div class="product-short-description"> <p>HI 322N-2 is a rugged magnetic stirrer with a cover made ​​of AISI 316 stainless steel. He has a high stirring volume of 5 l, and therefore is perfect in laboratory and industry. Additionally, the HI 312N-2, in contrast to HI 310N-2, 2 directions.</p> </div> | https://www.hannathailand.com/wp-content/uploads/2022/06/hi322_400.jpg | เครื่องวัดปริมาณไอโอดีน รุ่น HI718 , เครื่องวัดปริมาณฟอสฟอรัส ช่วงต่ำมาก รุ่น HI736 , เครื่องวัดปริมาณไนไตรท์ ช่วงสูง ในตัวอย่างน้ำ รุ่น HI708 , เครื่องวัดปริมาณฟอสเฟต ช่วงต่ำ รุ่น HI713 , สารละลายมาตรฐานความขุ่น 20 NTU , น้ำยามาตรฐานสอบเทียบ , เครื่องวัดปริมาณคลอรีนอิสระ รุ่น HI701 , เครื่องวัดสีในน้ำตัวอย่าง HI727 | <a class="woocommerce-LoopProduct-link woocommerce-loop-product__link" href="https://www.hannathailand.com/product/hi718-checker-hc-iodine/">เครื่องวัดปริมาณไอโอดีน รุ่น HI718</a> , <a class="woocommerce-LoopProduct-link woocommerce-loop-product__link" href="https://www.hannathailand.com/product/phosphorous-marine/">เครื่องวัดปริมาณฟอสฟอรัส ช่วงต่ำมาก รุ่น HI736</a> , <a class="woocommerce-LoopProduct-link woocommerce-loop-product__link" href="https://www.hannathailand.com/product/hi708-checker-hc-nitrite-hr/">เครื่องวัดปริมาณไนไตรท์ ช่วงสูง ในตัวอย่างน้ำ รุ่น HI708</a> , <a class="woocommerce-LoopProduct-link woocommerce-loop-product__link" href="https://www.hannathailand.com/product/hi713-checker-hc-phosphate-lr/">เครื่องวัดปริมาณฟอสเฟต ช่วงต่ำ รุ่น HI713</a> , <a class="woocommerce-LoopProduct-link woocommerce-loop-product__link" href="https://www.hannathailand.com/product/hi93102-20/">สารละลายมาตรฐานความขุ่น 20 NTU</a> , <a class="woocommerce-LoopProduct-link woocommerce-loop-product__link" href="https://www.hannathailand.com/product/hi9828-25/">น้ำยามาตรฐานสอบเทียบ</a> , <a class="woocommerce-LoopProduct-link woocommerce-loop-product__link" href="https://www.hannathailand.com/product/hi701-checker-hc-free-chlorine/">เครื่องวัดปริมาณคลอรีนอิสระ รุ่น HI701</a> , <a class="woocommerce-LoopProduct-link woocommerce-loop-product__link" href="https://www.hannathailand.com/product/hi727-checker-hc-color-of-water/">เครื่องวัดสีในน้ำตัวอย่าง HI727</a> | https://www.hannathailand.com/wp-content/uploads/2022/06/miniphotometerfuriod829_11-600x600.jpg , https://www.hannathailand.com/wp-content/uploads/2021/12/HI736-600x600.jpg , https://www.hannathailand.com/wp-content/uploads/2022/06/miniphotometerfurnitrithoch2420_11-600x600.jpg , https://www.hannathailand.com/wp-content/uploads/2022/06/hi713_lg51caffcdce23e-600x600.jpg , https://www.hannathailand.com/wp-content/uploads/2021/07/9-500x500.jpg , https://www.hannathailand.com/wp-content/uploads/2021/07/8-500x500.jpg , https://www.hannathailand.com/wp-content/uploads/2021/11/hi701-500x500.jpg , https://www.hannathailand.com/wp-content/uploads/2022/06/miniphotometerfurfarbe843_11-600x600.jpg
31 | เครื่องควบคุมค่าความนำไฟฟ้า | สินค้าทั้งหมด | https://www.hannathailand.com/product-category/product-all/ | https://www.hannathailand.com/product/hi8931cn/ | HI8931CN | 29,425.00 |  | <div aria-labelledby="tab-title-additional_information" class="woocommerce-Tabs-panel woocommerce-Tabs-panel--additional_information panel entry-content" id="tab-additional_information" role="tabpanel"> </div> | HI 8931 is a panel mounted conductivity controller designed for simplicity of use. For in-line applications, use the HI 7635 probe, while for tanks the HI 7638 with external threads is recommended. These probes are provided with a built-in NTC sensor for temperature compensated conductivity measurements. | <div aria-labelledby="tab-title-description" class="woocommerce-Tabs-panel woocommerce-Tabs-panel--description panel entry-content active" id="tab-description" role="tabpanel"> <p>HI 8931 is a panel mounted conductivity controller designed for simplicity of use. For in-line applications, use the HI 7635 probe, while for tanks the HI 7638 with external threads is recommended. These probes are provided with a built-in NTC sensor for temperature compensated conductivity measurements.</p> </div> | ช่วงการวัด pH 0.00-14.00 | <div class="product-short-description"> <p>ช่วงการวัด pH 0.00-14.00</p> </div> | https://www.hannathailand.com/wp-content/uploads/2021/07/2.jpg | สารละลายมาตรฐานความขุ่น 20 NTU , เครื่องวัดคลอรีน , เครื่องวัดปริมาณฟอสฟอรัส ช่วงต่ำมาก รุ่น HI736 , เครื่องวัดสีในน้ำตัวอย่าง HI727 , น้ำยามาตรฐานสอบเทียบ ค่ามาตรฐานความเค็ม , เครื่องวัดปริมาณฟอสเฟต ช่วงสูง รุ่น HI717 , เครื่องวัดปริมาณแอมโมเนีย ช่วงต่ำ รุ่น HI700 , เครื่องวัดปริมาณแอมโมเนีย ช่วงสูง รุ่น HI733 | <a class="woocommerce-LoopProduct-link woocommerce-loop-product__link" href="https://www.hannathailand.com/product/hi93102-20/">สารละลายมาตรฐานความขุ่น 20 NTU</a> , <a class="woocommerce-LoopProduct-link woocommerce-loop-product__link" href="https://www.hannathailand.com/product/free-chlorine/">เครื่องวัดคลอรีน</a> , <a class="woocommerce-LoopProduct-link woocommerce-loop-product__link" href="https://www.hannathailand.com/product/phosphorous-marine/">เครื่องวัดปริมาณฟอสฟอรัส ช่วงต่ำมาก รุ่น HI736</a> , <a class="woocommerce-LoopProduct-link woocommerce-loop-product__link" href="https://www.hannathailand.com/product/hi727-checker-hc-color-of-water/">เครื่องวัดสีในน้ำตัวอย่าง HI727</a> , <a class="woocommerce-LoopProduct-link woocommerce-loop-product__link" href="https://www.hannathailand.com/product/hi7080l/">น้ำยามาตรฐานสอบเทียบ ค่ามาตรฐานความเค็ม</a> , <a class="woocommerce-LoopProduct-link woocommerce-loop-product__link" href="https://www.hannathailand.com/product/hi717-checker-hc-phosphate-hr/">เครื่องวัดปริมาณฟอสเฟต ช่วงสูง รุ่น HI717</a> , <a class="woocommerce-LoopProduct-link woocommerce-loop-product__link" href="https://www.hannathailand.com/product/hi700-checker-hc-ammonia-lr/">เครื่องวัดปริมาณแอมโมเนีย ช่วงต่ำ รุ่น HI700</a> , <a class="woocommerce-LoopProduct-link woocommerce-loop-product__link" href="https://www.hannathailand.com/product/hi733-checker-hc-ammonia-hr/">เครื่องวัดปริมาณแอมโมเนีย ช่วงสูง รุ่น HI733</a> | https://www.hannathailand.com/wp-content/uploads/2021/07/9-500x500.jpg , https://www.hannathailand.com/wp-content/uploads/2021/07/1-500x500.jpg , https://www.hannathailand.com/wp-content/uploads/2021/12/HI736-600x600.jpg , https://www.hannathailand.com/wp-content/uploads/2022/06/miniphotometerfurfarbe843_11-600x600.jpg , https://www.hannathailand.com/wp-content/uploads/2021/07/11-500x500.jpg , https://www.hannathailand.com/wp-content/uploads/2022/06/miniphotometerfurphosphathoch827_11-600x600.jpg , https://www.hannathailand.com/wp-content/uploads/2022/06/hi700_400pxl-600x600.jpg , https://www.hannathailand.com/wp-content/uploads/2022/06/miniphotometerfurammoniumhoch2418_11-600x600.jpg
32 | เครื่องปรับค่า pH แบบอัตโนมัติ รุ่น HI981412-00 | อุตสาหกรรมเพาะปลูกและเลี้ยงปลาทะเล | https://www.hannathailand.com/product-category/agriculture-aquaculture/ | https://www.hannathailand.com/product/hi981412-00/ | HI981412 | 0.00 | น้ำหนัก 1 กก. ขนาด 9 × 8 × 14.2 เซนติเมตร | <div aria-labelledby="tab-title-additional_information" class="woocommerce-Tabs-panel woocommerce-Tabs-panel--additional_information panel entry-content" id="tab-additional_information" role="tabpanel"> <table class="woocommerce-product-attributes shop_attributes"> <tr class="woocommerce-product-attributes-item woocommerce-product-attributes-item--weight"> <th class="woocommerce-product-attributes-item__label">น้ำหนัก</th> <td class="woocommerce-product-attributes-item__value">1 กก.</td> </tr> <tr class="woocommerce-product-attributes-item woocommerce-product-attributes-item--dimensions"> <th class="woocommerce-product-attributes-item__label">ขนาด</th> <td class="woocommerce-product-attributes-item__value">9 × 8 × 14.2 เซนติเมตร</td> </tr> </table> </div> | HI981412-00 GroLine pH dosing system with HI10063 pH probe Maintaining the correct pH of plant soil or hydroponic nutrient solution is an ongoing task. Macro and micro nutrients, as well as calcium and magnesium bloom boosters, require the correct pH for absorption into the plants root system. The HI-981412 Groline pH Dosing System, easily assimilates into a nutrient/fertiliser system for soil and hydroponics. It precisely monitors the pH using the HI-10063 pH/temperature probe and simultaneously controls the addition of acid or base (Up and Down reagents) using On/Off or proportional control to fine tune and maintain the optimum pH. Growers can define the ideal set point for pH. The HI-981412 is a small dosing controller and can be easily setup for a stand-alone nutrient reservoir or be part of a modular control scheme with the HI-981413 Groline Nutrient Dosing controller. To obtain a representative sample pH, the probe should be located at a spot that experiences good circulation. The probe can be used in a “sample pot” or reservoir or installed in a flow cell or re-circulation line. Perfect for drain-to-waste or recirculating systems. Each instrument is delivered in a cardboard box and supplied with: HI-981412-00 without mounting kit HI-10063 pH/temperature probe 4.01 pH Buffer solution, 20 mL (3) 7.01 pH Buffer solution, 20 mL (3) Power connection cable Instrument & electrode quality certificates Instruction manual Main Benefits Reduced installation time and costs Accessible and easy to maintain pH in a nutrient feeding system The HI-981412 Groline pH Dosing System is engineered to be an inexpensive solution for the horticulturist to have real-time monitoring and control of nutrient solutions to obtain and maintain the ideal pH for optimum results at all times. Main Features Built-in peristaltic pump with On/Off or Proportional control Manual control for pump priming Overfeed protection using overtime safety timer Resumes dosing on restart in case of power failure Easy to read LCD display with intuitive, color-coded backlight Level input to stop control without reagents Probe detection and recognition Easy to navigate menu to program and adjust settings Wall-mounted design IP65-rated casing About the HI-10063 Amplified pH/Temperature Probe The HI981412 uses the HI10063 amplified probe that incorporates both pH and temperature sensors and connects to the controller with a single waterproof Quick Connect DIN connector. The built in amplifier helps to reduce electrical noise from re-circulation pumps to provide for a stable, reliable measurement. The pH glass used is ideal for low conductivity water and provides for fast response. The PVDF body of the probe has a 1/2” threaded fitting for insertion to an in-line “T” fitting or the flow cell. The back end part of the probe has 3/4” NPT threads for submersion/ tank mounting. The probe body has a hex fitting for tightening snuggly with a wrench. Manual : Download Specification : Range 0.00 to 14.00 pH*, -5.0 to 105.0 °C (23.0 to 221.0 °F) * The range may be limited by the probe’s limits. Resolution 0.01 pH; 0.1 °C (0.1 ºF) Accuracy @ 25 °C / 77 °F ±0.10 pH; ±0.5 ºC (±0.9 ºF) Calibration User calibration: automatic, one or two-point with buffer solution (4.01, 7.01, 10.01 pH) Process calibration: single point, adjustable (±0.50 pH around measured pH) Temperature Compensation Automatic High or Low Mode Operation Pump Control – On/Off control using adjustable set point (4.00 – 10.00 pH) with adjustable hysteresis (0.10 to 1.00 pH) – Proportional control using adjustable set point (4.00 – 10.00 pH) with adjustable proportional band (0.10 to 2.00 pH) – Startup delay timer at power-on (0 to 600 sec.) – Pump flow control 0.5 to 3.5 Litre/hour (0.13 to 0.92 Gallon/hour) and maximum output pressure 1 atm (14 psi) – Manual control for pump priming (defined in setup) pH Alarms – High & Low with enable or disable option – Triggered after 5 sec. if the controller records a set of consecutive readings over or under threshold values – Level with enable or disable option – Overtime protection (1 to 180 min. or Off) Controller Alarm System Intuitive alarm system, using red, yellow and green colour coded backlight Alarm Relay Output – Activated by pH-selectable alarm conditions – Quick connect DIN connector Probe Input – Galvanic isolation – External switches can be attached to hold the control due to external events (low reagent level, recirculation pump doesn’t work) Power Supply 100 – 240 Vac, 50/60 Hz Environment 0-50 ºC (32-122 ºF), max. 95% RH non-condensing Dimensions 90 x 142 x 80 mm (3.5 x 5.6 x 1.8”) Weight 908 g (36 oz) | <div aria-labelledby="tab-title-description" class="woocommerce-Tabs-panel woocommerce-Tabs-panel--description panel entry-content active" id="tab-description" role="tabpanel"> <p>HI981412-00 GroLine pH dosing system with HI10063 pH probe</p> <p>Maintaining the correct pH of plant soil or hydroponic nutrient solution is an ongoing task. Macro and micro nutrients, as well as calcium and magnesium bloom boosters, require the correct pH for absorption into the plants root system.</p> <p>The HI-981412 Groline pH Dosing System, easily assimilates into a nutrient/fertiliser system for soil and hydroponics.</p> <p>It precisely monitors the pH using the HI-10063 pH/temperature probe and simultaneously controls the addition of acid or base (Up and Down reagents) using On/Off or proportional control to fine tune and maintain the optimum pH.</p> <p>Growers can define the ideal set point for pH. The HI-981412 is a small dosing controller and can be easily setup for a stand-alone nutrient reservoir or be part of a modular control scheme with the HI-981413 Groline Nutrient Dosing controller.</p> <p>To obtain a representative sample pH, the probe should be located at a spot that experiences good circulation. The probe can be used in a “sample pot” or reservoir or installed in a flow cell or re-circulation line. Perfect for drain-to-waste or recirculating systems.</p> <h3><strong>Each instrument is delivered in a cardboard box and supplied with:</strong></h3> <ul> <li>HI-981412-00 without mounting kit</li> <li>HI-10063 pH/temperature probe</li> <li>4.01 pH Buffer solution, 20 mL (3)</li> <li>7.01 pH Buffer solution, 20 mL (3)</li> <li>Power connection cable</li> <li>Instrument &amp; electrode quality certificates</li> <li>Instruction manual</li> </ul> <h3><strong>Main Benefits</strong></h3> <ul> <li>Reduced installation time and costs</li> <li>Accessible and easy to maintain pH in a nutrient feeding system</li> <li>The HI-981412 Groline pH Dosing System is engineered to be an inexpensive solution for the horticulturist to have real-time monitoring and control of nutrient solutions to obtain and maintain the ideal pH for optimum results at all times.</li> </ul> <h3><strong>Main Features</strong></h3> <ul> <li>Built-in peristaltic pump with On/Off or Proportional control</li> <li>Manual control for pump priming</li> <li>Overfeed protection using overtime safety timer</li> <li>Resumes dosing on restart in case of power failure</li> <li>Easy to read LCD display with intuitive, color-coded backlight</li> <li>Level input to stop control without reagents</li> <li>Probe detection and recognition</li> <li>Easy to navigate menu to program and adjust settings</li> <li>Wall-mounted design</li> <li>IP65-rated casing</li> </ul> <h3><strong>About the HI-10063 Amplified pH/Temperature Probe</strong></h3> <p>The HI981412 uses the HI10063 amplified probe that incorporates both pH and temperature sensors and connects to the controller with a single waterproof Quick Connect DIN connector.</p> <p>The built in amplifier helps to reduce electrical noise from re-circulation pumps to provide for a stable, reliable measurement. The pH glass used is ideal for low conductivity water and provides for fast response.</p> <p>The PVDF body of the probe has a 1/2” threaded fitting for insertion to an in-line “T” fitting or the flow cell. The back end part of the probe has 3/4” NPT threads for submersion/ tank mounting. The probe body has a hex fitting for tightening snuggly with a wrench.</p> <h3><strong>Manual : <a href="https://www.hannainstruments.co.uk/modules/teapotknowledgehub/uploads/man981412_10_20-6074239d55b1a.pdf">Download</a></strong></h3> <h3><strong>Specification : </strong></h3> <table> <tbody> <tr> <td width="198"><strong>Range</strong></td> <td width="359"><strong>0.00 to 14.00 pH*, -5.0 to 105.0 °C (23.0 to 221.0 °F)</strong><strong><br/> * The range may be limited by the probe’s limits.</strong></td> </tr> <tr> <td width="198"><strong>Resolution</strong></td> <td width="359"><strong>0.01 pH; 0.1 °C (0.1 ºF)</strong></td> </tr> <tr> <td width="198"><strong>Accuracy @ 25 °C / 77 °F</strong></td> <td width="359"><strong>±0.10 pH; ±0.5 ºC (±0.9 ºF)</strong></td> </tr> <tr> <td width="198"><strong>Calibration</strong></td> <td width="359"><strong>User calibration: automatic, one or two-point with buffer solution (4.01, 7.01, 10.01 pH)</strong><strong><br/> Process calibration: single point, adjustable (±0.50 pH around measured pH)</strong></td> </tr> <tr> <td width="198"><strong>Temperature Compensation</strong></td> <td width="359"><strong>Automatic</strong></td> </tr> <tr> <td width="198"><strong>High or Low Mode Operation Pump Control</strong></td> <td width="359"><strong>– </strong><strong>On/Off control using adjustable set point (4.00 – 10.00 pH) with adjustable hysteresis (0.10 to 1.00 pH)<br/> – Proportional control using adjustable set point (4.00 – 10.00 pH) with adjustable proportional band (0.10 to 2.00 pH)<br/> – Startup delay timer at power-on (0 to 600 sec.)<br/> – Pump flow control 0.5 to 3.5 Litre/hour (0.13 to 0.92 Gallon/hour) and maximum output pressure 1 atm (14 psi)<br/> – Manual control for pump priming (defined in setup)</strong></td> </tr> <tr> <td width="198"><strong>pH Alarms</strong></td> <td width="359"><strong>– </strong><strong>High &amp; Low with enable or disable option<br/> – Triggered after 5 sec. if the controller records a set of consecutive readings over or under threshold values<br/> – Level with enable or disable option<br/> – Overtime protection (1 to 180 min. or Off)</strong></td> </tr> <tr> <td width="198"><strong>Controller Alarm System</strong></td> <td width="359"><strong>Intuitive alarm system, using red, yellow and green colour coded backlight</strong></td> </tr> <tr> <td width="198"><strong>Alarm Relay Output</strong></td> <td width="359"><strong>– </strong><strong>Activated by pH-selectable alarm conditions<br/> – Quick connect DIN connector</strong></td> </tr> <tr> <td width="198"><strong>Probe Input</strong></td> <td width="359"><strong>– </strong><strong>Galvanic isolation<br/> – External switches can be attached to hold the control due to external events (low reagent level, recirculation pump doesn’t work)</strong></td> </tr> <tr> <td width="198"><strong>Power Supply</strong></td> <td width="359"><strong>100 – 240 Vac, 50/60 Hz</strong></td> </tr> <tr> <td width="198"><strong>Environment</strong></td> <td width="359"><strong>0-50 ºC (32-122 ºF), max. 95% RH non-condensing</strong></td> </tr> <tr> <td width="198"><strong>Dimensions</strong></td> <td width="359"><strong>90 x 142 x 80 mm (3.5 x 5.6 x 1.8”)</strong></td> </tr> <tr> <td width="198"><strong>Weight</strong></td> <td width="359"><strong>908 g (36 oz)</strong></td> </tr> </tbody> </table> <p> </p> </div> |  | <div class="product-short-description"> <ul> <li></li> </ul> </div> | https://www.hannathailand.com/wp-content/uploads/2022/12/HI981412.jpg | เครื่องวัดปริมาณกรด-ด่าง/การนำไฟฟ้า/อุณหภูมิ แบบมอนิเตอร์ รุ่น HI981420-02 , เครื่องวัดปริมาณไนไตรต์ ช่วงต่ำ ในน้ำทะเล รุ่น HI767 , เครื่องวัดปริมาณแมกนีเซียม สำหรับน้ำทะเล รุ่น HI783 , เครื่องวัดปริมาณอัลคาไลนิตี้ ในน้ำทะเล รุ่น HI755 , เครื่องวัดปริมาณแคลเซียม ในน้ำทะเล รุ่น HI758 , เครื่องวัดปริมาณไนไตรท์ ในน้ำทะเล ช่วงต่ำมาก รุ่น HI764 , เครื่องวัดปริมาณแอมโมเนีย สำหรับน้ำทะเล รุ่น HI784 , เครื่องวัดปริมาณอัลคาไลนิตี้ (dKH) ในน้ำทะเล รุ่น HI772 | <a class="woocommerce-LoopProduct-link woocommerce-loop-product__link" href="https://www.hannathailand.com/product/hi981420-02/">เครื่องวัดปริมาณกรด-ด่าง/การนำไฟฟ้า/อุณหภูมิ แบบมอนิเตอร์ รุ่น HI981420-02</a> , <a class="woocommerce-LoopProduct-link woocommerce-loop-product__link" href="https://www.hannathailand.com/product/nitrite-marine-2/">เครื่องวัดปริมาณไนไตรต์ ช่วงต่ำ ในน้ำทะเล รุ่น HI767</a> , <a class="woocommerce-LoopProduct-link woocommerce-loop-product__link" href="https://www.hannathailand.com/product/magnesium-marine/">เครื่องวัดปริมาณแมกนีเซียม สำหรับน้ำทะเล รุ่น HI783</a> , <a class="woocommerce-LoopProduct-link woocommerce-loop-product__link" href="https://www.hannathailand.com/product/alkalinity-marine/">เครื่องวัดปริมาณอัลคาไลนิตี้ ในน้ำทะเล รุ่น HI755</a> , <a class="woocommerce-LoopProduct-link woocommerce-loop-product__link" href="https://www.hannathailand.com/product/calcium-marine/">เครื่องวัดปริมาณแคลเซียม ในน้ำทะเล รุ่น HI758</a> , <a class="woocommerce-LoopProduct-link woocommerce-loop-product__link" href="https://www.hannathailand.com/product/nitrite-marine/">เครื่องวัดปริมาณไนไตรท์ ในน้ำทะเล ช่วงต่ำมาก รุ่น HI764</a> , <a class="woocommerce-LoopProduct-link woocommerce-loop-product__link" href="https://www.hannathailand.com/product/ammonia-marine/">เครื่องวัดปริมาณแอมโมเนีย สำหรับน้ำทะเล รุ่น HI784</a> , <a class="woocommerce-LoopProduct-link woocommerce-loop-product__link" href="https://www.hannathailand.com/product/alkalinity-marine-2/">เครื่องวัดปริมาณอัลคาไลนิตี้ (dKH) ในน้ำทะเล รุ่น HI772</a> | https://www.hannathailand.com/wp-content/uploads/2023/02/HI981420-600x600.jpg , https://www.hannathailand.com/wp-content/uploads/2022/12/HI767-600x600.jpg , https://www.hannathailand.com/wp-content/uploads/2022/12/HI783-600x600.jpg , https://www.hannathailand.com/wp-content/uploads/2021/12/HI755-600x600.jpg , https://www.hannathailand.com/wp-content/uploads/2021/12/hi758-checkerhc-front-600x600.jpg , https://www.hannathailand.com/wp-content/uploads/2021/12/HI764-600x600.jpg , https://www.hannathailand.com/wp-content/uploads/2022/12/HI784-600x600.jpg , https://www.hannathailand.com/wp-content/uploads/2021/12/HI755-600x600.jpg
33 | เครื่องวัดคลอรีน | สินค้าทั้งหมด , อุตสาหกรรมทั่วไป | https://www.hannathailand.com/product-category/general-industry/ | https://www.hannathailand.com/product/free-chlorine/ | HI701 | 3,103.00 |  | <div aria-labelledby="tab-title-additional_information" class="woocommerce-Tabs-panel woocommerce-Tabs-panel--additional_information panel entry-content" id="tab-additional_information" role="tabpanel"> </div> | ชุดทดสอบทางเคมีที่ให้ความแม่นยำ และความละเอียดสูง เป็นการลดความผิดพลาดจากการอ่านค่าด้วยสายตา ด้วยเครื่องมือวัดที่ให้ความละเอียดและความแม่นยำที่มากกว่า โดยใช้ LED ที่มีความยาวคลื่นคงที่ | <div aria-labelledby="tab-title-description" class="woocommerce-Tabs-panel woocommerce-Tabs-panel--description panel entry-content active" id="tab-description" role="tabpanel"> <p>ชุดทดสอบทางเคมีที่ให้ความแม่นยำ และความละเอียดสูง เป็นการลดความผิดพลาดจากการอ่านค่าด้วยสายตา ด้วยเครื่องมือวัดที่ให้ความละเอียดและความแม่นยำที่มากกว่า โดยใช้ LED ที่มีความยาวคลื่นคงที่ </p> </div> | ช่วงการวัด 0.00-2.50ppm | <div class="product-short-description"> <p>ช่วงการวัด 0.00-2.50ppm</p> </div> | https://www.hannathailand.com/wp-content/uploads/2021/07/1.jpg | น้ำยามาตรฐานสอบเทียบ , เครื่องวัดปริมาณฟอสฟอรัส ช่วงต่ำมาก รุ่น HI736 , เครื่องวัดปริมาณโบรมีน ในตัวอย่างน้ำ รุ่น HI716 , เครื่องวัดค่าเหล็ก รุ่น HI721 , เครื่องวัดปริมาณฟลูออไรด์ ช่วงต่ำ รุ่น HI729 , เครื่องวัดปริมาณฟอสฟอรัส ช่วงสูง รุ่น HI706 , เครื่องวัดปริมาณซิลิกา ช่วงต่ำ ในตัวอย่างน้ำ รุ่น HI705 , เครื่องควบคุมค่าความนำไฟฟ้า | <a class="woocommerce-LoopProduct-link woocommerce-loop-product__link" href="https://www.hannathailand.com/product/hi9828-25/">น้ำยามาตรฐานสอบเทียบ</a> , <a class="woocommerce-LoopProduct-link woocommerce-loop-product__link" href="https://www.hannathailand.com/product/phosphorous-marine/">เครื่องวัดปริมาณฟอสฟอรัส ช่วงต่ำมาก รุ่น HI736</a> , <a class="woocommerce-LoopProduct-link woocommerce-loop-product__link" href="https://www.hannathailand.com/product/hi716-checker-hc-bromine/">เครื่องวัดปริมาณโบรมีน ในตัวอย่างน้ำ รุ่น HI716</a> , <a class="woocommerce-LoopProduct-link woocommerce-loop-product__link" href="https://www.hannathailand.com/product/hi721-checker-hc-iron/">เครื่องวัดค่าเหล็ก รุ่น HI721</a> , <a class="woocommerce-LoopProduct-link woocommerce-loop-product__link" href="https://www.hannathailand.com/product/hi729-checker-hc-fluoride-lr/">เครื่องวัดปริมาณฟลูออไรด์ ช่วงต่ำ รุ่น HI729</a> , <a class="woocommerce-LoopProduct-link woocommerce-loop-product__link" href="https://www.hannathailand.com/product/hi706-checker-hc-phosphorous-hr/">เครื่องวัดปริมาณฟอสฟอรัส ช่วงสูง รุ่น HI706</a> , <a class="woocommerce-LoopProduct-link woocommerce-loop-product__link" href="https://www.hannathailand.com/product/hi705-checker-hc-silica-lr/">เครื่องวัดปริมาณซิลิกา ช่วงต่ำ ในตัวอย่างน้ำ รุ่น HI705</a> , <a class="woocommerce-LoopProduct-link woocommerce-loop-product__link" href="https://www.hannathailand.com/product/hi8931cn/">เครื่องควบคุมค่าความนำไฟฟ้า</a> | https://www.hannathailand.com/wp-content/uploads/2021/07/8-500x500.jpg , https://www.hannathailand.com/wp-content/uploads/2021/12/HI736-600x600.jpg , https://www.hannathailand.com/wp-content/uploads/2022/06/miniphotometerfurfreiesgesamtchlor704_11-600x600.jpg , https://www.hannathailand.com/wp-content/uploads/2022/06/miniphotometerfureisen832_11-600x600.jpg , https://www.hannathailand.com/wp-content/uploads/2022/06/miniphotometerfurfluoridniedrig844_11-600x600.jpg , https://www.hannathailand.com/wp-content/uploads/2022/06/hi706_400-600x600.jpg , https://www.hannathailand.com/wp-content/uploads/2022/06/hi705400-600x600.jpg , https://www.hannathailand.com/wp-content/uploads/2021/07/2-500x500.jpg
34 | เครื่องวัดความหวาน (น้ำตาลกลูโคส) แบบภาคสนาม รุ่น HI96803 | สินค้าทั้งหมด , แบบภาคสนาม | https://www.hannathailand.com/product-category/refractometer/refracto-fieldwork/ | https://www.hannathailand.com/product/hi96803-glucose-digital-refractometer-portable/ | HI96803 | 12,840.00 |  | <div aria-labelledby="tab-title-additional_information" class="woocommerce-Tabs-panel woocommerce-Tabs-panel--additional_information panel entry-content" id="tab-additional_information" role="tabpanel"> </div> | เครื่องวัดน้ำตาลกลูโคส Glucose Refractometer แบบดิจิตอล HI96803 ใช้วัดปริมาณน้ำตาลกลูโคส Glucose เป็น % ของน้ำหนัก (%W/W) เหมาะสำหรับการวิเคราะห์ปริมาณกลูโคส Glucose เหมาะสำหรับการวิเคราะห์น้ำตาลกลูโคสในเครื่องดื่มให้พลังงาน พุดดิ้ง นมถั่วเหลือง น้ำผลไม้ แยม น้ำผึ้ง ซุป วุ้นเต้าหู้และเครื่องปรุงรส เป็นเรื่องง่ายที่จะใช้เครื่องมือสำหรับวัดน้ำตาลในตัวอย่างอาหารในห้องปฏิบัติการ Ideal for the analysis of fruits, energy drinks, puddings, soy milk juices, jam, marmalade, honey, soups, jelly, tofu and condiments The dual-level LCD displays measurement and temperature readings simultaneously Automatic Temperature Compensation for accurate measurements Easy measurement; place a few drops of the sample in the well and press the READ key BEPS (Battery Error Prevention System) alerts the user in the event that low battery power could adversely affect readings. IP65 water protection; built to perform under harsh laboratory and field conditions. Quick, accurate results, readings are displayed in approximately 1.5 seconds. Single point calibration with distilled or deionized water Small sample size, can be as small as 2 metric drops. Automatic shut-off after three minutes of non-use Stainless steel sample well, easy to clean and corrosion resistant ABS thermoplastic casing The HI 96803 Glucose digital refractometer is rugged, portable and water resistant for measurements in the lab or field. This instrument offers a specific analysis to determine accurate sugar concentration. This optical instrument employs the measurement of the refractive index to determine parameters pertinent for sugar concentration analysis. The actual measurement of refractive index is simple and quick and provides the operator a standard accepted method for sugar content analysis. Samples are measured after a simple user calibration with deionized or distilled water. Within seconds this instrument measures the refractive index of the sample and converts it to percent by weight concentration units. This digital refractometer eliminates the uncertainty associated with mechanical refractometers and is easily portable for measurements in the field. The HI 96803 utilizes internationally recognized references for unit conversion and temperature compensation and employ methodology recommended in the ICUMSA Methods Book (internationally recognized body for sugar analysis). Temperature (in °C or °F) is displayed simultaneously with the measurement on the large dual level display along with icons for low power and other helpful messages. Order Information: HI 96803 is supplied with battery and instruction manual. Product Manuals Manual: Download Specification Range Sugar Content 0 to 85% (by weight) (% glucose) Temperature 0 to 80°C (32 to 176°F) Resolution Sugar Content 0.1 Temperature 0.1°C (0.1°F) Accuracy (@20°C) Sugar Content ±0.2% Temperature 0.3°C (0.5°F) Temperature Compensation automatic between 10 and 40°C (50 to 104°F) Measurement Time approximately 1.5 seconds Minimum Sample Volume 100 µL (to cover prism totally) Light Source yellow LED Sample Cell stainless steel ring and flint glass prism Auto-off after 3 minutes of non-use Enclosure Rating IP65 Battery Type / Battery Life 9V / approximately 5000 readings Dimensions / Weight 192 x 104 x 69 mm (7.6 x 4.1 x 2.7”) / 420 g (14.8 oz.) | <div aria-labelledby="tab-title-description" class="woocommerce-Tabs-panel woocommerce-Tabs-panel--description panel entry-content active" id="tab-description" role="tabpanel"> <p>เครื่องวัดน้ำตาลกลูโคส Glucose Refractometer แบบดิจิตอล HI96803 ใช้วัดปริมาณน้ำตาลกลูโคส Glucose เป็น % ของน้ำหนัก (%W/W) เหมาะสำหรับการวิเคราะห์ปริมาณกลูโคส Glucose เหมาะสำหรับการวิเคราะห์น้ำตาลกลูโคสในเครื่องดื่มให้พลังงาน พุดดิ้ง นมถั่วเหลือง น้ำผลไม้ แยม น้ำผึ้ง ซุป วุ้นเต้าหู้และเครื่องปรุงรส เป็นเรื่องง่ายที่จะใช้เครื่องมือสำหรับวัดน้ำตาลในตัวอย่างอาหารในห้องปฏิบัติการ</p> <ul> <li>Ideal for the analysis of fruits, energy drinks, puddings, soy milk juices, jam, marmalade, honey, soups, jelly, tofu and condiments</li> <li>The dual-level LCD displays measurement and temperature readings simultaneously</li> <li>Automatic Temperature Compensation for accurate measurements</li> <li>Easy measurement; place a few drops of the sample in the well and press the READ key</li> <li>BEPS (Battery Error Prevention System) alerts the user in the event that low battery power could adversely affect readings.</li> <li>IP65 water protection; built to perform under harsh laboratory and field conditions.</li> <li>Quick, accurate results, readings are displayed in approximately 1.5 seconds.</li> <li>Single point calibration with distilled or deionized water</li> <li>Small sample size, can be as small as 2 metric drops.</li> <li>Automatic shut-off after three minutes of non-use</li> <li>Stainless steel sample well, easy to clean and corrosion resistant</li> <li>ABS thermoplastic casing</li> </ul> <p>The HI 96803 Glucose digital refractometer is rugged, portable and water resistant for measurements in the lab or field. This instrument offers a specific analysis to determine accurate sugar concentration.</p> <p>This optical instrument employs the measurement of the refractive index to determine parameters pertinent for sugar concentration analysis.</p> <p>The actual measurement of refractive index is simple and quick and provides the operator a standard accepted method for sugar content analysis. Samples are measured after a simple user calibration with deionized or distilled water. Within seconds this instrument measures the refractive index of the sample and converts it to percent by weight concentration units. This digital refractometer eliminates the uncertainty associated with mechanical refractometers and is easily portable for measurements in the field.</p> <p>The HI 96803 utilizes internationally recognized references for unit conversion and temperature compensation and employ methodology recommended in the ICUMSA Methods Book (internationally recognized body for sugar analysis).</p> <p>Temperature (in °C or °F) is displayed simultaneously with the measurement on the large dual level display along with icons for low power and other helpful messages.</p> <p> </p> <p><strong>Order Information:</strong> HI 96803 is supplied with battery and instruction manual.</p> <div><strong>Product Manuals</strong></div> <p><img align="absmiddle" alt="" border="0" decoding="async" height="22" loading="lazy" src="http://www.hannainst.com/usa/images/icon-pdf.gif" width="20"/> Manual: <a href="http://www.hannainst.com/manuals/man96803_05_12_2008.pdf" rel="noopener" target="_blank" title="Download Product Manual">Download</a></p> <p><strong>Specification</strong></p> <table class="spec_table"> <tbody> <tr> <td><strong>Range</strong></td> <td><strong><small>Sugar Content</small></strong></td> <td><small>0 to 85% (by weight) (% glucose)</small></td> </tr> <tr> <td></td> <td><strong><small>Temperature</small></strong></td> <td><small>0 to 80°C (32 to 176°F)</small></td> </tr> <tr> <td><strong>Resolution</strong></td> <td><strong><small>Sugar Content</small></strong></td> <td><small>0.1</small></td> </tr> <tr> <td></td> <td><strong><small>Temperature</small></strong></td> <td><small>0.1°C (0.1°F)</small></td> </tr> <tr> <td><strong>Accuracy <small>(@20°C)</small></strong></td> <td><strong><small>Sugar Content</small></strong></td> <td><small>±0.2%</small></td> </tr> <tr> <td></td> <td><strong><small>Temperature</small></strong></td> <td><small>0.3°C (0.5°F)</small></td> </tr> <tr> <td><strong>Temperature Compensation </strong></td> <td></td> <td><small>automatic between 10 and 40°C (50 to 104°F)</small></td> </tr> <tr> <td><strong>Measurement Time</strong></td> <td></td> <td><small>approximately 1.5 seconds</small></td> </tr> <tr> <td><strong>Minimum Sample Volume</strong></td> <td></td> <td><small>100 µL (to cover prism totally)</small></td> </tr> <tr> <td><strong>Light Source</strong></td> <td></td> <td><small>yellow LED</small></td> </tr> <tr> <td><strong>Sample Cell</strong></td> <td></td> <td><small>stainless steel ring and flint glass prism</small></td> </tr> <tr> <td><strong>Auto-off</strong></td> <td></td> <td><small>after 3 minutes of non-use</small></td> </tr> <tr> <td><strong>Enclosure Rating</strong></td> <td></td> <td><small>IP65</small></td> </tr> <tr> <td><strong>Battery Type / Battery Life</strong></td> <td></td> <td><small>9V / approximately 5000 readings</small></td> </tr> <tr> <td><strong>Dimensions / Weight</strong></td> <td></td> <td><small>192 x 104 x 69 mm (7.6 x 4.1 x 2.7”) / 420 g (14.8 oz.)</small></td> </tr> </tbody> </table> <p> </p> </div> | Glucose refractometer, sugar range: 0 to 85% (by weight) (% glucose) The device is easy to use and guarantees fast and accurate measurements in seconds. | <div class="product-short-description"> <p>Glucose refractometer, sugar range: 0 to 85% (by weight) (% glucose)<br/> The device is easy to use and guarantees fast and accurate measurements in seconds.</p> </div> | https://www.hannathailand.com/wp-content/uploads/2022/06/digitalrefraktometerfurglukose1439_11.jpg | เครื่องวัดปริมาณคลอรีนอิสระ รุ่น HI701 , น้ำยามาตรฐานสอบเทียบ , เครื่องวัดปริมาณไนไตรท์ ช่วงสูง ในตัวอย่างน้ำ รุ่น HI708 , ซัลไฟด์สารต้านอนุมูลอิสระบัฟเฟอร์ , เครื่องวัดปริมาณซิลิกา ช่วงต่ำ ในตัวอย่างน้ำ รุ่น HI705 , น้ำยามาตรฐานสอบเทียบ ค่ามาตรฐานความเค็ม , เซ็นเซอร์วัดออกซิเจนในน้ำสำหรับ HI9829 มัลติพารามิเตอร์ , เครื่องวัดปริมาณฟอสเฟต ช่วงสูง รุ่น HI717 | <a class="woocommerce-LoopProduct-link woocommerce-loop-product__link" href="https://www.hannathailand.com/product/hi701-checker-hc-free-chlorine/">เครื่องวัดปริมาณคลอรีนอิสระ รุ่น HI701</a> , <a class="woocommerce-LoopProduct-link woocommerce-loop-product__link" href="https://www.hannathailand.com/product/hi9828-25/">น้ำยามาตรฐานสอบเทียบ</a> , <a class="woocommerce-LoopProduct-link woocommerce-loop-product__link" href="https://www.hannathailand.com/product/hi708-checker-hc-nitrite-hr/">เครื่องวัดปริมาณไนไตรท์ ช่วงสูง ในตัวอย่างน้ำ รุ่น HI708</a> , <a class="woocommerce-LoopProduct-link woocommerce-loop-product__link" href="https://www.hannathailand.com/product/hi4015-00/">ซัลไฟด์สารต้านอนุมูลอิสระบัฟเฟอร์</a> , <a class="woocommerce-LoopProduct-link woocommerce-loop-product__link" href="https://www.hannathailand.com/product/hi705-checker-hc-silica-lr/">เครื่องวัดปริมาณซิลิกา ช่วงต่ำ ในตัวอย่างน้ำ รุ่น HI705</a> , <a class="woocommerce-LoopProduct-link woocommerce-loop-product__link" href="https://www.hannathailand.com/product/hi7080l/">น้ำยามาตรฐานสอบเทียบ ค่ามาตรฐานความเค็ม</a> , <a class="woocommerce-LoopProduct-link woocommerce-loop-product__link" href="https://www.hannathailand.com/product/hi7609829-2/">เซ็นเซอร์วัดออกซิเจนในน้ำสำหรับ HI9829 มัลติพารามิเตอร์</a> , <a class="woocommerce-LoopProduct-link woocommerce-loop-product__link" href="https://www.hannathailand.com/product/hi717-checker-hc-phosphate-hr/">เครื่องวัดปริมาณฟอสเฟต ช่วงสูง รุ่น HI717</a> | https://www.hannathailand.com/wp-content/uploads/2021/11/hi701-500x500.jpg , https://www.hannathailand.com/wp-content/uploads/2021/07/8-500x500.jpg , https://www.hannathailand.com/wp-content/uploads/2022/06/miniphotometerfurnitrithoch2420_11-600x600.jpg , https://www.hannathailand.com/wp-content/uploads/2021/07/7-500x500.jpg , https://www.hannathailand.com/wp-content/uploads/2022/06/hi705400-600x600.jpg , https://www.hannathailand.com/wp-content/uploads/2021/07/11-500x500.jpg , https://www.hannathailand.com/wp-content/uploads/2021/07/5-500x500.jpg , https://www.hannathailand.com/wp-content/uploads/2022/06/miniphotometerfurphosphathoch827_11-600x600.jpg
35 | เครื่องวัดความหวาน (น้ำตาลซูโครส) แบบภาคสนาม รุ่น HI96801 | สินค้าทั้งหมด , สินค้าแนะนำ , แบบภาคสนาม | https://www.hannathailand.com/product-category/refractometer/refracto-fieldwork/ | https://www.hannathailand.com/product/hi96801-sucrose-digital-refractometer-portable/ | HI96801 | 12,840.00 |  | <div aria-labelledby="tab-title-additional_information" class="woocommerce-Tabs-panel woocommerce-Tabs-panel--additional_information panel entry-content" id="tab-additional_information" role="tabpanel"> </div> | เครื่องวัดความหวาน (น้ำตาลซูโครส) แบบภาคสนาม รุ่น HI96801 มีความทนทาน พกพาสะดวก และกันน้ำได้สำหรับการวัดในห้องปฏิบัติการหรือภาคสนาม เครื่องมือนี้มีการวิเคราะห์เฉพาะเพื่อระบุความเข้มข้นของน้ำตาลที่แม่นยำใช้การวัดแบบเชิงแสงเพื่อกำหนดพารามิเตอร์ที่เกี่ยวข้องกับการวิเคราะห์ความเข้มข้นของน้ำตาล เหมาะสมสำหรับอุตสาหกรรมอาหารและเครื่องดื่ม (คลิกเพื่ออ่านบทความเกี่ยวกับเครื่องมือ) Ideal for the analysis of fruits, energy drinks, puddings, soy milk juices, jam, marmalade, honey, soups, jelly, tofu and condiments The dual-level LCD displays measurement and temperature readings simultaneously Automatic Temperature Compensation for accurate measurements Easy measurement; place a few drops of the sample in the well and press the READ key BEPS (Battery Error Prevention System) alerts the user in the event that low battery power could adversely affect readings. IP65 water protection; built to perform under harsh laboratory and field conditions. Quick, accurate results, readings are displayed in approximately 1.5 seconds. Single point calibration with distilled or deionized water Small sample size, can be as small as 2 metric drops. Automatic shut-off after three minutes of non-use Stainless steel sample well, easy to clean and corrosion resistant ABS thermoplastic casing The HI 96801 Sucrose digital refractometer is rugged, portable and water resistant for measurements in the lab or field. This instrument offers a specific analysis to determine accurate sugar concentration. This optical instrument employs the measurement of the refractive index to determine parameters pertinent for sugar concentration analysis. The actual measurement of refractive index is simple and quick and provides the operator a standard accepted method for sugar content analysis. Samples are measured after a simple user calibration with deionized or distilled water. Within seconds this instrument measures the refractive index of the sample and converts it to %Brix. This digital refractometer eliminates the uncertainty associated with mechanical refractometers and is easily portable for measurements in the field. The HI 96801 utilizes internationally recognized references for unit conversion and temperature compensation and employ methodology recommended in the ICUMSA Methods Book (internationally recognized body for sugar analysis). Temperature (in °C or °F) is displayed simultaneously with the measurement on the large dual level display along with icons for low power and other helpful messages. Order Information: HI 96801 is supplied with battery and instruction manual. Specification : Range Sugar Content 0 to 85% Brix (% Brix) Temperature 0 to 80°C (32 to 176°F) Resolution Sugar Content 0.1 % Brix Temperature 0.1°C (0.1°F) Accuracy (@20°C) Sugar Content ±0.2% Brix Temperature 0.3°C (0.5°F) Temperature Compensation automatic between 10 and 40°C (50 to 104°F) Measurement Time approximately 1.5 seconds Minimum Sample Volume 100 µL (to cover prism totally) Light Source yellow LED Sample Cell stainless steel ring and flint glass prism Auto-off after three minutes of non-use Enclosure Rating IP65 Battery Type / Battery Life 9V / approximately 5000 readings Dimensions / Weight 192 x 104 x 69 mm (7.6 x 4.1 x 2.7”) / 420 g (14.8 oz.) | <div aria-labelledby="tab-title-description" class="woocommerce-Tabs-panel woocommerce-Tabs-panel--description panel entry-content active" id="tab-description" role="tabpanel"> <p>เครื่องวัดความหวาน (น้ำตาลซูโครส) แบบภาคสนาม รุ่น HI96801 มีความทนทาน พกพาสะดวก และกันน้ำได้สำหรับการวัดในห้องปฏิบัติการหรือภาคสนาม เครื่องมือนี้มีการวิเคราะห์เฉพาะเพื่อระบุความเข้มข้นของน้ำตาลที่แม่นยำใช้การวัดแบบเชิงแสงเพื่อกำหนดพารามิเตอร์ที่เกี่ยวข้องกับการวิเคราะห์ความเข้มข้นของน้ำตาล</p> <p>เหมาะสมสำหรับอุตสาหกรรมอาหารและเครื่องดื่ม</p> <p style="text-align: center;"><a href="https://www.hannathailand.com/2022/01/21/%e0%b8%81%e0%b8%b2%e0%b8%a3%e0%b8%a7%e0%b8%b1%e0%b8%94%e0%b8%84%e0%b9%88%e0%b8%b2%e0%b8%84%e0%b8%a7%e0%b8%b2%e0%b8%a1%e0%b8%ab%e0%b8%a7%e0%b8%b2%e0%b8%99-%e0%b9%83%e0%b8%99%e0%b8%ad%e0%b8%b8/">(คลิกเพื่ออ่านบทความเกี่ยวกับเครื่องมือ)</a></p> <ul> <li>Ideal for the analysis of fruits, energy drinks, puddings, soy milk juices, jam, marmalade, honey, soups, jelly, tofu and condiments</li> <li>The dual-level LCD displays measurement and temperature readings simultaneously</li> <li>Automatic Temperature Compensation for accurate measurements</li> <li>Easy measurement; place a few drops of the sample in the well and press the READ key</li> <li>BEPS (Battery Error Prevention System) alerts the user in the event that low battery power could adversely affect readings.</li> <li>IP65 water protection; built to perform under harsh laboratory and field conditions.</li> <li>Quick, accurate results, readings are displayed in approximately 1.5 seconds.</li> <li>Single point calibration with distilled or deionized water</li> <li>Small sample size, can be as small as 2 metric drops.</li> <li>Automatic shut-off after three minutes of non-use</li> <li>Stainless steel sample well, easy to clean and corrosion resistant</li> <li>ABS thermoplastic casing</li> </ul> <p><strong>The HI 96801</strong> Sucrose digital refractometer is rugged, portable and water resistant for measurements in the lab or field. This instrument offers a specific analysis to determine accurate sugar concentration.</p> <p>This optical instrument employs the measurement of the refractive index to determine parameters pertinent for sugar concentration analysis.</p> <p>The actual measurement of refractive index is simple and quick and provides the operator a standard accepted method for sugar content analysis. Samples are measured after a simple user calibration with deionized or distilled water. Within seconds this instrument measures the refractive index of the sample and converts it to %Brix. This digital refractometer eliminates the uncertainty associated with mechanical refractometers and is easily portable for measurements in the field.</p> <p>The HI 96801 utilizes internationally recognized references for unit conversion and temperature compensation and employ methodology recommended in the ICUMSA Methods Book (internationally recognized body for sugar analysis).</p> <p>Temperature (in °C or °F) is displayed simultaneously with the measurement on the large dual level display along with icons for low power and other helpful messages.</p> <p> </p> <p><strong>Order Information:</strong> HI 96801 is supplied with battery and instruction manual.</p> <p><strong>Specification :</strong></p> <table class="spec_table"> <tbody> <tr> <td><strong>Range</strong></td> <td><strong><small>Sugar Content</small></strong></td> <td><small>0 to 85% Brix (% Brix)</small></td> </tr> <tr> <td></td> <td><strong><small>Temperature</small></strong></td> <td><small>0 to 80°C (32 to 176°F)</small></td> </tr> <tr> <td><strong>Resolution</strong></td> <td><strong><small>Sugar Content</small></strong></td> <td><small>0.1 % Brix</small></td> </tr> <tr> <td></td> <td><strong><small>Temperature</small></strong></td> <td><small>0.1°C (0.1°F)</small></td> </tr> <tr> <td><strong>Accuracy <small>(@20°C)</small></strong></td> <td><strong><small>Sugar Content</small></strong></td> <td><small>±0.2% Brix</small></td> </tr> <tr> <td></td> <td><strong><small>Temperature</small></strong></td> <td><small>0.3°C (0.5°F)</small></td> </tr> <tr> <td><strong>Temperature Compensation </strong></td> <td></td> <td><small>automatic between 10 and 40°C (50 to 104°F)</small></td> </tr> <tr> <td><strong>Measurement Time</strong></td> <td></td> <td><small>approximately 1.5 seconds</small></td> </tr> <tr> <td><strong>Minimum Sample Volume</strong></td> <td></td> <td><small>100 µL (to cover prism totally)</small></td> </tr> <tr> <td><strong>Light Source</strong></td> <td></td> <td><small>yellow LED</small></td> </tr> <tr> <td><strong>Sample Cell</strong></td> <td></td> <td><small>stainless steel ring and flint glass prism</small></td> </tr> <tr> <td><strong>Auto-off</strong></td> <td></td> <td><small>after three minutes of non-use</small></td> </tr> <tr> <td><strong>Enclosure Rating</strong></td> <td></td> <td><small>IP65</small></td> </tr> <tr> <td><strong>Battery Type / Battery Life</strong></td> <td></td> <td><small>9V / approximately 5000 readings</small></td> </tr> <tr> <td><strong>Dimensions / Weight</strong></td> <td></td> <td><small>192 x 104 x 69 mm (7.6 x 4.1 x 2.7”) / 420 g (14.8 oz.)</small></td> </tr> </tbody> </table> </div> | Sucrose Refractometer, Sugar Range: 0 to 85% Brix (% Brix) The device is easy to use and guarantees fast and accurate measurements in seconds. | <div class="product-short-description"> <p>Sucrose Refractometer, Sugar Range: 0 to 85% Brix (% Brix)<br/> The device is easy to use and guarantees fast and accurate measurements in seconds.</p> </div> | https://www.hannathailand.com/wp-content/uploads/2022/06/digitalrefraktometerfursaccharose1437_11.jpg | เครื่องวัดปริมาณไอโอดีน รุ่น HI718 , เครื่องวัดปริมาณคลอรีนรวม รุ่น HI711 , เครื่องวัดปริมาณฟอสฟอรัส ช่วงต่ำมาก รุ่น HI736 , น้ำยามาตรฐานสอบเทียบ , เครื่องวัดปริมาณคลอรีนอิสระ รุ่น HI701 , เครื่องวัดปริมาณไนไตรท์ ช่วงสูง ในตัวอย่างน้ำ รุ่น HI708 , เครื่องวัดสีในน้ำตัวอย่าง HI727 , เครื่องวัดปริมาณฟลูออไรด์ ช่วงต่ำ รุ่น HI729 | <a class="woocommerce-LoopProduct-link woocommerce-loop-product__link" href="https://www.hannathailand.com/product/hi718-checker-hc-iodine/">เครื่องวัดปริมาณไอโอดีน รุ่น HI718</a> , <a class="woocommerce-LoopProduct-link woocommerce-loop-product__link" href="https://www.hannathailand.com/product/hi711-checker-hc-total-chlorine/">เครื่องวัดปริมาณคลอรีนรวม รุ่น HI711</a> , <a class="woocommerce-LoopProduct-link woocommerce-loop-product__link" href="https://www.hannathailand.com/product/phosphorous-marine/">เครื่องวัดปริมาณฟอสฟอรัส ช่วงต่ำมาก รุ่น HI736</a> , <a class="woocommerce-LoopProduct-link woocommerce-loop-product__link" href="https://www.hannathailand.com/product/hi9828-25/">น้ำยามาตรฐานสอบเทียบ</a> , <a class="woocommerce-LoopProduct-link woocommerce-loop-product__link" href="https://www.hannathailand.com/product/hi701-checker-hc-free-chlorine/">เครื่องวัดปริมาณคลอรีนอิสระ รุ่น HI701</a> , <a class="woocommerce-LoopProduct-link woocommerce-loop-product__link" href="https://www.hannathailand.com/product/hi708-checker-hc-nitrite-hr/">เครื่องวัดปริมาณไนไตรท์ ช่วงสูง ในตัวอย่างน้ำ รุ่น HI708</a> , <a class="woocommerce-LoopProduct-link woocommerce-loop-product__link" href="https://www.hannathailand.com/product/hi727-checker-hc-color-of-water/">เครื่องวัดสีในน้ำตัวอย่าง HI727</a> , <a class="woocommerce-LoopProduct-link woocommerce-loop-product__link" href="https://www.hannathailand.com/product/hi729-checker-hc-fluoride-lr/">เครื่องวัดปริมาณฟลูออไรด์ ช่วงต่ำ รุ่น HI729</a> | https://www.hannathailand.com/wp-content/uploads/2022/06/miniphotometerfuriod829_11-600x600.jpg , https://www.hannathailand.com/wp-content/uploads/2022/06/hi711_lg-600x600.jpg , https://www.hannathailand.com/wp-content/uploads/2021/12/HI736-600x600.jpg , https://www.hannathailand.com/wp-content/uploads/2021/07/8-500x500.jpg , https://www.hannathailand.com/wp-content/uploads/2021/11/hi701-500x500.jpg , https://www.hannathailand.com/wp-content/uploads/2022/06/miniphotometerfurnitrithoch2420_11-600x600.jpg , https://www.hannathailand.com/wp-content/uploads/2022/06/miniphotometerfurfarbe843_11-600x600.jpg , https://www.hannathailand.com/wp-content/uploads/2022/06/miniphotometerfurfluoridniedrig844_11-600x600.jpg
36 | เครื่องวัดความหวาน (น้ำตาลฟรุกโตส) แบบภาคสนาม รุ่น HI96802 | สินค้าทั้งหมด , แบบภาคสนาม | https://www.hannathailand.com/product-category/refractometer/refracto-fieldwork/ | https://www.hannathailand.com/product/hi96802-fructose-digital-refractometer-portable/ | HI96802 | 12,840.00 |  | <div aria-labelledby="tab-title-additional_information" class="woocommerce-Tabs-panel woocommerce-Tabs-panel--additional_information panel entry-content" id="tab-additional_information" role="tabpanel"> </div> | ครื่องวัดน้ำตาลฟรุกโตส Fructose Refractometer แบบดิจิตอล HI96802 ใช้วัดปริมาณน้ำตาลฟรุกโตส (Fructose) เป็น % ของน้ำหนัก (%W/W) หน้าจอแสดงอุณหภูมิ (° C หรือ° F) และค่าความหวานจากการวัดพร้อมกัน เครื่องวัดออกแบบมาอย่างดีกันน้ำได้ตามมาตรฐาน IP65 เหมาะสำหรับการวิเคราะห์ปริมาณน้ำตาลฟรุกโตส (Fructose) ซื่งพบมากในผลไม้และน้ำผึ้ง ฟรุกโตสเป็นน้ำตาลโมเลกุลเดี่ยว ซึ่งเป็นองค์ประกอบของน้ำตาลทราย (น้ำตาลทรายประกอบด้วยน้ำตาลฟรุกโตสและกลูโคส) สินคุณภาพสูงจาก USA Ideal for the analysis of fruits, energy drinks, puddings, soy milk juices, jam, marmalade, honey, soups, jelly, tofu and condiments The dual-level LCD displays measurement and temperature readings simultaneously Automatic Temperature Compensation for accurate measurements Easy measurement; place a few drops of the sample in the well and press the READ key BEPS (Battery Error Prevention System) alerts the user in the event that low battery power could adversely affect readings. IP65 water protection; built to perform under harsh laboratory and field conditions. Quick, accurate results, readings are displayed in approximately 1.5 seconds. Single point calibration with distilled or deionized water Small sample size, can be as small as 2 metric drops. Automatic shut-off after three minutes of non-use Stainless steel sample well, easy to clean and corrosion resistant ABS thermoplastic casing The HI 96802 Fructose digital refractometer is rugged, portable and water resistant for measurements in the lab or field. This instrument offers a specific analysis to determine accurate sugar concentration. This optical instrument employs the measurement of the refractive index to determine parameters pertinent for sugar concentration analysis. The actual measurement of refractive index is simple and quick and provides the operator a standard accepted method for sugar content analysis. Samples are measured after a simple user calibration with deionized or distilled water. Within seconds this instrument measures the refractive index of the sample and converts it to percent by weight concentration units. This digital refractometer eliminates the uncertainty associated with mechanical refractometers and is easily portable for measurements in the field. The HI 96802 utilizes internationally recognized references for unit conversion and temperature compensation and employ methodology recommended in the ICUMSA Methods Book (internationally recognized body for sugar analysis). Temperature (in °C or °F) is displayed simultaneously with the measurement on the large dual level display along with icons for low power and other helpful messages. Order Information: HI 96802 is supplied with battery and instruction manual. Product Manuals Manual: Download Specification Range Sugar Content 0 to 85% (by weight) (% fructose) Temperature 0 to 80°C (32 to 176°F) Resolution Sugar Content 0.1 Temperature 0.1°C (0.1°F) Accuracy (@20°C) Sugar Content ±0.2% Temperature 0.3°C (0.5°F) Temperature Compensation automatic between 10 and 40°C (50 to 104°F) Measurement Time approximately 1.5 seconds Minimum Sample Volume 100 µL (to cover prism totally) Light Source yellow LED Sample Cell stainless steel ring and flint glass prism Auto-off after three minutes of non-use Enclosure Rating IP65 Battery Type / Battery Life 9V / approximately 5000 readings Dimensions / Weight 192 x 104 x 69 mm (7.6 x 4.1 x 2.7”) / 420 g (14.8 oz.) | <div aria-labelledby="tab-title-description" class="woocommerce-Tabs-panel woocommerce-Tabs-panel--description panel entry-content active" id="tab-description" role="tabpanel"> <p>ครื่องวัดน้ำตาลฟรุกโตส Fructose Refractometer แบบดิจิตอล HI96802 ใช้วัดปริมาณน้ำตาลฟรุกโตส (Fructose) เป็น % ของน้ำหนัก (%W/W) หน้าจอแสดงอุณหภูมิ (° C หรือ° F) และค่าความหวานจากการวัดพร้อมกัน เครื่องวัดออกแบบมาอย่างดีกันน้ำได้ตามมาตรฐาน IP65 เหมาะสำหรับการวิเคราะห์ปริมาณน้ำตาลฟรุกโตส (Fructose) ซื่งพบมากในผลไม้และน้ำผึ้ง ฟรุกโตสเป็นน้ำตาลโมเลกุลเดี่ยว ซึ่งเป็นองค์ประกอบของน้ำตาลทราย (น้ำตาลทรายประกอบด้วยน้ำตาลฟรุกโตสและกลูโคส) สินคุณภาพสูงจาก USA</p> <ul> <li>Ideal for the analysis of fruits, energy drinks, puddings, soy milk juices, jam, marmalade, honey, soups, jelly, tofu and condiments</li> <li>The dual-level LCD displays measurement and temperature readings simultaneously</li> <li>Automatic Temperature Compensation for accurate measurements</li> <li>Easy measurement; place a few drops of the sample in the well and press the READ key</li> <li>BEPS (Battery Error Prevention System) alerts the user in the event that low battery power could adversely affect readings.</li> <li>IP65 water protection; built to perform under harsh laboratory and field conditions.</li> <li>Quick, accurate results, readings are displayed in approximately 1.5 seconds.</li> <li>Single point calibration with distilled or deionized water</li> <li>Small sample size, can be as small as 2 metric drops.</li> <li>Automatic shut-off after three minutes of non-use</li> <li>Stainless steel sample well, easy to clean and corrosion resistant</li> <li>ABS thermoplastic casing</li> </ul> <p> </p> <p>The HI 96802 Fructose digital refractometer is rugged, portable and water resistant for measurements in the lab or field. This instrument offers a specific analysis to determine accurate sugar concentration.</p> <p>This optical instrument employs the measurement of the refractive index to determine parameters pertinent for sugar concentration analysis.</p> <p>The actual measurement of refractive index is simple and quick and provides the operator a standard accepted method for sugar content analysis. Samples are measured after a simple user calibration with deionized or distilled water. Within seconds this instrument measures the refractive index of the sample and converts it to percent by weight concentration units. This digital refractometer eliminates the uncertainty associated with mechanical refractometers and is easily portable for measurements in the field.</p> <p>The HI 96802 utilizes internationally recognized references for unit conversion and temperature compensation and employ methodology recommended in the ICUMSA Methods Book (internationally recognized body for sugar analysis).</p> <p>Temperature (in °C or °F) is displayed simultaneously with the measurement on the large dual level display along with icons for low power and other helpful messages.</p> <p> </p> <p><strong>Order Information:</strong> HI 96802 is supplied with battery and instruction manual.</p> <div><strong>Product Manuals</strong></div> <p><img align="absmiddle" alt="" border="0" decoding="async" height="22" loading="lazy" src="http://www.hannainst.com/usa/images/icon-pdf.gif" width="20"/> Manual: <a href="http://www.hannainst.com/manuals/man96802_05_12_2008.pdf" rel="noopener" target="_blank" title="Download Product Manual">Download</a></p> <p><strong>Specification</strong></p> <table class="spec_table"> <tbody> <tr> <td><strong>Range</strong></td> <td><strong><small>Sugar Content</small></strong></td> <td><small>0 to 85% (by weight) (% fructose)</small></td> </tr> <tr> <td></td> <td><strong><small>Temperature</small></strong></td> <td><small>0 to 80°C (32 to 176°F)</small></td> </tr> <tr> <td><strong>Resolution</strong></td> <td><strong><small>Sugar Content</small></strong></td> <td><small>0.1</small></td> </tr> <tr> <td></td> <td><strong><small>Temperature</small></strong></td> <td><small>0.1°C (0.1°F)</small></td> </tr> <tr> <td><strong>Accuracy <small>(@20°C)</small></strong></td> <td><strong><small>Sugar Content</small></strong></td> <td><small>±0.2%</small></td> </tr> <tr> <td></td> <td><strong><small>Temperature</small></strong></td> <td><small>0.3°C (0.5°F)</small></td> </tr> <tr> <td><strong>Temperature Compensation </strong></td> <td></td> <td><small>automatic between 10 and 40°C (50 to 104°F)</small></td> </tr> <tr> <td><strong>Measurement Time</strong></td> <td></td> <td><small>approximately 1.5 seconds</small></td> </tr> <tr> <td><strong>Minimum Sample Volume</strong></td> <td></td> <td><small>100 µL (to cover prism totally)</small></td> </tr> <tr> <td><strong>Light Source</strong></td> <td></td> <td><small>yellow LED</small></td> </tr> <tr> <td><strong>Sample Cell</strong></td> <td></td> <td><small>stainless steel ring and flint glass prism</small></td> </tr> <tr> <td><strong>Auto-off</strong></td> <td></td> <td><small>after three minutes of non-use</small></td> </tr> <tr> <td><strong>Enclosure Rating</strong></td> <td></td> <td><small>IP65</small></td> </tr> <tr> <td><strong>Battery Type / Battery Life</strong></td> <td></td> <td><small>9V / approximately 5000 readings</small></td> </tr> <tr> <td><strong>Dimensions / Weight</strong></td> <td></td> <td><small>192 x 104 x 69 mm (7.6 x 4.1 x 2.7”) / 420 g (14.8 oz.)</small></td> </tr> </tbody> </table> <p> </p> </div> | Fructose refractometer, sugar range: 0 to 85% (by weight) (% fructose) The device is easy to use and guarantees fast and accurate measurements in seconds. | <div class="product-short-description"> <p>Fructose refractometer, sugar range: 0 to 85% (by weight) (% fructose)<br/> The device is easy to use and guarantees fast and accurate measurements in seconds.</p> </div> | https://www.hannathailand.com/wp-content/uploads/2022/06/digitalrefraktometerfurfruktose1438_11.jpg | เครื่องวัดปริมาณโครเมี่ยม ช่วงสูง รุ่น HI723 , เครื่องวัดสีในน้ำตัวอย่าง HI727 , สารละลายมาตรฐานความขุ่น 20 NTU , เครื่องวัดคลอรีน , เครื่องวัดปริมาณฟอสเฟต ช่วงต่ำ รุ่น HI713 , เครื่องวัดปริมาณแอมโมเนีย ช่วงต่ำ รุ่น HI700 , เครื่องวัดปริมาณฟอสฟอรัส ช่วงต่ำมาก รุ่น HI736 , น้ำยามาตรฐานสอบเทียบ ค่ามาตรฐานความเค็ม | <a class="woocommerce-LoopProduct-link woocommerce-loop-product__link" href="https://www.hannathailand.com/product/hi723-checker-hc-chromium-vi-hr/">เครื่องวัดปริมาณโครเมี่ยม ช่วงสูง รุ่น HI723</a> , <a class="woocommerce-LoopProduct-link woocommerce-loop-product__link" href="https://www.hannathailand.com/product/hi727-checker-hc-color-of-water/">เครื่องวัดสีในน้ำตัวอย่าง HI727</a> , <a class="woocommerce-LoopProduct-link woocommerce-loop-product__link" href="https://www.hannathailand.com/product/hi93102-20/">สารละลายมาตรฐานความขุ่น 20 NTU</a> , <a class="woocommerce-LoopProduct-link woocommerce-loop-product__link" href="https://www.hannathailand.com/product/free-chlorine/">เครื่องวัดคลอรีน</a> , <a class="woocommerce-LoopProduct-link woocommerce-loop-product__link" href="https://www.hannathailand.com/product/hi713-checker-hc-phosphate-lr/">เครื่องวัดปริมาณฟอสเฟต ช่วงต่ำ รุ่น HI713</a> , <a class="woocommerce-LoopProduct-link woocommerce-loop-product__link" href="https://www.hannathailand.com/product/hi700-checker-hc-ammonia-lr/">เครื่องวัดปริมาณแอมโมเนีย ช่วงต่ำ รุ่น HI700</a> , <a class="woocommerce-LoopProduct-link woocommerce-loop-product__link" href="https://www.hannathailand.com/product/phosphorous-marine/">เครื่องวัดปริมาณฟอสฟอรัส ช่วงต่ำมาก รุ่น HI736</a> , <a class="woocommerce-LoopProduct-link woocommerce-loop-product__link" href="https://www.hannathailand.com/product/hi7080l/">น้ำยามาตรฐานสอบเทียบ ค่ามาตรฐานความเค็ม</a> | https://www.hannathailand.com/wp-content/uploads/2022/06/miniphotometerfurchromvihoch839_11-600x600.jpg , https://www.hannathailand.com/wp-content/uploads/2022/06/miniphotometerfurfarbe843_11-600x600.jpg , https://www.hannathailand.com/wp-content/uploads/2021/07/9-500x500.jpg , https://www.hannathailand.com/wp-content/uploads/2021/07/1-500x500.jpg , https://www.hannathailand.com/wp-content/uploads/2022/06/hi713_lg51caffcdce23e-600x600.jpg , https://www.hannathailand.com/wp-content/uploads/2022/06/hi700_400pxl-600x600.jpg , https://www.hannathailand.com/wp-content/uploads/2021/12/HI736-600x600.jpg , https://www.hannathailand.com/wp-content/uploads/2021/07/11-500x500.jpg
37 | เครื่องวัดความหวาน (น้ำตาลอินเวิร์ต) แบบภาคสนาม รุ่น HI96804 | สินค้าทั้งหมด , แบบภาคสนาม | https://www.hannathailand.com/product-category/refractometer/refracto-fieldwork/ | https://www.hannathailand.com/product/hi96804-invert-sugar-digital-refractometer-portable/ | HI96804 | 12,840.00 |  | <div aria-labelledby="tab-title-additional_information" class="woocommerce-Tabs-panel woocommerce-Tabs-panel--additional_information panel entry-content" id="tab-additional_information" role="tabpanel"> </div> | เครื่องวัดการหักเหของแสงดิจิทัล HI96804 Invert Sugar มีความทนทาน พกพาสะดวก และกันน้ำได้ สำหรับการตรวจวัดในห้องปฏิบัติการหรือภาคสนาม เครื่องมือนี้นำเสนอการวิเคราะห์เฉพาะเพื่อกำหนดความเข้มข้นของน้ำตาลที่แม่นยำ อุปกรณ์เชิงแสงนี้ใช้การวัดดัชนีการหักเหของแสงเพื่อกำหนดพารามิเตอร์ที่เกี่ยวข้องกับการวิเคราะห์ความเข้มข้นของน้ำตาล Ideal for the analysis of fruits, energy drinks, puddings, soy milk juices, jam, marmalade, honey, soups, jelly, tofu and condiments The dual-level LCD displays measurement and temperature readings simultaneously Automatic Temperature Compensation for accurate measurements Easy measurement; place a few drops of the sample in the well and press the READ key BEPS (Battery Error Prevention System) alerts the user in the event that low battery power could adversely affect readings. IP65 water protection; built to perform under harsh laboratory and field conditions. Quick, accurate results, readings are displayed in approximately 1.5 seconds. Single point calibration with distilled or deionized water Small sample size, can be as small as 2 metric drops. Automatic shut-off after three minutes of non-use Stainless steel sample well, easy to clean and corrosion resistant ABS thermoplastic casing The HI96804 Invert Sugar digital refractometer is rugged, portable and water resistant for measurements in the lab or field. This instrument offers a specific analysis to determine accurate sugar concentration. This optical instrument employs the measurement of the refractive index to determine parameters pertinent for sugar concentration analysis. The actual measurement of refractive index is simple and quick and provides the operator a standard accepted method for sugar content analysis. Samples are measured after a simple user calibration with deionized or distilled water. Within seconds this instrument measures the refractive index of the sample and converts it to percent by weight concentration units. This digital refractometer eliminates the uncertainty associated with mechanical refractometers and is easily portable for measurements in the field. The HI 96804 utilizes internationally recognized references for unit conversion and temperature compensation and employ methodology recommended in the ICUMSA Methods Book (internationally recognized body for sugar analysis). Temperature (in °C or °F) is displayed simultaneously with the measurement on the large dual level display along with icons for low power and other helpful messages. Order Information: HI 96804 is supplied with battery and instruction manual. Product Manuals Manual: Download Specification Range Sugar Content 0 to 85% (by weight) (% invert sugar) Temperature 0 to 80°C (32 to 176°F) Resolution Sugar Content 0.1 Temperature 0.1°C (0.1°F) Accuracy (@20°C) Sugar Content ±0.2% Temperature 0.3°C (0.5°F) Temperature Compensation automatic between 10 and 40°C (50 to 104°F) Measurement Time approximately 1.5 seconds Minimum Sample Volume 100 µL (to cover prism totally) Light Source yellow LED Sample Cell stainless steel ring and flint glass prism Auto-off after 3 minutes of non-use Enclosure Rating IP65 Battery Type / Battery Life 9V / approximately 5000 readings Dimensions / Weight 192 x 104 x 69 mm (7.6 x 4.1 x 2.7”) / 420 g (14.8 oz.) | <div aria-labelledby="tab-title-description" class="woocommerce-Tabs-panel woocommerce-Tabs-panel--description panel entry-content active" id="tab-description" role="tabpanel"> <p>เครื่องวัดการหักเหของแสงดิจิทัล HI96804 Invert Sugar มีความทนทาน พกพาสะดวก และกันน้ำได้ สำหรับการตรวจวัดในห้องปฏิบัติการหรือภาคสนาม เครื่องมือนี้นำเสนอการวิเคราะห์เฉพาะเพื่อกำหนดความเข้มข้นของน้ำตาลที่แม่นยำ อุปกรณ์เชิงแสงนี้ใช้การวัดดัชนีการหักเหของแสงเพื่อกำหนดพารามิเตอร์ที่เกี่ยวข้องกับการวิเคราะห์ความเข้มข้นของน้ำตาล</p> <ul> <li>Ideal for the analysis of fruits, energy drinks, puddings, soy milk juices, jam, marmalade, honey, soups, jelly, tofu and condiments</li> <li>The dual-level LCD displays measurement and temperature readings simultaneously</li> <li>Automatic Temperature Compensation for accurate measurements</li> <li>Easy measurement; place a few drops of the sample in the well and press the READ key</li> <li>BEPS (Battery Error Prevention System) alerts the user in the event that low battery power could adversely affect readings.</li> <li>IP65 water protection; built to perform under harsh laboratory and field conditions.</li> <li>Quick, accurate results, readings are displayed in approximately 1.5 seconds.</li> <li>Single point calibration with distilled or deionized water</li> <li>Small sample size, can be as small as 2 metric drops.</li> <li>Automatic shut-off after three minutes of non-use</li> <li>Stainless steel sample well, easy to clean and corrosion resistant</li> <li>ABS thermoplastic casing</li> </ul> <p>The HI96804 Invert Sugar digital refractometer is rugged, portable and water resistant for measurements in the lab or field. This instrument offers a specific analysis to determine accurate sugar concentration.</p> <p>This optical instrument employs the measurement of the refractive index to determine parameters pertinent for sugar concentration analysis.</p> <p>The actual measurement of refractive index is simple and quick and provides the operator a standard accepted method for sugar content analysis. Samples are measured after a simple user calibration with deionized or distilled water. Within seconds this instrument measures the refractive index of the sample and converts it to percent by weight concentration units. This digital refractometer eliminates the uncertainty associated with mechanical refractometers and is easily portable for measurements in the field.</p> <p>The HI 96804 utilizes internationally recognized references for unit conversion and temperature compensation and employ methodology recommended in the ICUMSA Methods Book (internationally recognized body for sugar analysis).</p> <p>Temperature (in °C or °F) is displayed simultaneously with the measurement on the large dual level display along with icons for low power and other helpful messages.</p> <p> </p> <p><strong>Order Information:</strong> HI 96804 is supplied with battery and instruction manual.</p> <div><strong>Product Manuals</strong></div> <p><img align="absmiddle" alt="" border="0" decoding="async" height="22" loading="lazy" src="http://www.hannainst.com/usa/images/icon-pdf.gif" width="20"/> Manual: <a href="http://www.hannainst.com/manuals/man96804_05_12_2008.pdf" rel="noopener" target="_blank" title="Download Product Manual">Download</a></p> <p><strong>Specification</strong></p> <table class="spec_table"> <tbody> <tr> <td><strong>Range</strong></td> <td><strong><small>Sugar Content</small></strong></td> <td><small>0 to 85% (by weight) (% invert sugar)</small></td> </tr> <tr> <td></td> <td><strong><small>Temperature</small></strong></td> <td><small>0 to 80°C (32 to 176°F)</small></td> </tr> <tr> <td><strong>Resolution</strong></td> <td><strong><small>Sugar Content</small></strong></td> <td><small>0.1</small></td> </tr> <tr> <td></td> <td><strong><small>Temperature</small></strong></td> <td><small>0.1°C (0.1°F)</small></td> </tr> <tr> <td><strong>Accuracy <small>(@20°C)</small></strong></td> <td><strong><small>Sugar Content</small></strong></td> <td><small>±0.2%</small></td> </tr> <tr> <td></td> <td><strong><small>Temperature</small></strong></td> <td><small>0.3°C (0.5°F)</small></td> </tr> <tr> <td><strong>Temperature Compensation </strong></td> <td></td> <td><small>automatic between 10 and 40°C (50 to 104°F)</small></td> </tr> <tr> <td><strong>Measurement Time</strong></td> <td></td> <td><small>approximately 1.5 seconds</small></td> </tr> <tr> <td><strong>Minimum Sample Volume</strong></td> <td></td> <td><small>100 µL (to cover prism totally)</small></td> </tr> <tr> <td><strong>Light Source</strong></td> <td></td> <td><small>yellow LED</small></td> </tr> <tr> <td><strong>Sample Cell</strong></td> <td></td> <td><small>stainless steel ring and flint glass prism</small></td> </tr> <tr> <td><strong>Auto-off</strong></td> <td></td> <td><small>after 3 minutes of non-use</small></td> </tr> <tr> <td><strong>Enclosure Rating</strong></td> <td></td> <td><small>IP65</small></td> </tr> <tr> <td><strong>Battery Type / Battery Life</strong></td> <td></td> <td><small>9V / approximately 5000 readings</small></td> </tr> <tr> <td><strong>Dimensions / Weight</strong></td> <td></td> <td><small>192 x 104 x 69 mm (7.6 x 4.1 x 2.7”) / 420 g (14.8 oz.)</small></td> </tr> </tbody> </table> <p> </p> </div> | Invert sugar refractometer, sugar range: 0 to 85% (by weight) (% invert sugar) The device is easy to use and guarantees fast and accurate measurements in seconds. | <div class="product-short-description"> <p>Invert sugar refractometer, sugar range: 0 to 85% (by weight) (% invert sugar)<br/> The device is easy to use and guarantees fast and accurate measurements in seconds.</p> </div> | https://www.hannathailand.com/wp-content/uploads/2022/06/digitalrefraktometerfurinvertzucker1440_11.jpg | เครื่องวัดสีในน้ำตัวอย่าง HI727 , เครื่องวัดปริมาณแอมโมเนีย ช่วงสูง รุ่น HI733 , เครื่องวัดปริมาณไนไตรท์ ช่วงต่ำ รุ่น HI707 , เซ็นเซอร์วัดออกซิเจนในน้ำสำหรับ HI9829 มัลติพารามิเตอร์ , เครื่องวัดปริมาณฟอสเฟต ช่วงต่ำ รุ่น HI713 , สารละลายมาตรฐานความขุ่น 20 NTU , น้ำยามาตรฐานสอบเทียบ ค่ามาตรฐานความเค็ม , เครื่องวัดปริมาณฟอสฟอรัส ช่วงต่ำมาก รุ่น HI736 | <a class="woocommerce-LoopProduct-link woocommerce-loop-product__link" href="https://www.hannathailand.com/product/hi727-checker-hc-color-of-water/">เครื่องวัดสีในน้ำตัวอย่าง HI727</a> , <a class="woocommerce-LoopProduct-link woocommerce-loop-product__link" href="https://www.hannathailand.com/product/hi733-checker-hc-ammonia-hr/">เครื่องวัดปริมาณแอมโมเนีย ช่วงสูง รุ่น HI733</a> , <a class="woocommerce-LoopProduct-link woocommerce-loop-product__link" href="https://www.hannathailand.com/product/hi707-checker-hc-nitrite-lr/">เครื่องวัดปริมาณไนไตรท์ ช่วงต่ำ รุ่น HI707</a> , <a class="woocommerce-LoopProduct-link woocommerce-loop-product__link" href="https://www.hannathailand.com/product/hi7609829-2/">เซ็นเซอร์วัดออกซิเจนในน้ำสำหรับ HI9829 มัลติพารามิเตอร์</a> , <a class="woocommerce-LoopProduct-link woocommerce-loop-product__link" href="https://www.hannathailand.com/product/hi713-checker-hc-phosphate-lr/">เครื่องวัดปริมาณฟอสเฟต ช่วงต่ำ รุ่น HI713</a> , <a class="woocommerce-LoopProduct-link woocommerce-loop-product__link" href="https://www.hannathailand.com/product/hi93102-20/">สารละลายมาตรฐานความขุ่น 20 NTU</a> , <a class="woocommerce-LoopProduct-link woocommerce-loop-product__link" href="https://www.hannathailand.com/product/hi7080l/">น้ำยามาตรฐานสอบเทียบ ค่ามาตรฐานความเค็ม</a> , <a class="woocommerce-LoopProduct-link woocommerce-loop-product__link" href="https://www.hannathailand.com/product/phosphorous-marine/">เครื่องวัดปริมาณฟอสฟอรัส ช่วงต่ำมาก รุ่น HI736</a> | https://www.hannathailand.com/wp-content/uploads/2022/06/miniphotometerfurfarbe843_11-600x600.jpg , https://www.hannathailand.com/wp-content/uploads/2022/06/miniphotometerfurammoniumhoch2418_11-600x600.jpg , https://www.hannathailand.com/wp-content/uploads/2022/06/hi707400-600x600.jpg , https://www.hannathailand.com/wp-content/uploads/2021/07/5-500x500.jpg , https://www.hannathailand.com/wp-content/uploads/2022/06/hi713_lg51caffcdce23e-600x600.jpg , https://www.hannathailand.com/wp-content/uploads/2021/07/9-500x500.jpg , https://www.hannathailand.com/wp-content/uploads/2021/07/11-500x500.jpg , https://www.hannathailand.com/wp-content/uploads/2021/12/HI736-600x600.jpg
38 | เครื่องวัดความเค็ม แบบภาคสนาม รุ่น HI96821 | สินค้าทั้งหมด , สินค้าแนะนำ , แบบภาคสนาม | https://www.hannathailand.com/product-category/refractometer/refracto-fieldwork/ | https://www.hannathailand.com/product/hi96821-sodium-chloride-digital-refractometer-portable/ | HI96821 | 12,840.00 |  | <div aria-labelledby="tab-title-additional_information" class="woocommerce-Tabs-panel woocommerce-Tabs-panel--additional_information panel entry-content" id="tab-additional_information" role="tabpanel"> </div> | HANNA นำเสนอเเครื่องวัดความเค็ม แบบภาคสนาม รุ่น HI96821 เพื่อตอบสนองความต้องการของอุตสาหกรรมอาหาร เครื่องมือนี้ใช้การวัดดัชนีการหักเหของแสงเพื่อกำหนดความเข้มข้นของโซเดียมคลอไรด์ในสารละลายที่เป็นน้ำซึ่งใช้ในการเตรียมอาหาร ไม่ได้มีไว้สำหรับการวัดความเค็มของน้ำทะเล เหมาะสมสำหรับอุตสาหกรรมอาหารและเครื่องดื่ม (คลิกเพื่ออ่านบทความเกี่ยวกับเครื่องมือ) Ideal for the analysis of: Salad Dressings, Cheeses, Condiments, Pickles, Canned Foods, Jarred Foods, Milk, Juices, Energy Drinks, Soups, Brines and Whey The dual-level LCD displays measurement and temperature readings simultaneously Automatic Temperature Compensation for accurate measurements Easy measurement; place a few drops of the sample in the well and press the READ key BEPS (Battery Error Prevention System) alerts the user in the event that low battery power could adversely affect readings. IP65 water protection; built to perform under harsh laboratory and field conditions. Quick, accurate results, readings are displayed in approximately 1.5 seconds. Single point calibration with distilled or deionized water Small sample size, can be as small as 2 metric drops. Automatic shut-off after three minutes of non-use Stainless steel sample well, easy to clean and corrosion resistant ABS thermoplastic casing HANNA offers the HI 96821 digital sodium chloride refractometer to meet the requirements of the food industry. This optical instrument employs the measurement of the refractive index to determine sodium chloride concentration in aqueous solutions used in food preparation. It is not intended for sea water salinity measurements. The measurement of refractive index is simple and quick and provides the user an accepted method for NaCl analysis. Samples are measured after a simple user calibration with deionized or distilled water. Within seconds the instrument measures the refractive index of the solution. The digital refractometer eliminates the uncertainty associated with mechanical refractometers and is portable for measurements where you need them. The instrument utilizes internationally recognized references for unit conversion and temperature compensation. It can display the measurement of NaCl concentration 4 different ways: g/100 g, g/100 mL, specific gravity, and °Baumé. Temperature (in °C or °F) is displayed simultaneously with the measurement (on 3 of the ranges) on the large dual level display along with icons for Low Power and other helpful message codes. Order Information: HI 96821 supplied with battery and instruction manual. Product Manuals Manual: Download Specification Range g/100 g 0 to 28 g/100 mL 0 to 34 Specific Gravity 1.000 to 1.216 °Baumé 0 to 26 Temperature 0 to 80°C (32 to 176°F) Resolution g/100 g 0.1 g/100 mL 0.1 Specific Gravity 0.001 °Baumé 0.1 Temperature 0.1°C (0.1°F) Accuracy (@20°C) g/100 g ±0.2 g/100 mL ±0.2 Specific Gravity ±0.002 °Baumé ±0.2 Temperature ±0.3°C (0.5°F) Temperature Compensation automatic between 10 and 40°C (50 to 104°F) Measurement Time approximately 1.5 seconds Minimum Sample Volume 100 µL (to cover prism totally) Light Source yellow LED Sample Cell stainless steel ring and flint glass prism Auto-off after three minutes of non-use Enclosure Rating IP 65 Battery Type / Battery Life 9V / approximately 5000 readings Dimensions / Weight 192 x 104 x 69 mm (7.6 x 4.1 x 2.7”) / 420 g (14.8 oz.) | <div aria-labelledby="tab-title-description" class="woocommerce-Tabs-panel woocommerce-Tabs-panel--description panel entry-content active" id="tab-description" role="tabpanel"> <p>HANNA นำเสนอเเครื่องวัดความเค็ม แบบภาคสนาม รุ่น HI96821 เพื่อตอบสนองความต้องการของอุตสาหกรรมอาหาร เครื่องมือนี้ใช้การวัดดัชนีการหักเหของแสงเพื่อกำหนดความเข้มข้นของโซเดียมคลอไรด์ในสารละลายที่เป็นน้ำซึ่งใช้ในการเตรียมอาหาร ไม่ได้มีไว้สำหรับการวัดความเค็มของน้ำทะเล</p> <p>เหมาะสมสำหรับอุตสาหกรรมอาหารและเครื่องดื่ม</p> <p style="text-align: center;"><a href="https://www.hannathailand.com/2021/07/24/blog3/">(คลิกเพื่ออ่านบทความเกี่ยวกับเครื่องมือ)</a></p> <ul> <li>Ideal for the analysis of: Salad Dressings, Cheeses, Condiments, Pickles, Canned Foods, Jarred Foods, Milk, Juices, Energy Drinks, Soups, Brines and Whey</li> <li>The dual-level LCD displays measurement and temperature readings simultaneously</li> <li>Automatic Temperature Compensation for accurate measurements</li> <li>Easy measurement; place a few drops of the sample in the well and press the READ key</li> <li>BEPS (Battery Error Prevention System) alerts the user in the event that low battery power could adversely affect readings.</li> <li>IP65 water protection; built to perform under harsh laboratory and field conditions.</li> <li>Quick, accurate results, readings are displayed in approximately 1.5 seconds.</li> <li>Single point calibration with distilled or deionized water</li> <li>Small sample size, can be as small as 2 metric drops.</li> <li>Automatic shut-off after three minutes of non-use</li> <li>Stainless steel sample well, easy to clean and corrosion resistant</li> <li>ABS thermoplastic casing</li> </ul> <p> </p> <p>HANNA offers the HI 96821 digital sodium chloride refractometer to meet the requirements of the food industry. This optical instrument employs the measurement of the refractive index to determine sodium chloride concentration in aqueous solutions used in food preparation. It is not intended for sea water salinity measurements.</p> <p>The measurement of refractive index is simple and quick and provides the user an accepted method for NaCl analysis. Samples are measured after a simple user calibration with deionized or distilled water. Within seconds the instrument measures the refractive index of the solution. The digital refractometer eliminates the uncertainty associated with mechanical refractometers and is portable for measurements where you need them.</p> <p>The instrument utilizes internationally recognized references for unit conversion and temperature compensation. It can display the measurement of NaCl concentration 4 different ways: g/100 g, g/100 mL, specific gravity, and °Baumé.</p> <p>Temperature (in °C or °F) is displayed simultaneously with the measurement (on 3 of the ranges) on the large dual level display along with icons for Low Power and other helpful message codes.</p> <p> </p> <p><strong>Order Information:</strong> HI 96821 supplied with battery and instruction manual.</p> <div><strong>Product Manuals</strong></div> <p><img align="absmiddle" alt="" border="0" decoding="async" height="22" loading="lazy" src="http://www.hannainst.com/usa/images/icon-pdf.gif" width="20"/> Manual: <a href="http://www.hannainst.com/manuals/man96821_28_04_2009.pdf" rel="noopener" target="_blank" title="Download Product Manual">Download</a></p> <p><strong>Specification</strong></p> <table class="spec_table"> <tbody> <tr> <td><strong>Range</strong></td> <td><strong><small>g/100 g</small></strong></td> <td><small>0 to 28</small></td> </tr> <tr> <td></td> <td><strong><small>g/100 mL</small></strong></td> <td><small>0 to 34</small></td> </tr> <tr> <td></td> <td><strong><small>Specific Gravity</small></strong></td> <td><small>1.000 to 1.216</small></td> </tr> <tr> <td></td> <td><strong><small>°Baumé</small></strong></td> <td><small>0 to 26</small></td> </tr> <tr> <td></td> <td><strong><small>Temperature</small></strong></td> <td><small>0 to 80°C (32 to 176°F)</small></td> </tr> <tr> <td><strong>Resolution</strong></td> <td><strong><small>g/100 g</small></strong></td> <td><small>0.1</small></td> </tr> <tr> <td></td> <td><strong><small>g/100 mL</small></strong></td> <td><small>0.1</small></td> </tr> <tr> <td></td> <td><strong><small>Specific Gravity</small></strong></td> <td><small>0.001</small></td> </tr> <tr> <td></td> <td><strong><small>°Baumé</small></strong></td> <td><small>0.1</small></td> </tr> <tr> <td></td> <td><strong><small>Temperature</small></strong></td> <td><small>0.1°C (0.1°F)</small></td> </tr> <tr> <td><strong>Accuracy (@20°C)</strong></td> <td><strong><small>g/100 g</small></strong></td> <td><small>±0.2</small></td> </tr> <tr> <td></td> <td><strong><small>g/100 mL</small></strong></td> <td><small>±0.2</small></td> </tr> <tr> <td></td> <td><strong><small>Specific Gravity</small></strong></td> <td><small>±0.002</small></td> </tr> <tr> <td></td> <td><strong><small>°Baumé</small></strong></td> <td><small>±0.2</small></td> </tr> <tr> <td></td> <td><strong><small>Temperature</small></strong></td> <td><small>±0.3°C (0.5°F)</small></td> </tr> <tr> <td><strong>Temperature Compensation</strong></td> <td></td> <td><small>automatic between 10 and 40°C (50 to 104°F)</small></td> </tr> <tr> <td><strong>Measurement Time</strong></td> <td></td> <td><small>approximately 1.5 seconds</small></td> </tr> <tr> <td><strong>Minimum Sample Volume</strong></td> <td></td> <td><small>100 µL (to cover prism totally)</small></td> </tr> <tr> <td><strong>Light Source</strong></td> <td></td> <td><small>yellow LED</small></td> </tr> <tr> <td><strong>Sample Cell</strong></td> <td></td> <td><small>stainless steel ring and flint glass prism</small></td> </tr> <tr> <td><strong>Auto-off</strong></td> <td></td> <td><small>after three minutes of non-use</small></td> </tr> <tr> <td><strong>Enclosure Rating</strong></td> <td></td> <td><small>IP 65</small></td> </tr> <tr> <td><strong>Battery Type / Battery Life</strong></td> <td></td> <td><small>9V / approximately 5000 readings</small></td> </tr> <tr> <td><strong>Dimensions / Weight</strong></td> <td></td> <td><small>192 x 104 x 69 mm (7.6 x 4.1 x 2.7”) / 420 g (14.8 oz.)</small></td> </tr> </tbody> </table> <p> </p> </div> | Salt content (NaCl) refractometer; The device is easy to use and guarantees fast and accurate measurements in seconds. | <div class="product-short-description"> <p>Salt content (NaCl) refractometer;<br/> The device is easy to use and guarantees fast and accurate measurements in seconds.</p> </div> | https://www.hannathailand.com/wp-content/uploads/2022/06/digitalrefraktometerfursalzgehaltlebensmittelindustrie1441_11.jpg | เครื่องวัดปริมาณแอมโมเนีย ช่วงสูง รุ่น HI733 , เครื่องวัดปริมาณฟอสเฟต ช่วงต่ำ รุ่น HI713 , เครื่องวัดปริมาณฟอสเฟต ช่วงสูง รุ่น HI717 , เครื่องวัดปริมาณฟอสฟอรัส ช่วงต่ำมาก รุ่น HI736 , เครื่องวัดปริมาณไอโอดีน รุ่น HI718 , เครื่องควบคุมค่าความนำไฟฟ้า , เครื่องวัดปริมาณซิลิกา ช่วงต่ำ ในตัวอย่างน้ำ รุ่น HI705 , เครื่องวัดปริมาณคลอรีนรวม รุ่น HI711 | <a class="woocommerce-LoopProduct-link woocommerce-loop-product__link" href="https://www.hannathailand.com/product/hi733-checker-hc-ammonia-hr/">เครื่องวัดปริมาณแอมโมเนีย ช่วงสูง รุ่น HI733</a> , <a class="woocommerce-LoopProduct-link woocommerce-loop-product__link" href="https://www.hannathailand.com/product/hi713-checker-hc-phosphate-lr/">เครื่องวัดปริมาณฟอสเฟต ช่วงต่ำ รุ่น HI713</a> , <a class="woocommerce-LoopProduct-link woocommerce-loop-product__link" href="https://www.hannathailand.com/product/hi717-checker-hc-phosphate-hr/">เครื่องวัดปริมาณฟอสเฟต ช่วงสูง รุ่น HI717</a> , <a class="woocommerce-LoopProduct-link woocommerce-loop-product__link" href="https://www.hannathailand.com/product/phosphorous-marine/">เครื่องวัดปริมาณฟอสฟอรัส ช่วงต่ำมาก รุ่น HI736</a> , <a class="woocommerce-LoopProduct-link woocommerce-loop-product__link" href="https://www.hannathailand.com/product/hi718-checker-hc-iodine/">เครื่องวัดปริมาณไอโอดีน รุ่น HI718</a> , <a class="woocommerce-LoopProduct-link woocommerce-loop-product__link" href="https://www.hannathailand.com/product/hi8931cn/">เครื่องควบคุมค่าความนำไฟฟ้า</a> , <a class="woocommerce-LoopProduct-link woocommerce-loop-product__link" href="https://www.hannathailand.com/product/hi705-checker-hc-silica-lr/">เครื่องวัดปริมาณซิลิกา ช่วงต่ำ ในตัวอย่างน้ำ รุ่น HI705</a> , <a class="woocommerce-LoopProduct-link woocommerce-loop-product__link" href="https://www.hannathailand.com/product/hi711-checker-hc-total-chlorine/">เครื่องวัดปริมาณคลอรีนรวม รุ่น HI711</a> | https://www.hannathailand.com/wp-content/uploads/2022/06/miniphotometerfurammoniumhoch2418_11-600x600.jpg , https://www.hannathailand.com/wp-content/uploads/2022/06/hi713_lg51caffcdce23e-600x600.jpg , https://www.hannathailand.com/wp-content/uploads/2022/06/miniphotometerfurphosphathoch827_11-600x600.jpg , https://www.hannathailand.com/wp-content/uploads/2021/12/HI736-600x600.jpg , https://www.hannathailand.com/wp-content/uploads/2022/06/miniphotometerfuriod829_11-600x600.jpg , https://www.hannathailand.com/wp-content/uploads/2021/07/2-500x500.jpg , https://www.hannathailand.com/wp-content/uploads/2022/06/hi705400-600x600.jpg , https://www.hannathailand.com/wp-content/uploads/2022/06/hi711_lg-600x600.jpg
39 | เครื่องวัดความเค็ม แบบภาคสนาม รุ่น HI96822 สำหรับน้ำทะเล | สินค้าทั้งหมด , แบบภาคสนาม | https://www.hannathailand.com/product-category/refractometer/refracto-fieldwork/ | https://www.hannathailand.com/product/salinity-hi96822/ | HI96822 | 12,840.00 |  | <div aria-labelledby="tab-title-additional_information" class="woocommerce-Tabs-panel woocommerce-Tabs-panel--additional_information panel entry-content" id="tab-additional_information" role="tabpanel"> </div> | เครื่องวัดความเค็ม Salinity meter รุ่น HI96822 จาก Hanna การวัดความเค็มของน้ำทะเล น้ำกร่อยหรือตู้ปลาน้ำเค็ม แสดงความเค็มได้ 3หน่วย Practical Salinity Units (PSU) และ Parts per thousands (PPT) และ Specific Gravity โดยมีย่านการวัด 0 to 50 PSU และ 0 to 150 ppt และ 1.000 to 1.114 Specific Gravity (20/20) เพื่อให้มั่นใจความถูกต้องมีการสอบเทียบน้ำกลั่นหรือน้ำปราศจากไอออน (Deionized water) เหมาะสำหรับทดสอบความเค็มของน้ำทะเล น้ำกร่อยหรือตู้ปลาน้ำเค็ม สินคุณภาพสูงจาก USA มีใบรับรองการสอบเทียบ (Certificate) The dual-level LCD displays measurement and temperature readings simultaneously Automatic Temperature Compensation for accurate measurements Easy measurement; place a few drops of the sample in the well and press the READ key BEPS (Battery Error Prevention System) alerts the user in the event that low battery power could adversely affect readings. IP65 water protection; built to perform under harsh laboratory and field conditions. Quick, accurate results, readings are displayed in approximately 1.5 seconds. Single point calibration with distilled or deionized water Small sample size, can be as small as 2 metric drops. Automatic shut-off after three minutes of non-use Stainless steel sample well, easy to clean and corrosion resistant ABS thermoplastic casing HANNA‘s HI?96822 Digital Refractometer is a rugged, portable, water resistant device that utilizes the measurement of the refractive index to determine the salinity of natural and artificial seawater, ocean water or brackish intermediates. The HI?96822 reflects HANNA‘s years of experience as a manufacturer of analytical instruments. This digital refractometer eliminates the uncertainty associated with mechanical refractometers and is durable and compact enough to be used at home, in the lab and out in the field. The HI 96822 is an optical device that is quick and easy to use. After a simple user calibration with distilled or deionized water, a seawater sample can be introduced into the sample well. Within seconds, the refractive index and temperature are measured and converted into one of 3 popular measurement units: Practical Salinity Units (PSU), salinity in parts per thousand (ppt), or specific gravity (S.G. (20/20)). All conversion algorithms are based upon respected scientific publications using the physical properties of seawater (not sodium chloride). The Importance of Salinity Measurement Throughout a Variety of Applications Salinity is a critical measurement in many applications, such as aquaculture, environmental monitoring, aquariums, desalination plants, well water, and many more. Until now, the available technology to measure salinity has relied on mechanical instruments, such as hydrometers and ocular refractometers, or on high-tech conductivity meters. While easy to use, ocular refractometers can be difficult to get a accurate reading from and are highly susceptible to changes in temperature. Hydrometers, though inexpensive, are clumsy and inaccurate. Conductivity meters that convert to salinity can be cost-prohibitive. The HANNA HI 96822 is the solution to all these issues. It is lightweight, easy to use, cost-efficient, and is extremely accurate. With the ability to read in all the three of the most widely used salinity units (PSU, ppt, and specific gravity), it is the ideal instrument for any application. Order Information: HI 96822 is supplied with battery and instruction manual. Product Manuals Manual: Download Specification Range PSU 0 to 50 ppt 0 to 150 Specific Gravity (20/20) 1.000 to 1.114 Temperature 0 to 80°C (32 to 176°F) Resolution PSU 1 ppt 1 Specific Gravity (20/20) 0.001 Temperature 0.1°C (0.1°F) Accuracy (@20°C) PSU ±2 ppt ±2 Specific Gravity (20/20) ±0.002 Temperature ±0.3°C (0.5°F) Temperature Compensation automatic between 10 and 40°C (50 to 104°F) Measurement Time approximately 1.5 seconds Minimum Sample Volume 100 µL (to cover prism totally) Light Source yellow LED Sample Cell stainless steel ring and flint glass prism Auto-off after three minutes of non-use Enclosure Rating IP 65 Battery Type / Battery Life 9V / approximately 5000 readings Dimensions / Weight 192 x 104 x 69 mm (7.6 x 4.1 x 2.7”) / 420 g (14.8 oz.) | <div aria-labelledby="tab-title-description" class="woocommerce-Tabs-panel woocommerce-Tabs-panel--description panel entry-content active" id="tab-description" role="tabpanel"> <p>เครื่องวัดความเค็ม Salinity meter รุ่น HI96822 จาก Hanna การวัดความเค็มของน้ำทะเล น้ำกร่อยหรือตู้ปลาน้ำเค็ม แสดงความเค็มได้ 3หน่วย Practical Salinity Units (PSU) และ Parts per thousands (PPT) และ Specific Gravity โดยมีย่านการวัด 0 to 50 PSU และ 0 to 150 ppt และ 1.000 to 1.114 Specific Gravity (20/20) เพื่อให้มั่นใจความถูกต้องมีการสอบเทียบน้ำกลั่นหรือน้ำปราศจากไอออน (Deionized water) เหมาะสำหรับทดสอบความเค็มของน้ำทะเล น้ำกร่อยหรือตู้ปลาน้ำเค็ม สินคุณภาพสูงจาก USA มีใบรับรองการสอบเทียบ (Certificate)</p> <ul> <li>The dual-level LCD displays measurement and temperature readings simultaneously</li> <li>Automatic Temperature Compensation for accurate measurements</li> <li>Easy measurement; place a few drops of the sample in the well and press the READ key</li> <li>BEPS (Battery Error Prevention System) alerts the user in the event that low battery power could adversely affect readings.</li> <li>IP65 water protection; built to perform under harsh laboratory and field conditions.</li> <li>Quick, accurate results, readings are displayed in approximately 1.5 seconds.</li> <li>Single point calibration with distilled or deionized water</li> <li>Small sample size, can be as small as 2 metric drops.</li> <li>Automatic shut-off after three minutes of non-use</li> <li>Stainless steel sample well, easy to clean and corrosion resistant</li> <li>ABS thermoplastic casing</li> </ul> <p> </p> <p>HANNA‘s HI?96822 Digital Refractometer is a rugged, portable, water resistant device that utilizes the measurement of the refractive index to determine the salinity of natural and artificial seawater, ocean water or brackish intermediates. The HI?96822 reflects HANNA‘s years of experience as a manufacturer of analytical instruments. This digital refractometer eliminates the uncertainty associated with mechanical refractometers and is durable and compact enough to be used at home, in the lab and out in the field.</p> <p>The HI 96822 is an optical device that is quick and easy to use. After a simple user calibration with distilled or deionized water, a seawater sample can be introduced into the sample well.</p> <p>Within seconds, the refractive index and temperature are measured and converted into one of 3 popular measurement units: Practical Salinity Units (PSU), salinity in parts per thousand (ppt), or specific gravity (S.G. (20/20)). All conversion algorithms are based upon respected scientific publications using the physical properties of seawater (not sodium chloride).</p> <p><strong>The Importance of Salinity Measurement Throughout a Variety of Applications</strong></p> <p>Salinity is a critical measurement in many applications, such as aquaculture, environmental monitoring, aquariums, desalination plants, well water, and many more. Until now, the available technology to measure salinity has relied on mechanical instruments, such as hydrometers and ocular refractometers, or on high-tech conductivity meters. While easy to use, ocular refractometers can be difficult to get a accurate reading from and are highly susceptible to changes in temperature. Hydrometers, though inexpensive, are clumsy and inaccurate. Conductivity meters that convert to salinity can be cost-prohibitive.</p> <p>The HANNA HI 96822 is the solution to all these issues. It is lightweight, easy to use, cost-efficient, and is extremely accurate. With the ability to read in all the three of the most widely used salinity units (PSU, ppt, and specific gravity), it is the ideal instrument for any application.</p> <p> </p> <p><strong>Order Information:</strong> HI 96822 is supplied with battery and instruction manual.</p> <div><strong>Product Manuals</strong></div> <p><img align="absmiddle" alt="" border="0" decoding="async" height="22" loading="lazy" src="http://www.hannainst.com/usa/images/icon-pdf.gif" width="20"/> Manual: <a href="http://www.hannainst.com/manuals/manHI_96822.pdf" rel="noopener" target="_blank" title="Download Product Manual">Download</a></p> <p><strong>Specification</strong></p> <table class="spec_table"> <tbody> <tr> <td><strong>Range</strong></td> <td><strong><small>PSU</small></strong></td> <td><small>0 to 50</small></td> </tr> <tr> <td></td> <td><strong><small>ppt</small></strong></td> <td><small>0 to 150</small></td> </tr> <tr> <td></td> <td><strong><small>Specific Gravity (20/20)</small></strong></td> <td><small>1.000 to 1.114</small></td> </tr> <tr> <td></td> <td><strong><small>Temperature</small></strong></td> <td><small>0 to 80°C (32 to 176°F)</small></td> </tr> <tr> <td><strong>Resolution</strong></td> <td><strong><small>PSU</small></strong></td> <td><small>1</small></td> </tr> <tr> <td></td> <td><strong><small>ppt</small></strong></td> <td><small>1</small></td> </tr> <tr> <td></td> <td><strong><small>Specific Gravity (20/20)</small></strong></td> <td><small>0.001</small></td> </tr> <tr> <td></td> <td><strong><small>Temperature</small></strong></td> <td><small>0.1°C (0.1°F)</small></td> </tr> <tr> <td><strong>Accuracy (@20°C)</strong></td> <td><strong><small>PSU</small></strong></td> <td><small>±2</small></td> </tr> <tr> <td></td> <td><strong><small>ppt</small></strong></td> <td><small>±2</small></td> </tr> <tr> <td></td> <td><strong><small>Specific Gravity (20/20)</small></strong></td> <td><small>±0.002</small></td> </tr> <tr> <td></td> <td><strong><small>Temperature</small></strong></td> <td><small>±0.3°C (0.5°F)</small></td> </tr> <tr> <td><strong>Temperature Compensation</strong></td> <td></td> <td><small>automatic between 10 and 40°C (50 to 104°F)</small></td> </tr> <tr> <td><strong>Measurement Time</strong></td> <td></td> <td><small>approximately 1.5 seconds</small></td> </tr> <tr> <td><strong>Minimum Sample Volume</strong></td> <td></td> <td><small>100 µL (to cover prism totally)</small></td> </tr> <tr> <td><strong>Light Source</strong></td> <td></td> <td><small>yellow LED</small></td> </tr> <tr> <td><strong>Sample Cell</strong></td> <td></td> <td><small>stainless steel ring and flint glass prism</small></td> </tr> <tr> <td><strong>Auto-off</strong></td> <td></td> <td><small>after three minutes of non-use</small></td> </tr> <tr> <td><strong>Enclosure Rating</strong></td> <td></td> <td><small>IP 65</small></td> </tr> <tr> <td><strong>Battery Type / Battery Life</strong></td> <td></td> <td><small>9V / approximately 5000 readings</small></td> </tr> <tr> <td><strong>Dimensions / Weight</strong></td> <td></td> <td><small>192 x 104 x 69 mm (7.6 x 4.1 x 2.7”) / 420 g (14.8 oz.)</small></td> </tr> </tbody> </table> <p> </p> </div> | Salinity is a critical measurement in many applications, such as aquaculture, environmental monitoring, aquariums, desalination plants, well water, and many more. Seawater. | <div class="product-short-description"> <p>Salinity is a critical measurement in many applications, such as aquaculture, environmental monitoring, aquariums, desalination plants, well water, and many more. Seawater.</p> </div> | https://www.hannathailand.com/wp-content/uploads/2022/06/digitalrefraktometerfursalzgehaltmeerwasser1442_11.jpg | เครื่องวัดปริมาณแอมโมเนีย ช่วงสูง รุ่น HI733 , น้ำยามาตรฐานสอบเทียบ , น้ำยามาตรฐานสำหรับค่าโซเดียม , น้ำยามาตรฐานสอบเทียบ ค่ามาตรฐานความเค็ม , เครื่องวัดปริมาณไนไตรท์ ช่วงสูง ในตัวอย่างน้ำ รุ่น HI708 , เครื่องวัดปริมาณแอมโมเนีย ช่วงต่ำ รุ่น HI700 , เครื่องวัดปริมาณแอมโมเนีย ในน้ำ รุ่น HI715 , เครื่องวัดค่าเหล็ก รุ่น HI721 | <a class="woocommerce-LoopProduct-link woocommerce-loop-product__link" href="https://www.hannathailand.com/product/hi733-checker-hc-ammonia-hr/">เครื่องวัดปริมาณแอมโมเนีย ช่วงสูง รุ่น HI733</a> , <a class="woocommerce-LoopProduct-link woocommerce-loop-product__link" href="https://www.hannathailand.com/product/hi9828-25/">น้ำยามาตรฐานสอบเทียบ</a> , <a class="woocommerce-LoopProduct-link woocommerce-loop-product__link" href="https://www.hannathailand.com/product/hi7090l/">น้ำยามาตรฐานสำหรับค่าโซเดียม</a> , <a class="woocommerce-LoopProduct-link woocommerce-loop-product__link" href="https://www.hannathailand.com/product/hi7080l/">น้ำยามาตรฐานสอบเทียบ ค่ามาตรฐานความเค็ม</a> , <a class="woocommerce-LoopProduct-link woocommerce-loop-product__link" href="https://www.hannathailand.com/product/hi708-checker-hc-nitrite-hr/">เครื่องวัดปริมาณไนไตรท์ ช่วงสูง ในตัวอย่างน้ำ รุ่น HI708</a> , <a class="woocommerce-LoopProduct-link woocommerce-loop-product__link" href="https://www.hannathailand.com/product/hi700-checker-hc-ammonia-lr/">เครื่องวัดปริมาณแอมโมเนีย ช่วงต่ำ รุ่น HI700</a> , <a class="woocommerce-LoopProduct-link woocommerce-loop-product__link" href="https://www.hannathailand.com/product/hi715-checker-hc-ammonia-mr/">เครื่องวัดปริมาณแอมโมเนีย ในน้ำ รุ่น HI715</a> , <a class="woocommerce-LoopProduct-link woocommerce-loop-product__link" href="https://www.hannathailand.com/product/hi721-checker-hc-iron/">เครื่องวัดค่าเหล็ก รุ่น HI721</a> | https://www.hannathailand.com/wp-content/uploads/2022/06/miniphotometerfurammoniumhoch2418_11-600x600.jpg , https://www.hannathailand.com/wp-content/uploads/2021/07/8-500x500.jpg , https://www.hannathailand.com/wp-content/uploads/2021/07/12-500x500.jpg , https://www.hannathailand.com/wp-content/uploads/2021/07/11-500x500.jpg , https://www.hannathailand.com/wp-content/uploads/2022/06/miniphotometerfurnitrithoch2420_11-600x600.jpg , https://www.hannathailand.com/wp-content/uploads/2022/06/hi700_400pxl-600x600.jpg , https://www.hannathailand.com/wp-content/uploads/2022/06/miniphotometerfurammoniakmittel2416_11-600x600.jpg , https://www.hannathailand.com/wp-content/uploads/2022/06/miniphotometerfureisen832_11-600x600.jpg
40 | HI98100 เครื่องวัดค่า pH Meter แบบปากกาจาก Hanna | สินค้าทั้งหมด , อุตสาหกรรมทั่วไป , เครื่องวัดความเป็นกรด-ด่าง/โออาร์พี , แบบพกพาสะดวก | https://www.hannathailand.com/product-category/ph-meter/portable/ | https://www.hannathailand.com/product/checker-plus-ph-tester/ | HI98100 | 2,782.00 |  | <div aria-labelledby="tab-title-additional_information" class="woocommerce-Tabs-panel woocommerce-Tabs-panel--additional_information panel entry-content" id="tab-additional_information" role="tabpanel"> </div> | เครื่องวัดค่า pH Meter รุ่น HI98100 แบบปากกา เครื่องวัดค่า pH Meter รุ่น HI98100 ได้รับการออกแบบให้มีคุณสมบัติขั้นสูงมากมาย โดยยังคงรูปลักษณ์และความรู้สึกของ Checker รุ่นดั้งเดิมไว้ Checker Plus นำเสนอการปรับเทียบอัตโนมัติเป็นหนึ่งหรือสองจุด การจดจำบัฟเฟอร์อัตโนมัติ ป้ายบัฟเฟอร์ที่ปรับเทียบแล้ว ไฟแสดงสถานะความเสถียร ไฟแสดงสถานะแบตเตอรี่ต่ำ และการปิดอัตโนมัติที่เลือกได้ Checker plus ยังคงรักษาการออกแบบรูปห้าเหลี่ยมอันเป็นเอกลักษณ์ด้วยโพรบที่วัดความยาวได้ 103 มม. และเส้นผ่านศูนย์กลาง 8 มม. ทำให้เหมาะสำหรับหลอดทดลองและขวดแก้ว คุณสมบัติ ประหยัด – Checker Plus เป็นเครื่องวัดค่า pH ที่มีคุณสมบัติครบถ้วนในราคาที่ใครก็ตามที่ต้องการวัดค่า pH สามารถจ่ายได้ จอ LCD ขนาดใหญ่ – จอ LCD ที่ได้รับการปรับปรุงซึ่งแสดงค่าการอ่าน ไฟแสดงสถานะความเสถียร ไฟแสดงสถานะแบตเตอรี่ต่ำ และแท็กการสอบเทียบ อิเล็กโทรด pH ที่ถอดเปลี่ยนได้ – อิเล็กโทรด pH ที่เติมเจลที่ให้มาของ HI1271 มีความยาว 103 มม. และเรียวเล็กลงถึงเส้นผ่านศูนย์กลาง 8 มม. ที่ปลายตรวจจับ อิเล็กโทรดแคบนี้ใส่ลงในหลอดทดลอง ขวด ​​และภาชนะอื่นๆ ที่มีช่องเปิดขนาดเล็กได้อย่างง่ายดาย การปรับเทียบอัตโนมัติ – Checker Plus จะปรับเทียบโดยอัตโนมัติเป็นหนึ่งหรือสองจุด บัฟเฟอร์การสอบเทียบจะรับรู้โดยอัตโนมัติและหลังจากการสอบเทียบแล้ว ค่าบัฟเฟอร์ที่ใช้จะแสดงบนหน้าจอเป็นแท็ก ตัวบ่งชี้ความเสถียร – ตัวบ่งชี้นาฬิกาทรายจะแสดงบนจอ LCD จนกว่าจะได้รับการอ่านที่เสถียร เมื่อการอ่านเสถียรแล้ว ตัวบ่งชี้จะหายไปและสามารถบันทึกการอ่านได้ ปิดอัตโนมัติ – สามารถตั้งค่ามิเตอร์ให้ปิดโดยอัตโนมัติหลังจากผ่านไป 8 นาทีหรือ 60 นาทีเพื่อประหยัดแบตเตอรี่ในกรณีที่เปิดมิเตอร์ทิ้งไว้ สามารถปิดคุณสมบัติปิดอัตโนมัติได้ อายุการใช้งานแบตเตอรี่ที่ยาวนาน – Checker Plus มีอายุการใช้งานแบตเตอรี่ที่ยาวนานเป็นพิเศษประมาณ 1,000 ชั่วโมง เมื่อพลังงานแบตเตอรี่ใกล้หมด ไฟแสดงสถานะแบตเตอรี่อ่อนจะปรากฏขึ้น กระเป๋าใส่พลาสติก – HI98100 Checker Plus มาพร้อมกับมาตรวัด โพรบ น้ำยาสอบเทียบ และน้ำยาทำความสะอาดที่บรรจุในกระเป๋าหิ้วพลาสติกที่ทนทาน Checker® Plus pH Tester – HI98100 The HI98100 Checker Plus pH tester has been designed with many advanced features while maintaining the look and feel of the original Checker. The Checker Plus now offers automatic calibration to one or two points, automatic buffer recognition, calibrated buffer tags, stability indicator, low battery indicator, and selectable automatic shut off. The Checker plus still maintains the iconic pentagon design with a probe that measures 103 mm in length and tapered to a 8 mm diameter making it ideal for test tubes and vials. Features at-a-glance: Economical – The Checker Plus is a full-featured pH tester at a price that anyone that needs to measure pH can afford. Large LCD – Enhanced LCD that displays reading, stability indicator, low battery indicator and calibration tags. Replaceable pH Electrode – The HI1271 supplied gel filled pH electrode is 103 mm long and tapers to an 8 mm diameter at the sensing end. This narrow electrode easily fits into test tubes, vials, and other containers with small opening. Automatic Calibration – The Checker Plus is calibrated automatically to one or two points. The calibration buffers are automatically recognized and after calibration the buffer values used are shown on the display as a tag. Stability Indicator – An hourglass indicator is displayed on the LCD until a stable reading is obtained. Once a reading stabilized the indicator disappears and a reading can be recorded. Automatic Shut-Off – The meter can be set to automatically turn off after 8 minutes or 60 minutes to conserve battery life in the event that the meter is left on. The auto off feature can be disabled. Long Battery Life – The Checker Plus has an exceptional long battery life of approximately 1000 hours. When the battery power is running low a low battery indicator is displayed. Plastic Carrying Case – The HI98100 Checker Plus is supplied complete with meter, probe, calibration solutions and cleaning solutions packaged in a durable plastic carrying case. Specifications pH Range 0.00 to 14.00 pH pH Resolution 0.01 pH pH Accuracy ±0.2 pH Calibration automatic, one or two points with three standard buffers available (pH 4.01, 7.01 and 10.01) Battery Type/Life 1.5V CR2032 (1) / approximately 1000 hours of continuous use Electrode/Probe HI1271 pH electrode with screw type connector (included) Environment 0 to 50°C (32 to 122°F); RH max 95% Dimensions 50 x 174 x 21 mm (2 x 6.8 x 0.9”) Weight 50 g (1.8 oz.) Ordering Information HI98100 is supplied with HI1271 pH electrode, HI70004 pH 4.01 buffer solution sachets (2 x 20 mL), HI70007 pH 7.01 buffer solution sachets (2 x 20 mL), HI700601 electrode cleaning solution sachets (2 x 20 mL), instruction manual, instrument quality certificate and plastic carrying case. | <div aria-labelledby="tab-title-description" class="woocommerce-Tabs-panel woocommerce-Tabs-panel--description panel entry-content active" id="tab-description" role="tabpanel"> <p><strong>เครื่องวัดค่า pH Meter รุ่น HI98100 แบบปากกา</strong></p> <p>เครื่องวัดค่า pH Meter รุ่น HI98100 ได้รับการออกแบบให้มีคุณสมบัติขั้นสูงมากมาย โดยยังคงรูปลักษณ์และความรู้สึกของ Checker รุ่นดั้งเดิมไว้ Checker Plus นำเสนอการปรับเทียบอัตโนมัติเป็นหนึ่งหรือสองจุด การจดจำบัฟเฟอร์อัตโนมัติ ป้ายบัฟเฟอร์ที่ปรับเทียบแล้ว ไฟแสดงสถานะความเสถียร ไฟแสดงสถานะแบตเตอรี่ต่ำ และการปิดอัตโนมัติที่เลือกได้ Checker plus ยังคงรักษาการออกแบบรูปห้าเหลี่ยมอันเป็นเอกลักษณ์ด้วยโพรบที่วัดความยาวได้ 103 มม. และเส้นผ่านศูนย์กลาง 8 มม. ทำให้เหมาะสำหรับหลอดทดลองและขวดแก้ว</p> <p class="tw-data-text tw-text-large tw-ta" data-placeholder="Translation" dir="ltr" id="tw-target-text"><strong><span class="Y2IQFc" lang="th">คุณสมบัติ </span></strong></p> <p class="tw-data-text tw-text-large tw-ta" data-placeholder="Translation" dir="ltr"><strong><span class="Y2IQFc" lang="th">ประหยัด </span></strong><span class="Y2IQFc" lang="th">– </span><span class="Y2IQFc" lang="th">Checker Plus เป็นเครื่องวัดค่า pH ที่มีคุณสมบัติครบถ้วนในราคาที่ใครก็ตามที่ต้องการวัดค่า pH สามารถจ่ายได้ </span></p> <p class="tw-data-text tw-text-large tw-ta" data-placeholder="Translation" dir="ltr"><span class="Y2IQFc" lang="th"><strong>จอ LCD ขนาดใหญ่</strong> – จอ LCD ที่ได้รับการปรับปรุงซึ่งแสดงค่าการอ่าน ไฟแสดงสถานะความเสถียร ไฟแสดงสถานะแบตเตอรี่ต่ำ และแท็กการสอบเทียบ </span></p> <p class="tw-data-text tw-text-large tw-ta" data-placeholder="Translation" dir="ltr"><strong><span class="Y2IQFc" lang="th">อิเล็กโทรด pH ที่ถอดเปลี่ยนได้ </span></strong><span class="Y2IQFc" lang="th">– อิเล็กโทรด pH ที่เติมเจลที่ให้มาของ HI1271 มีความยาว 103 มม. และเรียวเล็กลงถึงเส้นผ่านศูนย์กลาง 8 มม. ที่ปลายตรวจจับ อิเล็กโทรดแคบนี้ใส่ลงในหลอดทดลอง ขวด ​​และภาชนะอื่นๆ ที่มีช่องเปิดขนาดเล็กได้อย่างง่ายดาย </span></p> <p class="tw-data-text tw-text-large tw-ta" data-placeholder="Translation" dir="ltr"><strong><span class="Y2IQFc" lang="th">การปรับเทียบอัตโนมัติ </span></strong><span class="Y2IQFc" lang="th">– Checker Plus จะปรับเทียบโดยอัตโนมัติเป็นหนึ่งหรือสองจุด บัฟเฟอร์การสอบเทียบจะรับรู้โดยอัตโนมัติและหลังจากการสอบเทียบแล้ว ค่าบัฟเฟอร์ที่ใช้จะแสดงบนหน้าจอเป็นแท็ก</span></p> <p class="tw-data-text tw-text-large tw-ta" data-placeholder="Translation" dir="ltr"><strong><span class="Y2IQFc" lang="th">ตัวบ่งชี้ความเสถียร </span></strong><span class="Y2IQFc" lang="th">– ตัวบ่งชี้นาฬิกาทรายจะแสดงบนจอ LCD จนกว่าจะได้รับการอ่านที่เสถียร เมื่อการอ่านเสถียรแล้ว ตัวบ่งชี้จะหายไปและสามารถบันทึกการอ่านได้ </span></p> <p class="tw-data-text tw-text-large tw-ta" data-placeholder="Translation" dir="ltr"><strong><span class="Y2IQFc" lang="th">ปิดอัตโนมัติ – </span></strong><span class="Y2IQFc" lang="th">สามารถตั้งค่ามิเตอร์ให้ปิดโดยอัตโนมัติหลังจากผ่านไป 8 นาทีหรือ 60 นาทีเพื่อประหยัดแบตเตอรี่ในกรณีที่เปิดมิเตอร์ทิ้งไว้ สามารถปิดคุณสมบัติปิดอัตโนมัติได้</span></p> <p class="tw-data-text tw-text-large tw-ta" data-placeholder="Translation" dir="ltr"><strong><span class="Y2IQFc" lang="th">อายุการใช้งานแบตเตอรี่ที่ยาวนาน </span></strong><span class="Y2IQFc" lang="th">– Checker Plus มีอายุการใช้งานแบตเตอรี่ที่ยาวนานเป็นพิเศษประมาณ 1,000 ชั่วโมง เมื่อพลังงานแบตเตอรี่ใกล้หมด ไฟแสดงสถานะแบตเตอรี่อ่อนจะปรากฏขึ้น </span></p> <p class="tw-data-text tw-text-large tw-ta" data-placeholder="Translation" dir="ltr"><strong><span class="Y2IQFc" lang="th">กระเป๋าใส่พลาสติก – </span></strong><span class="Y2IQFc" lang="th">HI98100 Checker Plus มาพร้อมกับมาตรวัด โพรบ น้ำยาสอบเทียบ และน้ำยาทำความสะอาดที่บรรจุในกระเป๋าหิ้วพลาสติกที่ทนทาน</span></p> <h3><strong>Checker® Plus pH Tester – HI98100</strong></h3> <p>The HI98100 Checker Plus pH tester has been designed with many advanced features while maintaining the look and feel of the original Checker. The Checker Plus now offers automatic calibration to one or two points, automatic buffer recognition, calibrated buffer tags, stability indicator, low battery indicator, and selectable automatic shut off. The Checker plus still maintains the iconic pentagon design with a probe that measures 103 mm in length and tapered to a 8 mm diameter making it ideal for test tubes and vials.</p> <h3><strong>Features at-a-glance:</strong></h3> <p><strong>Economical</strong> – The Checker Plus is a full-featured pH tester at a price that anyone that needs to measure pH can afford.</p> <p><strong>Large LCD</strong> – Enhanced LCD that displays reading, stability indicator, low battery indicator and calibration tags.</p> <p><strong>Replaceable pH Electrode</strong> – The HI1271 supplied gel filled pH electrode is 103 mm long and tapers to an 8 mm diameter at the sensing end. This narrow electrode easily fits into test tubes, vials, and other containers with small opening.</p> <p><strong>Automatic Calibration</strong> – The Checker Plus is calibrated automatically to one or two points. The calibration buffers are automatically recognized and after calibration the buffer values used are shown on the display as a tag.</p> <p><strong>Stability Indicator</strong> – An hourglass indicator is displayed on the LCD until a stable reading is obtained. Once a reading stabilized the indicator disappears and a reading can be recorded.</p> <p><strong>Automatic Shut-Off</strong> – The meter can be set to automatically turn off after 8 minutes or 60 minutes to conserve battery life in the event that the meter is left on. The auto off feature can be disabled.</p> <p><strong>Long Battery Life</strong> – The Checker Plus has an exceptional long battery life of approximately 1000 hours. When the battery power is running low a low battery indicator is displayed.</p> <p><strong>Plastic Carrying Case</strong> – The HI98100 Checker Plus is supplied complete with meter, probe, calibration solutions and cleaning solutions packaged in a durable plastic carrying case.</p> <h3><strong>Specifications</strong></h3> <table class="data-table" id="product-attribute-specs-table-1"> <colgroup> <col width="25%"/> <col/></colgroup> <tbody> <tr class="first odd"> <th class="label">pH Range</th> <td class="data last">0.00 to 14.00 pH</td> </tr> <tr class="even"> <th class="label">pH Resolution</th> <td class="data last">0.01 pH</td> </tr> <tr class="odd"> <th class="label">pH Accuracy</th> <td class="data last">±0.2 pH</td> </tr> <tr class="even"> <th class="label">Calibration</th> <td class="data last">automatic, one or two points with three standard buffers available (pH 4.01, 7.01 and 10.01)</td> </tr> <tr class="odd"> <th class="label">Battery Type/Life</th> <td class="data last">1.5V CR2032 (1) / approximately 1000 hours of continuous use</td> </tr> <tr class="even"> <th class="label">Electrode/Probe</th> <td class="data last">HI1271 pH electrode with screw type connector (included)</td> </tr> <tr class="odd"> <th class="label">Environment</th> <td class="data last">0 to 50°C (32 to 122°F); RH max 95%</td> </tr> <tr class="even"> <th class="label">Dimensions</th> <td class="data last">50 x 174 x 21 mm (2 x 6.8 x 0.9”)</td> </tr> <tr class="odd"> <th class="label">Weight</th> <td class="data last">50 g (1.8 oz.)</td> </tr> <tr class="last even"> <th class="label">Ordering Information</th> <td class="data last">HI98100 is supplied with HI1271 pH electrode, HI70004 pH 4.01 buffer solution sachets (2 x 20 mL), HI70007 pH 7.01 buffer solution sachets (2 x 20 mL), HI700601 electrode cleaning solution sachets (2 x 20 mL), instruction manual, instrument quality certificate and plastic carrying case.</td> </tr> </tbody> </table> <p> </p> <p><iframe allow="accelerometer; autoplay; clipboard-write; encrypted-media; gyroscope; picture-in-picture; web-share" allowfullscreen="" frameborder="0" height="574" loading="lazy" src="https://www.youtube.com/embed/4c3aWSnwIJc?feature=oembed&amp;enablejsapi=1&amp;origin=https://www.hannathailand.com" title="HI98100 Checker® Plus pH Tester" width="1020"></iframe></p> </div> | ไม่มี | ไม่มี | https://www.hannathailand.com/wp-content/uploads/2022/06/hi98100.jpg | เครื่องวัดปริมาณโครเมี่ยม ช่วงสูง รุ่น HI723 , สารละลายมาตรฐานความขุ่น 20 NTU , เครื่องวัดปริมาณฟอสฟอรัส ช่วงต่ำมาก รุ่น HI736 , เครื่องวัดปริมาณฟอสเฟต ช่วงต่ำ รุ่น HI713 , เครื่องวัดปริมาณไนไตรท์ ช่วงต่ำ รุ่น HI707 , เครื่องวัดปริมาณฟอสเฟต ช่วงสูง รุ่น HI717 , น้ำยามาตรฐานสำหรับค่าโซเดียม , เครื่องวัดปริมาณฟอสฟอรัส ช่วงสูง รุ่น HI706 | <a class="woocommerce-LoopProduct-link woocommerce-loop-product__link" href="https://www.hannathailand.com/product/hi723-checker-hc-chromium-vi-hr/">เครื่องวัดปริมาณโครเมี่ยม ช่วงสูง รุ่น HI723</a> , <a class="woocommerce-LoopProduct-link woocommerce-loop-product__link" href="https://www.hannathailand.com/product/hi93102-20/">สารละลายมาตรฐานความขุ่น 20 NTU</a> , <a class="woocommerce-LoopProduct-link woocommerce-loop-product__link" href="https://www.hannathailand.com/product/phosphorous-marine/">เครื่องวัดปริมาณฟอสฟอรัส ช่วงต่ำมาก รุ่น HI736</a> , <a class="woocommerce-LoopProduct-link woocommerce-loop-product__link" href="https://www.hannathailand.com/product/hi713-checker-hc-phosphate-lr/">เครื่องวัดปริมาณฟอสเฟต ช่วงต่ำ รุ่น HI713</a> , <a class="woocommerce-LoopProduct-link woocommerce-loop-product__link" href="https://www.hannathailand.com/product/hi707-checker-hc-nitrite-lr/">เครื่องวัดปริมาณไนไตรท์ ช่วงต่ำ รุ่น HI707</a> , <a class="woocommerce-LoopProduct-link woocommerce-loop-product__link" href="https://www.hannathailand.com/product/hi717-checker-hc-phosphate-hr/">เครื่องวัดปริมาณฟอสเฟต ช่วงสูง รุ่น HI717</a> , <a class="woocommerce-LoopProduct-link woocommerce-loop-product__link" href="https://www.hannathailand.com/product/hi7090l/">น้ำยามาตรฐานสำหรับค่าโซเดียม</a> , <a class="woocommerce-LoopProduct-link woocommerce-loop-product__link" href="https://www.hannathailand.com/product/hi706-checker-hc-phosphorous-hr/">เครื่องวัดปริมาณฟอสฟอรัส ช่วงสูง รุ่น HI706</a> | https://www.hannathailand.com/wp-content/uploads/2022/06/hi98100-600x600.jpg , https://www.hannathailand.com/wp-content/uploads/2021/12/hi98100batterycover-500x500.jpg , https://www.hannathailand.com/wp-content/uploads/2021/12/HI98103-2-600x600.jpg , https://www.hannathailand.com/wp-content/uploads/2022/06/miniphotometerfurchromvihoch839_11-600x600.jpg , https://www.hannathailand.com/wp-content/uploads/2021/07/9-500x500.jpg , https://www.hannathailand.com/wp-content/uploads/2021/12/HI736-600x600.jpg , https://www.hannathailand.com/wp-content/uploads/2022/06/hi713_lg51caffcdce23e-600x600.jpg , https://www.hannathailand.com/wp-content/uploads/2022/06/hi707400-600x600.jpg , https://www.hannathailand.com/wp-content/uploads/2022/06/miniphotometerfurphosphathoch827_11-600x600.jpg , https://www.hannathailand.com/wp-content/uploads/2021/07/12-500x500.jpg , https://www.hannathailand.com/wp-content/uploads/2022/06/hi706_400-600x600.jpg
41 | เครื่องวัด pH ในดิน แบบพกพาสะดวก รุ่น HI981030 | สินค้าแนะนำ | https://www.hannathailand.com/product-category/recommended/ | https://www.hannathailand.com/product/ph-tester-for-soil/ | HI981030 | 6,420.00 | น้ำหนัก 0.04 กก. ขนาด 5 × 2.1 × 15.1 เซนติเมตร | <div aria-labelledby="tab-title-additional_information" class="woocommerce-Tabs-panel woocommerce-Tabs-panel--additional_information panel entry-content" id="tab-additional_information" role="tabpanel"> <table class="woocommerce-product-attributes shop_attributes"> <tr class="woocommerce-product-attributes-item woocommerce-product-attributes-item--weight"> <th class="woocommerce-product-attributes-item__label">น้ำหนัก</th> <td class="woocommerce-product-attributes-item__value">0.04 กก.</td> </tr> <tr class="woocommerce-product-attributes-item woocommerce-product-attributes-item--dimensions"> <th class="woocommerce-product-attributes-item__label">ขนาด</th> <td class="woocommerce-product-attributes-item__value">5 × 2.1 × 15.1 เซนติเมตร</td> </tr> </table> </div> | เครื่องวัด pH ในดิน HI981030 เป็นเครื่องวัดค่ากรดด่างในดินหรือวัดค่า pH ดิน แบบพกพาที่สมบูรณ์แบบสำหรับการทดสอบความเป็นกรด-ด่างของดิน ผู้ใช้สามารถทดสอบความเป็นกรดของดินได้โดยตรง ราคาถูก มีคู่มือการใช้งานภาษาไทย The HI981030 GroLine Soil pH Tester is designed to directly measure soil pH for environmental, agricultural testing. ±0.05 pH accuracy Specialized electrode for spot checking the pH of soil and soil slurries Comes with everything necessary to start measuring right away Better Features for Better Testing An onscreen stability indicator ensures the highest level of confidence in your results. The selectable auto-off feature prolongs battery life for peace-of-mind and energy savings if the meter is accidentally left on. Pocket Sized The compact size makes the Soil pH Tester ideal for on-the-go testing. A large LCD display provides at-a-glance readings from any angle and single button operation streamlines the testing process for any user. Long Battery Life The included CR2032 Li-ion battery provides up to 1000 hours of continuous use. The battery icon will blink to let you know when it is time to change the battery so you never miss a measurement. PVDF Body with a Removable Sleeve Polyvinylidene Fluoride (PVDF) is a food-grade plastic that is resistant to abrasion and chemical solvent. The PVDF outer junction sleeve can be removed and cleaned. Once cleaned, adding a small amount of supplied gel electrolyte refreshes the junction, improving measurement speed, and extending the life of the tester. Unique Open Junction Reference The open junction design consists of a solid gel interface between the soil sample and the internal Ag/AgCl reference. The junction can be refreshed by remove the sleeve for quick cleaning and new electrolyte. Cleaning Solution for Soil & Humus Deposits Your Soil pH Tester comes with cleaning solution that is engineered to keep your electrode free from organic materials found in soil. This concentrated combination of detergents cleans your tester quickly and effectively so that your tester stays in optimum condition. pH 4 & 7 Buffer Sachets When performing a pH calibration it is important that the correct buffers are used. We include some start buffers to get you going. The single-use sachets are individually sealed, with a clear lot number and expiration date, so you use fresh buffer each time you calibrate. Storage Solution Proper storage of your electrode will ensure reliable measurements and a long electrode life. Our storage solution is specially formulated to keep the pH glass hydrated while minimizing organic growth. Manual : Download Specification SKU HI981030 Product Name GroLine Soil pH Tester with 0.01 Resolution – HI981030 Quote Required Yes pH Range 0.00 to 12.00 pH pH Resolution 0.01 pH pH Accuracy ±0.05 pH @ 25 °C / 77 °F pH Calibration automatic one or two-point pH Electrode pH electrode with replaceable bridge electrolyte Automatic Shut-Off user selectable Battery Type/Life CR2032 lithium ion battery (1) / approximately 1000 hours of continuous use Environment 0 to 50°C (32 to 122°F); RH 95% max Dimensions 50 x 151 x 21 mm (2 x 5.9 x 0.9”) Weight 44 g (1.6 oz.) Ordering Information HI981030 is supplied with built in soil pH electrode, HI70004 pH 4.01 buffer solution sachet (2), HI70007 pH 7.01 buffer solution sachet (2), HI700630 electrode cleaning solution for soil deposits sachet (1), HI700664 electrode cleaning solution for humus deposits sachet (1), HI9072 storage solution (13 ml), HI9071 replacement bridge electrolyte, instruction manual, instrument quality certificate, and plastic carrying case SKU HI981030 Product Name GroLine Soil pH Tester with 0.01 Resolution – HI981030 Quote Required Yes pH Range 0.00 to 12.00 pH pH Resolution 0.01 pH pH Accuracy ±0.05 pH @ 25 °C / 77 °F pH Calibration automatic one or two-point pH Electrode pH electrode with replaceable bridge electrolyte Automatic Shut-Off user selectable Battery Type/Life CR2032 lithium ion battery (1) / approximately 1000 hours of continuous use Environment 0 to 50°C (32 to 122°F); RH 95% max Dimensions 50 x 151 x 21 mm (2 x 5.9 x 0.9”) Weight 44 g (1.6 oz.) Ordering Information HI981030 is supplied with built in soil pH electrode, HI70004 pH 4.01 buffer solution sachet (2), HI70007 pH 7.01 buffer solution sachet (2), HI700630 electrode cleaning solution for soil deposits sachet (1), HI700664 electrode cleaning solution for humus deposits sachet (1), HI9072 storage solution (13 ml), HI9071 replacement bridge electrolyte, instruction manual, instrument quality certificate, and plastic carrying case | <div aria-labelledby="tab-title-description" class="woocommerce-Tabs-panel woocommerce-Tabs-panel--description panel entry-content active" id="tab-description" role="tabpanel"> <div class="short-description"> <div class="std"> <p>เครื่องวัด pH ในดิน HI981030 เป็นเครื่องวัดค่ากรดด่างในดินหรือวัดค่า pH ดิน แบบพกพาที่สมบูรณ์แบบสำหรับการทดสอบความเป็นกรด-ด่างของดิน ผู้ใช้สามารถทดสอบความเป็นกรดของดินได้โดยตรง ราคาถูก มีคู่มือการใช้งานภาษาไทย</p> <p>The HI981030 GroLine Soil pH Tester is designed to directly measure soil pH for environmental, agricultural testing.</p> </div> </div> <ul class="atf-features"> <li>±0.05 pH accuracy</li> <li>Specialized electrode for spot checking the pH of soil and soil slurries</li> <li>Comes with everything necessary to start measuring right away</li> </ul> <div class="prod-view-details-container"> <div class="prod-view-details-left"><img alt="" class="aligncenter" decoding="async" height="538" loading="lazy" src="https://hanna-worldwide.com/media/wysiwyg/products/testers/application_specific/HI981030_Groline-pH-Tester.jpg" width="538"/><strong><span style="font-size: 22.68px;">Better Features for Better Testing</span></strong></div> <div class="prod-view-details-right"> <p>An onscreen stability indicator ensures the highest level of confidence in your results. The selectable auto-off feature prolongs battery life for peace-of-mind and energy savings if the meter is accidentally left on.</p> <h3><strong>Pocket Sized</strong></h3> <p>The compact size makes the Soil pH Tester ideal for on-the-go testing. A large LCD display provides at-a-glance readings from any angle and single button operation streamlines the testing process for any user.</p> <h3><strong>Long Battery Life</strong></h3> <p>The included CR2032 Li-ion battery provides up to 1000 hours of continuous use. The battery icon will blink to let you know when it is time to change the battery so you never miss a measurement.</p> </div> </div> <div class="prod-view-details-container"> <div class="prod-view-details-left"><img alt="" class="aligncenter" decoding="async" height="444" loading="lazy" src="https://hanna-worldwide.com/media/wysiwyg/products/testers/application_specific/HI981030_Groline-pH-Tester-Removable-Sleeve.jpg" width="444"/></div> <div class="prod-view-details-right"> <h3><strong>PVDF Body with a Removable Sleeve</strong></h3> <p>Polyvinylidene Fluoride (PVDF) is a food-grade plastic that is resistant to abrasion and chemical solvent. The PVDF outer junction sleeve can be removed and cleaned. Once cleaned, adding a small amount of supplied gel electrolyte refreshes the junction, improving measurement speed, and extending the life of the tester.</p> <h3><strong>Unique Open Junction Reference</strong></h3> <p>The open junction design consists of a solid gel interface between the soil sample and the internal Ag/AgCl reference. The junction can be refreshed by remove the sleeve for quick cleaning and new electrolyte.</p> </div> </div> <div class="prod-view-details-container"> <div class="prod-view-details-left"><img alt="" class="aligncenter" decoding="async" height="687" loading="lazy" src="https://hanna-worldwide.com/media/wysiwyg/HI981030_Box.jpg" width="687"/></div> <div class="prod-view-details-right"> <h3><strong>Cleaning Solution for Soil &amp; Humus Deposits</strong></h3> <p>Your Soil pH Tester comes with cleaning solution that is engineered to keep your electrode free from organic materials found in soil. This concentrated combination of detergents cleans your tester quickly and effectively so that your tester stays in optimum condition.</p> <h3><strong>pH 4 &amp; 7 Buffer Sachets</strong></h3> <p>When performing a pH calibration it is important that the correct buffers are used. We include some start buffers to get you going. The single-use sachets are individually sealed, with a clear lot number and expiration date, so you use fresh buffer each time you calibrate.</p> <h3><strong>Storage Solution</strong></h3> <p>Proper storage of your electrode will ensure reliable measurements and a long electrode life. Our storage solution is specially formulated to keep the pH glass hydrated while minimizing organic growth.</p> <h3><strong>Manual : <span style="font-size: 85%;"><a href="https://hanna-worldwide.com/mwdownloads/download/link/id/192">Download</a></span></strong></h3> </div> <h3><strong>Specification</strong></h3> <table class="alignleft"> <tbody> <tr> <td width="160"><strong>SKU</strong></td> <td width="441">HI981030</td> </tr> <tr> <td width="160"><strong>Product Name</strong></td> <td width="441">GroLine Soil pH Tester with 0.01 Resolution – HI981030</td> </tr> <tr> <td width="160"><strong>Quote Required</strong></td> <td width="441">Yes</td> </tr> <tr> <td width="160"><strong>pH Range</strong></td> <td width="441">0.00 to 12.00 pH</td> </tr> <tr> <td width="160"><strong>pH Resolution</strong></td> <td width="441">0.01 pH</td> </tr> <tr> <td width="160"><strong>pH Accuracy</strong></td> <td width="441">±0.05 pH @ 25 °C / 77 °F</td> </tr> <tr> <td width="160"><strong>pH Calibration</strong></td> <td width="441">automatic one or two-point</td> </tr> <tr> <td width="160"><strong>pH Electrode</strong></td> <td width="441">pH electrode with replaceable bridge electrolyte</td> </tr> <tr> <td width="160"><strong>Automatic Shut-Off</strong></td> <td width="441">user selectable</td> </tr> <tr> <td width="160"><strong>Battery Type/Life</strong></td> <td width="441">CR2032 lithium ion battery (1) / approximately 1000 hours of continuous use</td> </tr> <tr> <td width="160"><strong>Environment</strong></td> <td width="441">0 to 50°C (32 to 122°F); RH 95% max</td> </tr> <tr> <td width="160"><strong>Dimensions</strong></td> <td width="441">50 x 151 x 21 mm (2 x 5.9 x 0.9”)</td> </tr> <tr> <td width="160"><strong>Weight</strong></td> <td width="441">44 g (1.6 oz.)</td> </tr> <tr> <td width="160"><strong>Ordering Information</strong></td> <td width="441">HI981030 is supplied with built in soil pH electrode, HI70004 pH 4.01 buffer solution sachet (2), HI70007 pH 7.01 buffer solution sachet (2), HI700630 electrode cleaning solution for soil deposits sachet (1), HI700664 electrode cleaning solution for humus deposits sachet (1), HI9072 storage solution (13 ml), HI9071 replacement bridge electrolyte, instruction manual, instrument quality certificate, and plastic carrying case</td> </tr> <tr> <td width="160"><strong>SKU</strong></td> <td width="441">HI981030</td> </tr> <tr> <td width="160"><strong>Product Name</strong></td> <td width="441">GroLine Soil pH Tester with 0.01 Resolution – HI981030</td> </tr> <tr> <td width="160"><strong>Quote Required</strong></td> <td width="441">Yes</td> </tr> <tr> <td width="160"><strong>pH Range</strong></td> <td width="441">0.00 to 12.00 pH</td> </tr> <tr> <td width="160"><strong>pH Resolution</strong></td> <td width="441">0.01 pH</td> </tr> <tr> <td width="160"><strong>pH Accuracy</strong></td> <td width="441">±0.05 pH @ 25 °C / 77 °F</td> </tr> <tr> <td width="160"><strong>pH Calibration</strong></td> <td width="441">automatic one or two-point</td> </tr> <tr> <td width="160"><strong>pH Electrode</strong></td> <td width="441">pH electrode with replaceable bridge electrolyte</td> </tr> <tr> <td width="160"><strong>Automatic Shut-Off</strong></td> <td width="441">user selectable</td> </tr> <tr> <td width="160"><strong>Battery Type/Life</strong></td> <td width="441">CR2032 lithium ion battery (1) / approximately 1000 hours of continuous use</td> </tr> <tr> <td width="160"><strong>Environment</strong></td> <td width="441">0 to 50°C (32 to 122°F); RH 95% max</td> </tr> <tr> <td width="160"><strong>Dimensions</strong></td> <td width="441">50 x 151 x 21 mm (2 x 5.9 x 0.9”)</td> </tr> <tr> <td width="160"><strong>Weight</strong></td> <td width="441"> 44 g (1.6 oz.)</td> </tr> <tr> <td width="160"><strong>Ordering Information</strong></td> <td width="441">HI981030 is supplied with built in soil pH electrode, HI70004 pH 4.01 buffer solution sachet (2), HI70007 pH 7.01 buffer solution sachet (2), HI700630 electrode cleaning solution for soil deposits sachet (1), HI700664 electrode cleaning solution for humus deposits sachet (1), HI9072 storage solution (13 ml), HI9071 replacement bridge electrolyte, instruction manual, instrument quality certificate, and plastic carrying case</td> </tr> </tbody> </table> </div> </div> | ไม่มี | ไม่มี | https://www.hannathailand.com/wp-content/uploads/2022/09/HI981030.jpg | เครื่องวัดปริมาณซีโอดี (COD) แบบภาคสนาม รุ่น HI97106 , เครื่องวัดคุณภาพน้ำแบบหลายพารามิเตอร์ (One-channel Universal process controller) รุ่น HI510-0320 (3 Relays 2 Analog outputs) , เครื่องวัดความเค็ม แบบภาคสนาม รุ่น HI96821 , เครื่องวัดค่าออกซิเจนในน้ำ แบบเชิงแสง รุ่น HI98198 , เครื่องวัดค่าความขุ่นในน้ำ แบบภาคสนาม รุ่น HI98703 , เครื่องวัดปริมาณออกซิเจนในน้ำแบบโพลาโรกราฟี (DO/BOD/OUR/SOUR) แบบตั้งโต๊ะ รุ่น HI6421P-02 , เครื่องวัดค่าคุณภาพน้ำ รุ่น HI5521 (pH/ORP และ EC/TDS/Salinity/Resistivity พร้อมโหมด CAL Check™) , เครื่องวัดคุณภาพน้ำ แบบหลายพารามิเตอร์ ช่วงต่ำ รุ่น HI991300 (pH/EC/TDS/°C) | <a class="woocommerce-LoopProduct-link woocommerce-loop-product__link" href="https://www.hannathailand.com/product/cod-portable-meter/">เครื่องวัดปริมาณซีโอดี (COD) แบบภาคสนาม รุ่น HI97106</a> , <a class="woocommerce-LoopProduct-link woocommerce-loop-product__link" href="https://www.hannathailand.com/product/universal-controller/">เครื่องวัดคุณภาพน้ำแบบหลายพารามิเตอร์ (One-channel Universal process controller) รุ่น HI510-0320 (3 Relays 2 Analog outputs)</a> , <a class="woocommerce-LoopProduct-link woocommerce-loop-product__link" href="https://www.hannathailand.com/product/hi96821-sodium-chloride-digital-refractometer-portable/">เครื่องวัดความเค็ม แบบภาคสนาม รุ่น HI96821</a> , <a class="woocommerce-LoopProduct-link woocommerce-loop-product__link" href="https://www.hannathailand.com/product/optical-dissolved-oxygen-meter-hi98198/">เครื่องวัดค่าออกซิเจนในน้ำ แบบเชิงแสง รุ่น HI98198</a> , <a class="woocommerce-LoopProduct-link woocommerce-loop-product__link" href="https://www.hannathailand.com/product/hi98703-turbidity-meter-us-epa-with-pc-interface/">เครื่องวัดค่าความขุ่นในน้ำ แบบภาคสนาม รุ่น HI98703</a> , <a class="woocommerce-LoopProduct-link woocommerce-loop-product__link" href="https://www.hannathailand.com/product/do-benchtop-meter-2/">เครื่องวัดปริมาณออกซิเจนในน้ำแบบโพลาโรกราฟี (DO/BOD/OUR/SOUR) แบบตั้งโต๊ะ รุ่น HI6421P-02</a> , <a class="woocommerce-LoopProduct-link woocommerce-loop-product__link" href="https://www.hannathailand.com/product/ph-ec-orp-tds-salinity-ise-meter-hanna-hanna-thailand/">เครื่องวัดค่าคุณภาพน้ำ รุ่น HI5521 (pH/ORP และ EC/TDS/Salinity/Resistivity พร้อมโหมด CAL Check™)</a> , <a class="woocommerce-LoopProduct-link woocommerce-loop-product__link" href="https://www.hannathailand.com/product/hi991300-multiparameter-phectdsc-ec-to-3999-%c2%b5s/">เครื่องวัดคุณภาพน้ำ แบบหลายพารามิเตอร์ ช่วงต่ำ รุ่น HI991300 (pH/EC/TDS/°C)</a> | https://www.hannathailand.com/wp-content/uploads/2022/09/HI981030-600x600.jpg , https://www.hannathailand.com/wp-content/uploads/2022/09/HI981030-1-600x600.jpg , https://www.hannathailand.com/wp-content/uploads/2022/09/HI981030-2-600x600.jpg , https://www.hannathailand.com/wp-content/uploads/2022/09/HI981030-3-600x600.jpg , https://www.hannathailand.com/wp-content/uploads/2023/05/HI97106-600x600.jpg , https://www.hannathailand.com/wp-content/uploads/2023/05/HI510-600x600.jpg , https://www.hannathailand.com/wp-content/uploads/2022/06/digitalrefraktometerfursalzgehaltlebensmittelindustrie1441_11-600x600.jpg , https://www.hannathailand.com/wp-content/uploads/2021/12/HI98198-600x600.jpg , https://www.hannathailand.com/wp-content/uploads/2021/12/hi98703-front-cover-closed-600x600.jpg , https://www.hannathailand.com/wp-content/uploads/2023/05/HI6421P-Right-Facing-3867x3868-3a3f2168-d3af-4530-b5cf-c5611c312d3b-600x600.jpg , https://www.hannathailand.com/wp-content/uploads/2022/06/hi55211-600x600.jpg , https://www.hannathailand.com/wp-content/uploads/2022/06/hi991300_c720x72041235e8b36d4432eae66e66eb7a32aee-600x600.jpg
42 | HI98103 เครื่องวัดค่า pH Meter แบบปากกาจาก Hanna | สินค้าทั้งหมด , เครื่องวัดความเป็นกรด-ด่าง/โออาร์พี , แบบพกพาสะดวก | https://www.hannathailand.com/product-category/ph-meter/portable/ | https://www.hannathailand.com/product/hi98103-checker-ph-tester-0-01-ph-resolution/ | HI98103 | 2,247.00 |  | <div aria-labelledby="tab-title-additional_information" class="woocommerce-Tabs-panel woocommerce-Tabs-panel--additional_information panel entry-content" id="tab-additional_information" role="tabpanel"> </div> | เครื่องวัดค่า pH Meter รุ่น HI98103 แบบปากกา เครื่องวัดค่า pH Meter รุ่น HI98103 เป็นเครื่องทดสอบค่า pH ที่ง่ายและราคาไม่แพงสำหรับการวัดเป็นประจำ อิเล็กโทรดพลาสติกแคบที่ให้มาช่วยให้วัดค่าได้แม้ในภาชนะที่แคบและสามารถคลายเกลียวออกและแทนที่ด้วยหัววัด pH ด้วยสกรู S7 ใข้งานง่าย ความละเอียด 0.01 pH สามารถใช้ร่วมกับหัววัดค่า pH ใดก็ได้ที่มีสกรู S7 แบตเตอรี่ใช้งานได้นานถึง 3,000 ชม HI98103 is a simple and inexpensive pH tester for routine measurements. The narrow plastic electrode supplied allows measurements even in narrow vessels. In no time she is unscrewed and replaced with any pH electrode with S7 screw. Very easy to use Resolution 0.01 pH Can be combined with any pH electrode with S7 screw Battery operation up to 3000 hours Ordering Information : Tester pH-Electrode HI 1270 and Batteries. Product Manuals Manual: Download Specification : Range 0..0 to 14.00 pH Resolution 0.01 pH Accuracy ±0.2 pH Calibration Manual, 2-Point Electrode HI 1270 (incl.) Batteries 2 x 1.5V / approx. 3000 hours Dimension 55 x 50 x 25 mm (without Electrode) Weight 50 g | <div aria-labelledby="tab-title-description" class="woocommerce-Tabs-panel woocommerce-Tabs-panel--description panel entry-content active" id="tab-description" role="tabpanel"> <p>เครื่องวัดค่า pH Meter รุ่น HI98103 แบบปากกา</p> <p>เครื่องวัดค่า pH Meter รุ่น HI98103 เป็นเครื่องทดสอบค่า pH ที่ง่ายและราคาไม่แพงสำหรับการวัดเป็นประจำ อิเล็กโทรดพลาสติกแคบที่ให้มาช่วยให้วัดค่าได้แม้ในภาชนะที่แคบและสามารถคลายเกลียวออกและแทนที่ด้วยหัววัด pH ด้วยสกรู S7</p> <ul> <li>ใข้งานง่าย</li> <li>ความละเอียด 0.01 pH</li> <li>สามารถใช้ร่วมกับหัววัดค่า pH ใดก็ได้ที่มีสกรู S7</li> <li>แบตเตอรี่ใช้งานได้นานถึง 3,000 ชม</li> </ul> <p><strong><span class="hps">HI</span><span class="hps">98103</span></strong> <span class="hps">is a</span> <span class="hps">simple and inexpensive</span> <span class="hps">pH tester</span> <span class="hps">for routine measurements</span>. <span class="hps">The narrow</span> <span class="hps">plastic electrode</span> <span class="hps">supplied</span> <span class="hps">allows measurements</span> <span class="hps">even in</span> <span class="hps">narrow vessels</span>. <span class="hps">In no time</span> <span class="hps">she is</span> <span class="hps">unscrewed and</span> <span class="hps">replaced</span> <span class="hps">with any</span> <span class="hps">pH electrode</span> <span class="hps">with S7</span> <span class="hps">screw</span>.</p> <ul> <li>Very easy to use</li> <li>Resolution 0.01 pH</li> <li><span class="hps">Can be combined with</span> <span class="hps">any</span> <span class="hps">pH electrode</span> <span class="hps">with S7</span> <span class="hps">screw</span></li> <li>Battery operation <span class="hps">up</span> <span class="hps">to 3000 hours</span></li> </ul> <p style="text-align: justify;"><strong>Ordering Information : </strong>Tester pH-Electrode HI 1270 and Batteries.</p> <div><strong>Product Manuals</strong></div> <p style="text-align: justify;"><img align="absmiddle" alt="" border="0" decoding="async" height="22" loading="lazy" src="http://www.hannainst.com/usa/images/icon-pdf.gif" width="20"/> Manual: <a href="http://www.hannainst.com/manuals/manHI_98103.pdf" rel="noopener" target="_blank" title="Download Product Manual">Download</a></p> <p><strong>Specification :</strong></p> <table border="0" cellpadding="0" cellspacing="0" style="width: 342px;"> <colgroup> <col width="100"/> <col width="242"/> </colgroup> <tbody> <tr> <td class="xl63" height="20" width="100"> <div>Range</div> </td> <td class="xl64" width="242">0..0 to 14.00 pH</td> </tr> <tr> <td class="xl63" height="20" width="100">Resolution</td> <td class="xl64" width="242">0.01 pH</td> </tr> <tr> <td class="xl63" height="20" width="100">Accuracy</td> <td class="xl64" width="242">±0.2 pH</td> </tr> <tr> <td class="xl63" height="20" width="100">Calibration</td> <td class="xl64" width="242">Manual, 2-Point</td> </tr> <tr> <td class="xl63" height="20" width="100">Electrode</td> <td class="xl64" width="242">HI 1270 (incl.)</td> </tr> <tr> <td class="xl63" height="20" width="100">Batteries</td> <td class="xl64" width="242">2 x 1.5V / approx. 3000 hours</td> </tr> <tr> <td class="xl63" height="20" width="100">Dimension</td> <td class="xl64" width="242">55 x 50 x 25 mm (without Electrode)</td> </tr> <tr> <td class="xl63" height="20" width="100">Weight</td> <td class="xl64" width="242">50 g</td> </tr> </tbody> </table> <p> </p> <p><iframe allow="accelerometer; autoplay; clipboard-write; encrypted-media; gyroscope; picture-in-picture; web-share" allowfullscreen="" frameborder="0" height="574" loading="lazy" src="https://www.youtube.com/embed/T5Nr-6cs2kA?feature=oembed&amp;enablejsapi=1&amp;origin=https://www.hannathailand.com" title="Hanna Lab - Hanna Instruments Checker® HI98103 pH Meter" width="1020"></iframe></p> </div> | ELECTRONIC pH-PAPIER Checker® 1 – pH Tester with Electrode HI 1270 and batteries, Resolution 0,01 pH, with batteries | <div class="product-short-description"> <p>ELECTRONIC pH-PAPIER<br/> Checker® 1 – pH Tester with Electrode HI 1270 and batteries, Resolution 0,01 pH, with batteries</p> </div> | https://www.hannathailand.com/wp-content/uploads/2021/12/HI98103-1.jpg | น้ำยามาตรฐานสอบเทียบ , เครื่องวัดคลอรีน , เครื่องวัดปริมาณฟอสเฟต ช่วงสูง รุ่น HI717 , เครื่องวัดปริมาณไนไตรท์ ช่วงต่ำ รุ่น HI707 , เซ็นเซอร์วัดออกซิเจนในน้ำสำหรับ HI9829 มัลติพารามิเตอร์ , เครื่องวัดปริมาณฟอสฟอรัส ช่วงสูง รุ่น HI706 , น้ำยามาตรฐานสอบเทียบ ค่ามาตรฐานความเค็ม , เครื่องวัดปริมาณโบรมีน ในตัวอย่างน้ำ รุ่น HI716 | <a class="woocommerce-LoopProduct-link woocommerce-loop-product__link" href="https://www.hannathailand.com/product/hi9828-25/">น้ำยามาตรฐานสอบเทียบ</a> , <a class="woocommerce-LoopProduct-link woocommerce-loop-product__link" href="https://www.hannathailand.com/product/free-chlorine/">เครื่องวัดคลอรีน</a> , <a class="woocommerce-LoopProduct-link woocommerce-loop-product__link" href="https://www.hannathailand.com/product/hi717-checker-hc-phosphate-hr/">เครื่องวัดปริมาณฟอสเฟต ช่วงสูง รุ่น HI717</a> , <a class="woocommerce-LoopProduct-link woocommerce-loop-product__link" href="https://www.hannathailand.com/product/hi707-checker-hc-nitrite-lr/">เครื่องวัดปริมาณไนไตรท์ ช่วงต่ำ รุ่น HI707</a> , <a class="woocommerce-LoopProduct-link woocommerce-loop-product__link" href="https://www.hannathailand.com/product/hi7609829-2/">เซ็นเซอร์วัดออกซิเจนในน้ำสำหรับ HI9829 มัลติพารามิเตอร์</a> , <a class="woocommerce-LoopProduct-link woocommerce-loop-product__link" href="https://www.hannathailand.com/product/hi706-checker-hc-phosphorous-hr/">เครื่องวัดปริมาณฟอสฟอรัส ช่วงสูง รุ่น HI706</a> , <a class="woocommerce-LoopProduct-link woocommerce-loop-product__link" href="https://www.hannathailand.com/product/hi7083l/">น้ำยามาตรฐานสอบเทียบ ค่ามาตรฐานความเค็ม</a> , <a class="woocommerce-LoopProduct-link woocommerce-loop-product__link" href="https://www.hannathailand.com/product/hi716-checker-hc-bromine/">เครื่องวัดปริมาณโบรมีน ในตัวอย่างน้ำ รุ่น HI716</a> | https://www.hannathailand.com/wp-content/uploads/2021/12/HI98103-1-600x600.jpg , https://www.hannathailand.com/wp-content/uploads/2021/12/HI98103-600x600.jpg , https://www.hannathailand.com/wp-content/uploads/2021/12/HI98103-2-600x600.jpg , https://www.hannathailand.com/wp-content/uploads/2021/12/HI98103-3-600x600.jpg , https://www.hannathailand.com/wp-content/uploads/2021/07/8-500x500.jpg , https://www.hannathailand.com/wp-content/uploads/2021/07/1-500x500.jpg , https://www.hannathailand.com/wp-content/uploads/2022/06/miniphotometerfurphosphathoch827_11-600x600.jpg , https://www.hannathailand.com/wp-content/uploads/2022/06/hi707400-600x600.jpg , https://www.hannathailand.com/wp-content/uploads/2021/07/5-500x500.jpg , https://www.hannathailand.com/wp-content/uploads/2022/06/hi706_400-600x600.jpg , https://www.hannathailand.com/wp-content/uploads/2021/07/10-500x500.jpg , https://www.hannathailand.com/wp-content/uploads/2022/06/miniphotometerfurfreiesgesamtchlor704_11-600x600.jpg
43 | HI98107 เครื่องวัดค่า pH Meter แบบปากกาจาก Hanna | สินค้าทั้งหมด , เครื่องวัดความเป็นกรด-ด่าง/โออาร์พี , แบบพกพาสะดวก | https://www.hannathailand.com/product-category/ph-meter/portable/ | https://www.hannathailand.com/product/hi98107-hanna-phep-hi98107-ph-tester-with-batteries-0-1-ph/ | HI98107 | 2,889.00 | น้ำหนัก 0.065 กก. ขนาด 4 × 1.7 × 16 เซนติเมตร | <div aria-labelledby="tab-title-additional_information" class="woocommerce-Tabs-panel woocommerce-Tabs-panel--additional_information panel entry-content" id="tab-additional_information" role="tabpanel"> <table class="woocommerce-product-attributes shop_attributes"> <tr class="woocommerce-product-attributes-item woocommerce-product-attributes-item--weight"> <th class="woocommerce-product-attributes-item__label">น้ำหนัก</th> <td class="woocommerce-product-attributes-item__value">0.065 กก.</td> </tr> <tr class="woocommerce-product-attributes-item woocommerce-product-attributes-item--dimensions"> <th class="woocommerce-product-attributes-item__label">ขนาด</th> <td class="woocommerce-product-attributes-item__value">4 × 1.7 × 16 เซนติเมตร</td> </tr> </table> </div> | เครื่องวัดค่า pH Meter รุ่น HI98107 แบบปากกา เครื่องวัดค่า pH Meter รุ่น HI98107 ถูกใช้โดยผู้คนหลายล้านคนทั่วโลกเพื่อตรวจสอบค่า pH ในห้องปฏิบัติการและการใช้งานทางอุตสาหกรรม เช่นเดียวกับในการเกษตร การเลี้ยงปลา การผลิตอาหารและการควบคุมคุณภาพ สระว่ายน้ำ และอุตสาหกรรมการพิมพ์ ด้วยการที่นำกลับมาใช้ใหม่ได้ pHep® มีอายุการใช้งานที่ยาวนานกว่าเครื่องทดสอบค่า pH ทั่วไป หัวต่อปกติอุดตันจากการใช้งานเมื่อเวลาผ่านไป และโดยปกติแล้วตัวทดสอบทั่วไปจะต้องทิ้งไปเมื่อหัวต่อนั้นปนเปื้อนมากเกินไป ทางแยกของ HI98107 มีความยาว 2 ซม. และเมื่อสกปรก สามารถดึงออกเพื่อให้เห็นส่วนที่ใหม่ได้ เพื่อยืดอายุการใช้งานของ pHep อย่างมีประสิทธิภาพ การสอบเทียบจะดำเนินการด้วยตนเองที่ 1 หรือ 2 จุดด้วยทริมเมอร์ที่อยู่ด้านข้างของเครื่องทดสอบ ด้วยอายุการใช้งานแบตเตอรี่ที่ยาวนานถึง 700 ชั่วโมง pHep® จะให้การทดสอบเป็นเวลาหลายปีก่อนที่จะต้องเปลี่ยนแบตเตอรี่ HI98107 is used by millions of people around the world to monitor pH in laboratories and industrial applications as well as in agriculture, fish farming, food manufacturing and quality control, swimming pools and the printing industry. With a renewable cloth junction, the pHep® has an extended life over typical pH testers. A normal junction clogs with use over time and a typical tester would normally have to be thrown away once the junction is too contaminated. HI 98107’s junction is 2 cm long and when dirty, can be pulled out to expose a fresh section to effectively renew the pHep’s life. Calibration is performed manually at 1 or two points with a trimmer located on the side of the tester. With a battery life of 700 hours of continuous use, the pHep® will provide years of testing before the batteries need to be replaced. Order Information: HI98107 (pHep®) is supplied with protective cap, calibration screwdriver, batteries and instructions. Manual: Download Specification : Range 0.0 to 14.0 pH Resolution 0.1 pH Accuracy ±0.1 pH Calibration manual, 2 points Battery Type / Life 1.5V (4) / approximately 700 hours of continuous use Environment 0 to 50°C (32 to 122°F); RH max 95% Dimensions 175 x 41 x 23 mm (6.9 x 1.6 x 0.9″) Weight 95 g (3.4 oz.) | <div aria-labelledby="tab-title-description" class="woocommerce-Tabs-panel woocommerce-Tabs-panel--description panel entry-content active" id="tab-description" role="tabpanel"> <p><strong>เครื่องวัดค่า pH Meter รุ่น HI98107 แบบปากกา</strong></p> <p>เครื่องวัดค่า pH Meter รุ่น HI98107 ถูกใช้โดยผู้คนหลายล้านคนทั่วโลกเพื่อตรวจสอบค่า pH ในห้องปฏิบัติการและการใช้งานทางอุตสาหกรรม เช่นเดียวกับในการเกษตร การเลี้ยงปลา การผลิตอาหารและการควบคุมคุณภาพ สระว่ายน้ำ และอุตสาหกรรมการพิมพ์</p> <p>ด้วยการที่นำกลับมาใช้ใหม่ได้ pHep® มีอายุการใช้งานที่ยาวนานกว่าเครื่องทดสอบค่า pH ทั่วไป หัวต่อปกติอุดตันจากการใช้งานเมื่อเวลาผ่านไป และโดยปกติแล้วตัวทดสอบทั่วไปจะต้องทิ้งไปเมื่อหัวต่อนั้นปนเปื้อนมากเกินไป ทางแยกของ HI98107 มีความยาว 2 ซม. และเมื่อสกปรก สามารถดึงออกเพื่อให้เห็นส่วนที่ใหม่ได้ เพื่อยืดอายุการใช้งานของ pHep อย่างมีประสิทธิภาพ</p> <p>การสอบเทียบจะดำเนินการด้วยตนเองที่ 1 หรือ 2 จุดด้วยทริมเมอร์ที่อยู่ด้านข้างของเครื่องทดสอบ</p> <div class="tw-ta-container F0azHf tw-lfl" id="tw-target-text-container" tabindex="0"> <pre class="tw-data-text tw-text-large tw-ta" data-placeholder="Translation" dir="ltr" id="tw-target-text"><span class="Y2IQFc" lang="th">ด้วยอายุการใช้งานแบตเตอรี่ที่ยาวนานถึง 700 ชั่วโมง pHep® จะให้การทดสอบเป็นเวลาหลายปีก่อนที่จะต้องเปลี่ยนแบตเตอรี่ </span></pre> </div> <p><strong>HI98107</strong> is used by millions of people around the world to monitor pH in laboratories and industrial applications as well as in agriculture, fish farming, food manufacturing and quality control, swimming pools and the printing industry.</p> <p>With a renewable cloth junction, the pHep<sup>®</sup> has an extended life over typical pH testers. A normal junction clogs with use over time and a typical tester would normally have to be thrown away once the junction is too contaminated. HI 98107’s junction is 2 cm long and when dirty, can be pulled out to expose a fresh section to effectively renew the pHep’s life.</p> <p>Calibration is performed manually at 1 or two points with a trimmer located on the side of the tester.</p> <p>With a battery life of 700 hours of continuous use, the pHep<sup>®</sup> will provide years of testing before the batteries need to be replaced.</p> <h3><strong>Order Information:</strong> HI98107 (pHep®) is supplied with protective cap, calibration screwdriver, batteries and instructions.</h3> <h3><strong>Manual:</strong> <a href="http://www.hannainst.com/manuals/manHI_98107.pdf" rel="noopener" target="_blank" title="Download Product Manual">Download</a></h3> <h3><strong>Specification :</strong></h3> <table class="spec_table"> <tbody> <tr> <td>Range</td> <td></td> <td>0.0 to 14.0 pH</td> </tr> <tr> <td>Resolution</td> <td></td> <td>0.1 pH</td> </tr> <tr> <td>Accuracy</td> <td></td> <td>±0.1 pH</td> </tr> <tr> <td>Calibration</td> <td></td> <td>manual, 2 points</td> </tr> <tr> <td>Battery Type / Life</td> <td></td> <td>1.5V (4) / approximately 700 hours of continuous use</td> </tr> <tr> <td>Environment</td> <td></td> <td>0 to 50°C (32 to 122°F); RH max 95%</td> </tr> <tr> <td>Dimensions</td> <td></td> <td>175 x 41 x 23 mm (6.9 x 1.6 x 0.9″)</td> </tr> <tr> <td>Weight</td> <td></td> <td>95 g (3.4 oz.)</td> </tr> </tbody> </table> <p> </p> <p><iframe allow="accelerometer; autoplay; clipboard-write; encrypted-media; gyroscope; picture-in-picture; web-share" allowfullscreen="" frameborder="0" height="574" loading="lazy" src="https://www.youtube.com/embed/wR3VT_-lD7Y?feature=oembed&amp;enablejsapi=1&amp;origin=https://www.hannathailand.com" title="แนะนำเครื่องวัดค่าความเป็นกรด-ด่าง ( pH Testers) รุ่น HI98107 &amp; HI98108" width="1020"></iframe></p> </div> | pH-PAPER Hanna pHep HI98107 – pH Tester with Batteries 0.1 pH | <div class="product-short-description"> <p>pH-PAPER<br/> Hanna pHep HI98107 – pH Tester with Batteries 0.1 pH</p> </div> | https://www.hannathailand.com/wp-content/uploads/2021/12/HI98107.jpg | เครื่องวัดปริมาณฟอสฟอรัส ช่วงสูง รุ่น HI706 , เครื่องวัดปริมาณไนไตรท์ ช่วงต่ำ รุ่น HI707 , ซัลไฟด์สารต้านอนุมูลอิสระบัฟเฟอร์ , เครื่องวัดปริมาณนิกเกิล ช่วงสูง รุ่น HI726 , เครื่องวัดสีในน้ำตัวอย่าง HI727 , เครื่องวัดปริมาณซิลิกา ช่วงต่ำ ในตัวอย่างน้ำ รุ่น HI705 , เครื่องวัดปริมาณโครเมี่ยม ช่วงสูง รุ่น HI723 , เครื่องวัดปริมาณไนไตรท์ ช่วงสูง ในตัวอย่างน้ำ รุ่น HI708 | <a class="woocommerce-LoopProduct-link woocommerce-loop-product__link" href="https://www.hannathailand.com/product/hi706-checker-hc-phosphorous-hr/">เครื่องวัดปริมาณฟอสฟอรัส ช่วงสูง รุ่น HI706</a> , <a class="woocommerce-LoopProduct-link woocommerce-loop-product__link" href="https://www.hannathailand.com/product/hi707-checker-hc-nitrite-lr/">เครื่องวัดปริมาณไนไตรท์ ช่วงต่ำ รุ่น HI707</a> , <a class="woocommerce-LoopProduct-link woocommerce-loop-product__link" href="https://www.hannathailand.com/product/hi4015-00/">ซัลไฟด์สารต้านอนุมูลอิสระบัฟเฟอร์</a> , <a class="woocommerce-LoopProduct-link woocommerce-loop-product__link" href="https://www.hannathailand.com/product/hi726-checker-hc-nickel-hr/">เครื่องวัดปริมาณนิกเกิล ช่วงสูง รุ่น HI726</a> , <a class="woocommerce-LoopProduct-link woocommerce-loop-product__link" href="https://www.hannathailand.com/product/hi727-checker-hc-color-of-water/">เครื่องวัดสีในน้ำตัวอย่าง HI727</a> , <a class="woocommerce-LoopProduct-link woocommerce-loop-product__link" href="https://www.hannathailand.com/product/hi705-checker-hc-silica-lr/">เครื่องวัดปริมาณซิลิกา ช่วงต่ำ ในตัวอย่างน้ำ รุ่น HI705</a> , <a class="woocommerce-LoopProduct-link woocommerce-loop-product__link" href="https://www.hannathailand.com/product/hi723-checker-hc-chromium-vi-hr/">เครื่องวัดปริมาณโครเมี่ยม ช่วงสูง รุ่น HI723</a> , <a class="woocommerce-LoopProduct-link woocommerce-loop-product__link" href="https://www.hannathailand.com/product/hi708-checker-hc-nitrite-hr/">เครื่องวัดปริมาณไนไตรท์ ช่วงสูง ในตัวอย่างน้ำ รุ่น HI708</a> | https://www.hannathailand.com/wp-content/uploads/2021/12/HI98107-600x600.jpg , https://www.hannathailand.com/wp-content/uploads/2021/12/HI98107-2-600x600.jpg , https://www.hannathailand.com/wp-content/uploads/2021/12/HI98107-1-600x600.jpg , https://www.hannathailand.com/wp-content/uploads/2022/06/hi706_400-600x600.jpg , https://www.hannathailand.com/wp-content/uploads/2022/06/hi707400-600x600.jpg , https://www.hannathailand.com/wp-content/uploads/2021/07/7-500x500.jpg , https://www.hannathailand.com/wp-content/uploads/2022/06/miniphotometerfurnickelhoch841_11-600x600.jpg , https://www.hannathailand.com/wp-content/uploads/2022/06/miniphotometerfurfarbe843_11-600x600.jpg , https://www.hannathailand.com/wp-content/uploads/2022/06/hi705400-600x600.jpg , https://www.hannathailand.com/wp-content/uploads/2022/06/miniphotometerfurchromvihoch839_11-600x600.jpg , https://www.hannathailand.com/wp-content/uploads/2022/06/miniphotometerfurnitrithoch2420_11-600x600.jpg
44 | HI98108 เครื่องวัดค่า pH Meter แบบปากกาจาก Hanna | สินค้าทั้งหมด , อุตสาหกรรมทั่วไป , เครื่องวัดความเป็นกรด-ด่าง/โออาร์พี , แบบพกพาสะดวก | https://www.hannathailand.com/product-category/ph-meter/portable/ | https://www.hannathailand.com/product/ph-tester/ | HI98108 | 3,745.00 | น้ำหนัก 0.065 กก. ขนาด 4 × 1.7 × 16 เซนติเมตร | <div aria-labelledby="tab-title-additional_information" class="woocommerce-Tabs-panel woocommerce-Tabs-panel--additional_information panel entry-content" id="tab-additional_information" role="tabpanel"> <table class="woocommerce-product-attributes shop_attributes"> <tr class="woocommerce-product-attributes-item woocommerce-product-attributes-item--weight"> <th class="woocommerce-product-attributes-item__label">น้ำหนัก</th> <td class="woocommerce-product-attributes-item__value">0.065 กก.</td> </tr> <tr class="woocommerce-product-attributes-item woocommerce-product-attributes-item--dimensions"> <th class="woocommerce-product-attributes-item__label">ขนาด</th> <td class="woocommerce-product-attributes-item__value">4 × 1.7 × 16 เซนติเมตร</td> </tr> </table> </div> | HI98108 เครื่องวัดค่า pH Meter แบบปากกาจาก Hanna เครื่องวัดค่ากรดด่างแบบพกพา pH Meter เครื่องวัดค่า pH แบบพกพาที่มีคุณภาพสูง มีช่วงของค่า pH 0.00-14.00 มีอิเล็กโทรดแบบถอดเปลี่ยนได้ หน้าจอ LCD ขนาดใหญ่ง่ายต่อการอ่านค่า มีความแม่นยำสูง HI98108 pHep+ is a compact, waterproof pH tester with a range from 0.00 to 14.00 pH, resolution of 0.01 pH, and ±0.10 pH accuracy. Compact, waterproof design Calibration up to 3 points For environmental, field, and laboratory testing Overview Multi-Level LCD The large LCD displays pH, temperature, calibration buffer tags, battery level, and instability indicator. Sensors An exposed temperature sensor along with an extractable cloth junction ensures a fast and stable temperature compensated measurement. Two-Button Operation Only two buttons for meter operation. One for on/off and one for calibration. Features Slim, ergonomic design that fits comfortably in the hand or pocket Automatic Temperature Compensation (ATC), displays temperature in °C or °F Automatic calibration when using standard buffers (pH 4.01, 7.01 and 10.01) Simultaneously displays pH and temperature measurements Automatic shut-off with three user controlled settings Battery % level at startup Manual : Download Specification : SKU HI98108 Product Name pHep+ Waterproof Pocket pH Tester with 0.01 pH Resolution – HI98108 Quote Required Yes pH Range 0.00 to 14.00 pH pH Resolution 0.01 pH pH Accuracy ±0.10 pH pH Calibration automatic, up to three points pH Temperature Compensation automatic from 0 to 50°C (32 to 122°F) Temperature Range 0.0 to 50.0 oC (32.0 to 122.0 oF) Temperature Resolution 0.1 oC / 0.1 oF Temperature Accuracy ±0.5 oC / ±1.0 oF Automatic Shut-Off 8 minutes, 60 minutes, or disabled Battery Type/Life CR2032 3V Li-Ion (1 pc.) / approximately 800 hours of use Environment 0 to 50°C (32 to 122°F); RH max 100% Dimensions 160 x 40 x 17 mm (6.3 x 1.6 x 0.7“) Weight 65 g (2.3 oz.) without battery Ordering Information The HI98108 pHep+ is supplied with protective cap, pH 4.01 buffer sachet, pH 7.01 buffer sachet (2), electrode cleaning sachet, CR2032 battery, instrument quality certificate and instructional manual. | <div aria-labelledby="tab-title-description" class="woocommerce-Tabs-panel woocommerce-Tabs-panel--description panel entry-content active" id="tab-description" role="tabpanel"> <div> <p><strong>HI98108 เครื่องวัดค่า pH Meter แบบปากกาจาก Hanna<br/> </strong>เครื่องวัดค่ากรดด่างแบบพกพา pH Meter เครื่องวัดค่า pH แบบพกพาที่มีคุณภาพสูง มีช่วงของค่า pH 0.00-14.00 มีอิเล็กโทรดแบบถอดเปลี่ยนได้ หน้าจอ LCD ขนาดใหญ่ง่ายต่อการอ่านค่า มีความแม่นยำสูง<strong></strong></p> <p>HI98108 pHep<sup>+</sup> is a compact, waterproof pH tester with a range from 0.00 to 14.00 pH, resolution of 0.01 pH, and ±0.10 pH accuracy.</p> <ul> <li>Compact, waterproof design</li> <li>Calibration up to 3 points</li> <li>For environmental, field, and laboratory testing</li> </ul> <div class="prod-view-details-container"> <h2><strong>Overview</strong></h2> <div id="screen-left"><img alt="HI98108 multi-level LCD" class="aligncenter" decoding="async" height="231" loading="lazy" src="https://hanna-worldwide.com/media/wysiwyg/products/testers/Buttons/HI98108-LCD.jpg" title="Multi-Level LCD" width="308"/><strong>Multi-Level LCD</strong><br/> The large LCD displays pH, temperature, calibration buffer tags, battery level, and instability indicator.</div> <div id="screen-center"><img alt="HI98108 Exposed Sensors" class="aligncenter" decoding="async" height="227" loading="lazy" src="https://hanna-worldwide.com/media/wysiwyg/products/testers/Buttons/HI98108-sensors.jpg" title="Sensors" width="303"/><strong>Sensors</strong><br/> An exposed temperature sensor along with an extractable cloth junction ensures a fast and stable temperature compensated measurement.</div> <div id="screen-right"><img alt="HI98108 two button operation" class="aligncenter" decoding="async" height="227" loading="lazy" src="https://hanna-worldwide.com/media/wysiwyg/products/testers/Buttons/HI98108-two-button.jpg" title="Two-Button Operation" width="303"/><strong>Two-Button Operation</strong><br/> Only two buttons for meter operation. One for on/off and one for calibration.</div> <p><strong style="font-size: 25.92px; color: #333333;">Features</strong></p> </div> <div class="prod-view-details-container"> <div class="prod-view-details-left"> <p>Slim, ergonomic design that fits comfortably in the hand or pocket</p> <p>Automatic Temperature Compensation (ATC), displays temperature in °C or °F</p> <p>Automatic calibration when using standard buffers (pH 4.01, 7.01 and 10.01)</p> <p>Simultaneously displays pH and temperature measurements</p> <p>Automatic shut-off with three user controlled settings</p> <p>Battery % level at startup</p> </div> </div> </div> <h3><strong>Manual</strong> : <a href="http://www.hannainst.com/manuals/manHI_98107.pdf" rel="noopener" target="_blank" title="Download Product Manual">Download</a></h3> <h3><strong>Specification :</strong></h3> <table> <tbody> <tr> <td width="225"><strong>SKU</strong></td> <td width="301"><strong>HI98108</strong></td> </tr> <tr> <td width="225"><strong>Product Name</strong></td> <td width="301"><strong>pHep+ Waterproof Pocket pH Tester with 0.01 pH Resolution – HI98108</strong></td> </tr> <tr> <td width="225"><strong>Quote Required</strong></td> <td width="301"><strong>Yes</strong></td> </tr> <tr> <td width="225"><strong>pH Range</strong></td> <td width="301"><strong>0.00 to 14.00 pH</strong></td> </tr> <tr> <td width="225"><strong>pH Resolution</strong></td> <td width="301"><strong>0.01 pH</strong></td> </tr> <tr> <td width="225"><strong>pH Accuracy</strong></td> <td width="301"><strong>±0.10 pH</strong></td> </tr> <tr> <td width="225"><strong>pH Calibration</strong></td> <td width="301"><strong>automatic, up to three points</strong></td> </tr> <tr> <td width="225"><strong>pH Temperature Compensation</strong></td> <td width="301"><strong>automatic from 0 to 50°C (32 to 122°F)</strong></td> </tr> <tr> <td width="225"><strong>Temperature Range</strong></td> <td width="301"><strong>0.0 to 50.0 <sup>o</sup>C (32.0 to 122.0 <sup>o</sup>F)</strong></td> </tr> <tr> <td width="225"><strong>Temperature Resolution</strong></td> <td width="301"><strong>0.1 <sup>o</sup>C / 0.1 <sup>o</sup>F</strong></td> </tr> <tr> <td width="225"><strong>Temperature Accuracy</strong></td> <td width="301"><strong>±0.5 <sup>o</sup>C / ±1.0 <sup>o</sup>F</strong></td> </tr> <tr> <td width="225"><strong>Automatic Shut-Off</strong></td> <td width="301"><strong>8 minutes, 60 minutes, or disabled</strong></td> </tr> <tr> <td width="225"><strong>Battery Type/Life</strong></td> <td width="301"><strong>CR2032 3V Li-Ion (1 pc.) / approximately 800 hours of use</strong></td> </tr> <tr> <td width="225"><strong>Environment</strong></td> <td width="301"><strong>0 to 50°C (32 to 122°F); RH max 100%</strong></td> </tr> <tr> <td width="225"><strong>Dimensions</strong></td> <td width="301"><strong>160 x 40 x 17 mm (6.3 x 1.6 x 0.7“)</strong></td> </tr> <tr> <td width="225"><strong>Weight</strong></td> <td width="301"><strong>65 g (2.3 oz.) without battery</strong></td> </tr> <tr> <td width="225"><strong>Ordering Information</strong></td> <td width="301"><strong>The HI98108 pHep<sup>+</sup> is supplied with protective cap, pH 4.01 buffer sachet, pH 7.01 buffer sachet (2), electrode cleaning sachet, CR2032 battery, instrument quality certificate and instructional manual.</strong></td> </tr> </tbody> </table> <p> </p> <p><iframe allow="accelerometer; autoplay; clipboard-write; encrypted-media; gyroscope; picture-in-picture; web-share" allowfullscreen="" frameborder="0" height="574" loading="lazy" src="https://www.youtube.com/embed/wR3VT_-lD7Y?feature=oembed&amp;enablejsapi=1&amp;origin=https://www.hannathailand.com" title="แนะนำเครื่องวัดค่าความเป็นกรด-ด่าง ( pH Testers) รุ่น HI98107 &amp; HI98108" width="1020"></iframe></p> </div> | pH-PAPER Hanna pHep HI98108 – pH Tester with Batteries 0.1 pH | <div class="product-short-description"> <p>pH-PAPER<br/> Hanna pHep HI98108 – pH Tester with Batteries 0.1 pH</p> </div> | https://www.hannathailand.com/wp-content/uploads/2023/02/HI98108.jpg | สารละลายมาตรฐานความขุ่น 20 NTU , เครื่องวัดปริมาณคลอรีนอิสระ รุ่น HI701 , เครื่องวัดคลอรีน , เครื่องวัดปริมาณฟลูออไรด์ ช่วงต่ำ รุ่น HI729 , เครื่องวัดปริมาณแอมโมเนีย ในน้ำ รุ่น HI715 , เครื่องวัดปริมาณแอมโมเนีย ช่วงต่ำ รุ่น HI700 , เครื่องวัดค่าเหล็ก รุ่น HI721 , เครื่องวัดปริมาณนิกเกิล ช่วงสูง รุ่น HI726 | <a class="woocommerce-LoopProduct-link woocommerce-loop-product__link" href="https://www.hannathailand.com/product/hi93102-20/">สารละลายมาตรฐานความขุ่น 20 NTU</a> , <a class="woocommerce-LoopProduct-link woocommerce-loop-product__link" href="https://www.hannathailand.com/product/hi701-checker-hc-free-chlorine/">เครื่องวัดปริมาณคลอรีนอิสระ รุ่น HI701</a> , <a class="woocommerce-LoopProduct-link woocommerce-loop-product__link" href="https://www.hannathailand.com/product/free-chlorine/">เครื่องวัดคลอรีน</a> , <a class="woocommerce-LoopProduct-link woocommerce-loop-product__link" href="https://www.hannathailand.com/product/hi729-checker-hc-fluoride-lr/">เครื่องวัดปริมาณฟลูออไรด์ ช่วงต่ำ รุ่น HI729</a> , <a class="woocommerce-LoopProduct-link woocommerce-loop-product__link" href="https://www.hannathailand.com/product/hi715-checker-hc-ammonia-mr/">เครื่องวัดปริมาณแอมโมเนีย ในน้ำ รุ่น HI715</a> , <a class="woocommerce-LoopProduct-link woocommerce-loop-product__link" href="https://www.hannathailand.com/product/hi700-checker-hc-ammonia-lr/">เครื่องวัดปริมาณแอมโมเนีย ช่วงต่ำ รุ่น HI700</a> , <a class="woocommerce-LoopProduct-link woocommerce-loop-product__link" href="https://www.hannathailand.com/product/hi721-checker-hc-iron/">เครื่องวัดค่าเหล็ก รุ่น HI721</a> , <a class="woocommerce-LoopProduct-link woocommerce-loop-product__link" href="https://www.hannathailand.com/product/hi726-checker-hc-nickel-hr/">เครื่องวัดปริมาณนิกเกิล ช่วงสูง รุ่น HI726</a> | https://www.hannathailand.com/wp-content/uploads/2023/02/HI98108-600x600.jpg , https://www.hannathailand.com/wp-content/uploads/2023/02/hi98108-battery-cover-600x600.jpg , https://www.hannathailand.com/wp-content/uploads/2023/02/hi98108-electrode_1-600x600.jpg , https://www.hannathailand.com/wp-content/uploads/2023/02/hi98108-phep-ph-tester-1200-600x600.jpg , https://www.hannathailand.com/wp-content/uploads/2021/07/9-500x500.jpg , https://www.hannathailand.com/wp-content/uploads/2021/11/hi701-500x500.jpg , https://www.hannathailand.com/wp-content/uploads/2021/07/1-500x500.jpg , https://www.hannathailand.com/wp-content/uploads/2022/06/miniphotometerfurfluoridniedrig844_11-600x600.jpg , https://www.hannathailand.com/wp-content/uploads/2022/06/miniphotometerfurammoniakmittel2416_11-600x600.jpg , https://www.hannathailand.com/wp-content/uploads/2022/06/hi700_400pxl-600x600.jpg , https://www.hannathailand.com/wp-content/uploads/2022/06/miniphotometerfureisen832_11-600x600.jpg , https://www.hannathailand.com/wp-content/uploads/2022/06/miniphotometerfurnickelhoch841_11-600x600.jpg
45 | เครื่องวัดความเป็นกรด-ด่าง/การนำไฟฟ้า/ของแข็งละลายน้ำ แบบพกพาสะดวก ช่วงต่ำ รุ่น HI98129 | สินค้าทั้งหมด , เครื่องวัดความเป็นกรด-ด่าง/โออาร์พี , แบบพกพาสะดวก | https://www.hannathailand.com/product-category/ph-meter/portable/ | https://www.hannathailand.com/product/hi98129-combo-tester-for-phectdsc-up-to-3999-%c2%b5s-waterproof/ | HI98129 | 9,630.00 |  | <div aria-labelledby="tab-title-additional_information" class="woocommerce-Tabs-panel woocommerce-Tabs-panel--additional_information panel entry-content" id="tab-additional_information" role="tabpanel"> </div> | HI98129 เป็นเครื่องวัด pH Meter แบบปากกา 4 in 1 สำหรับวัดค่า pH EC TDS และอุณหภูมิในน้ำแบบปากกาจาก Hanna เครื่องวัด EC Meter และเครื่องวัด TDS เหมาะสำหรับทุกการทดสอบคุณภาพน้ำได้แก่ น้ำดื่ม การควบคุมน้ำ การเพาะเลี้ยงสัตว์น้ำ การปลูกพืชไฮโดรโปนิกส์ ปลูกพืชไร้ดิน ห้องปฏิบัติการและการทดสอบทางวิทยาศาสตร์ สระว่ายน้ำ สปา การทดสอบนิเวศวิทยา บำบัดน้ำและอื่นๆ มีคู่มือการใช้งานภาษาไทยเข้าใจง่าย จอแสดงผลคู่ของ pH หรือการนำไฟฟ้า / TDS และอุณหภูมิ อิเล็กโทรด pH ที่เปลี่ยนได้ง่าย หัววัดค่าการนำไฟฟ้ากราไฟท์ที่ทนทาน การสอบเทียบอัตโนมัติและการชดเชยอุณหภูมิ ปัจจัย TDS และค่าสัมประสิทธิ์อุณหภูมิที่เลือกได้ ตัวบ่งชี้ความเสถียรของค่าที่ปลอดภัย ฟังก์ชั่น HOLD เพื่อหยุดการอ่านค่าบนหน้าจอ ไฟแสดงสถานะการชาร์จแบตเตอรี่และระบบปิดอัตโนมัติ HI 98130simultaneously measures pH, conductivity, TDS and temperature. It is easy to use, fast and accurate, and is therefore ideally suited for routine measurements. With replaceable pH electrode. Dual display of pH or conductivity / TDS and temperature Easily replaceable pH electrode Rugged graphite conductivity probe Automatic calibration and temperature compensation Selectable TDS factor and temperature coefficient Stability indicator of safe values HOLD function to freeze a reading in the display Battery charge indicator and automatic shut-off Ordering Information : incl tester pH electrode, electrode replacement tool and batteries. Product Manuals Manual: Download Specification : Range pH 0.00 to 14.00 pH Range EC 0 to 3,999 uS/cm Range TDS 0 to 2,000 mg/L (ppm) Range Temperature 0.0 to 60.0°C Resolution pH 0.01 Resolution EC 0.01 uS/cm Resolution TDS 1 mg/L Resolution Temperature 0.1°C Accuracy pH ±0.05 pH Accuracy EC/TDS ±2% of Measurement Range Accuracy Temmperature ±0.5°C PH Calibration Automatic, 2-point, stored with 2 buffers Calibration EC / TDS automatic, 1 point (1,413 uS / cm or 1,382ppm) Temperature Compensation pH: automatic; EC / TDS: automatic with β selectable from 0.0 to 2.4% / ° C Selectable TDS factor from 0.45 to 1.00 HI 73127 pH electrode (included) Power supply 4 x 1.5V / approx 100 hours Automatic shut-off after 8 min measurement interval Dimensions 163 x 40 x 26 mm Weight 85 g | <div aria-labelledby="tab-title-description" class="woocommerce-Tabs-panel woocommerce-Tabs-panel--description panel entry-content active" id="tab-description" role="tabpanel"> <p style="text-align: justify;"><strong><span class="hps">HI98129 </span></strong><span class="hps">เป็นเครื่องวัด pH Meter แบบปากกา 4 in 1 สำหรับวัดค่า pH EC TDS และอุณหภูมิในน้ำแบบปากกาจาก Hanna เครื่องวัด EC Meter และเครื่องวัด TDS เหมาะสำหรับทุกการทดสอบคุณภาพน้ำได้แก่ น้ำดื่ม การควบคุมน้ำ การเพาะเลี้ยงสัตว์น้ำ การปลูกพืชไฮโดรโปนิกส์ ปลูกพืชไร้ดิน ห้องปฏิบัติการและการทดสอบทางวิทยาศาสตร์ สระว่ายน้ำ สปา การทดสอบนิเวศวิทยา บำบัดน้ำและอื่นๆ มีคู่มือการใช้งานภาษาไทยเข้าใจง่าย</span></p> <ul> <li>จอแสดงผลคู่ของ pH หรือการนำไฟฟ้า / TDS และอุณหภูมิ</li> <li>อิเล็กโทรด pH ที่เปลี่ยนได้ง่าย</li> <li>หัววัดค่าการนำไฟฟ้ากราไฟท์ที่ทนทาน</li> <li>การสอบเทียบอัตโนมัติและการชดเชยอุณหภูมิ</li> <li>ปัจจัย TDS และค่าสัมประสิทธิ์อุณหภูมิที่เลือกได้</li> <li>ตัวบ่งชี้ความเสถียรของค่าที่ปลอดภัย</li> <li>ฟังก์ชั่น HOLD เพื่อหยุดการอ่านค่าบนหน้าจอ</li> <li>ไฟแสดงสถานะการชาร์จแบตเตอรี่และระบบปิดอัตโนมัติ</li> </ul> <p><strong><span class="hps">HI</span> <span class="hps">98130</span></strong><span class="hps">simultaneously measures</span> <span class="hps">pH, conductivity</span>, TDS and <span class="hps">temperature.</span> <span class="hps">It</span> <span class="hps">is easy to use</span>, fast and accurate, <span class="hps">and</span> <span class="hps">is therefore ideally suited</span> <span class="hps">for routine measurements</span>. <span class="hps">With replaceable</span> <span class="hps">pH electrode.</span></p> <ul> <li>Dual <span class="hps">display of pH</span> <span class="hps">or</span> <span class="hps">conductivity</span> <span class="hps">/</span> <span class="hps">TDS</span> <span class="hps">and</span> <span class="hps">temperature</span></li> <li><span class="hps">Easily replaceable</span> <span class="hps">pH electrode</span></li> <li>Rugged <span class="hps">graphite</span> <span class="hps">conductivity</span> <span class="hps">probe</span></li> <li>Automatic <span class="hps">calibration</span> <span class="hps">and temperature compensation</span></li> <li>Selectable <span class="hps">TDS factor</span> <span class="hps">and temperature coefficient</span></li> <li>Stability <span class="hps">indicator of</span> <span class="hps">safe values</span></li> <li><span class="hps">HOLD</span> <span class="hps">function to freeze</span> <span class="hps">a</span> <span class="hps">reading in the display</span></li> <li>Battery <span class="hps">charge indicator</span> <span class="hps">and</span> <span class="hps">automatic shut-off</span></li> </ul> <p style="text-align: justify;"><strong>Ordering Information : </strong><span class="hps">incl</span> <span class="hps">tester</span> <span class="hps">pH electrode</span>, <span class="hps">electrode</span> <span class="hps">replacement</span> <span class="hps">tool</span> <span class="hps">and batteries.</span></p> <div><strong>Product Manuals</strong></div> <p style="text-align: justify;"><span class="hps"><img align="absmiddle" alt="" border="0" decoding="async" height="22" loading="lazy" src="http://www.hannainst.com/usa/images/icon-pdf.gif" width="20"/> Manual: <a href="http://www.hannainst.com/manuals/IST98129_04_13.pdf" rel="noopener" target="_blank" title="Download Product Manual">Download</a><br/> </span></p> <p><strong>Specification : </strong></p> <p style="padding-left: 30px;">Range pH 0.00 to 14.00 pH</p> <p style="padding-left: 30px;">Range EC 0 to 3,999 uS/cm</p> <p style="padding-left: 30px;">Range TDS 0 to 2,000 mg/L (ppm)</p> <p style="padding-left: 30px;">Range Temperature 0.0 to 60.0°C</p> <p style="padding-left: 30px;">Resolution pH 0.01</p> <p style="padding-left: 30px;">Resolution EC 0.01 uS/cm</p> <p style="padding-left: 30px;">Resolution TDS 1 mg/L</p> <p style="padding-left: 30px;">Resolution Temperature 0.1°C</p> <p style="padding-left: 30px;">Accuracy pH ±0.05 pH</p> <p style="padding-left: 30px;">Accuracy EC/TDS ±2% of Measurement Range</p> <p style="padding-left: 30px;">Accuracy Temmperature ±0.5°C <span class="hps">PH </span></p> <p style="padding-left: 30px;"><span class="hps">Calibration</span> <span class="hps">Automatic,</span> <span class="hps">2-point,</span> <span class="hps">stored</span> <span class="hps">with 2 buffers</span> <span class="hps">Calibration</span> <span class="hps">EC / TDS</span> <span class="hps">automatic,</span> <span class="hps">1 point</span> <span class="hps atn">(</span>1,413 uS <span class="hps">/</span> <span class="hps">cm or</span> 1,382ppm)</p> <p style="padding-left: 30px;"><span class="hps">Temperature Compensation</span> <span class="hps">pH</span>: automatic; <span class="hps">EC / TDS</span>: automatic <span class="hps">with</span> <span class="hps">β</span> <span class="hps">selectable</span> <span class="hps">from 0.0 to 2.4</span>% / <span class="hps">°</span> <span class="hps">C</span></p> <p style="padding-left: 30px;"><span class="hps">Selectable</span> <span class="hps">TDS factor</span> <span class="hps">from 0.45 to 1.00</span> <span class="hps">HI</span> <span class="hps">73127</span> <span class="hps">pH electrode</span> <span class="hps">(included)</span> <span class="hps">Power supply 4 x</span> <span class="hps">1.5V</span> <span class="hps">/ approx</span> <span class="hps">100</span> <span class="hps">hours</span></p> <p style="padding-left: 30px;"><span class="hps">Automatic shut-off</span> <span class="hps">after 8 min</span> <span class="hps">measurement</span> <span class="hps">interval</span></p> <p style="padding-left: 30px;"><span class="hps">Dimensions</span> <span class="hps">163</span> <span class="hps">x 40 x</span> <span class="hps">26 mm Weight</span> <span class="hps">85 g</span></p> <p style="text-align: justify;"> </p></div> | COMBO Tester for pH/EC/TDS/C° up to 3999 µS, waterproof, with batteries | <div class="product-short-description"> <p>COMBO Tester for pH/EC/TDS/C° up to 3999 µS, waterproof, with batteries</p> </div> | https://www.hannathailand.com/wp-content/uploads/2022/06/spritzwasserfesterphectdsctesterbis3999s1455_11.jpg | เครื่องวัดปริมาณนิกเกิล ช่วงสูง รุ่น HI726 , เครื่องวัดปริมาณฟลูออไรด์ ช่วงต่ำ รุ่น HI729 , เครื่องควบคุมค่าความนำไฟฟ้า , เครื่องวัดค่าเหล็ก รุ่น HI721 , น้ำยามาตรฐานสอบเทียบ , เครื่องวัดปริมาณไนไตรท์ ช่วงสูง ในตัวอย่างน้ำ รุ่น HI708 , เครื่องวัดคลอรีน , เครื่องวัดปริมาณฟอสฟอรัส ช่วงต่ำมาก รุ่น HI736 | <a class="woocommerce-LoopProduct-link woocommerce-loop-product__link" href="https://www.hannathailand.com/product/hi726-checker-hc-nickel-hr/">เครื่องวัดปริมาณนิกเกิล ช่วงสูง รุ่น HI726</a> , <a class="woocommerce-LoopProduct-link woocommerce-loop-product__link" href="https://www.hannathailand.com/product/hi729-checker-hc-fluoride-lr/">เครื่องวัดปริมาณฟลูออไรด์ ช่วงต่ำ รุ่น HI729</a> , <a class="woocommerce-LoopProduct-link woocommerce-loop-product__link" href="https://www.hannathailand.com/product/hi8931cn/">เครื่องควบคุมค่าความนำไฟฟ้า</a> , <a class="woocommerce-LoopProduct-link woocommerce-loop-product__link" href="https://www.hannathailand.com/product/hi721-checker-hc-iron/">เครื่องวัดค่าเหล็ก รุ่น HI721</a> , <a class="woocommerce-LoopProduct-link woocommerce-loop-product__link" href="https://www.hannathailand.com/product/hi9828-25/">น้ำยามาตรฐานสอบเทียบ</a> , <a class="woocommerce-LoopProduct-link woocommerce-loop-product__link" href="https://www.hannathailand.com/product/hi708-checker-hc-nitrite-hr/">เครื่องวัดปริมาณไนไตรท์ ช่วงสูง ในตัวอย่างน้ำ รุ่น HI708</a> , <a class="woocommerce-LoopProduct-link woocommerce-loop-product__link" href="https://www.hannathailand.com/product/free-chlorine/">เครื่องวัดคลอรีน</a> , <a class="woocommerce-LoopProduct-link woocommerce-loop-product__link" href="https://www.hannathailand.com/product/phosphorous-marine/">เครื่องวัดปริมาณฟอสฟอรัส ช่วงต่ำมาก รุ่น HI736</a> | https://www.hannathailand.com/wp-content/uploads/2022/06/miniphotometerfurnickelhoch841_11-600x600.jpg , https://www.hannathailand.com/wp-content/uploads/2022/06/miniphotometerfurfluoridniedrig844_11-600x600.jpg , https://www.hannathailand.com/wp-content/uploads/2021/07/2-500x500.jpg , https://www.hannathailand.com/wp-content/uploads/2022/06/miniphotometerfureisen832_11-600x600.jpg , https://www.hannathailand.com/wp-content/uploads/2021/07/8-500x500.jpg , https://www.hannathailand.com/wp-content/uploads/2022/06/miniphotometerfurnitrithoch2420_11-600x600.jpg , https://www.hannathailand.com/wp-content/uploads/2021/07/1-500x500.jpg , https://www.hannathailand.com/wp-content/uploads/2021/12/HI736-600x600.jpg
46 | เครื่องวัดความเป็นกรด-ด่าง/การนำไฟฟ้า/ของแข็งละลายน้ำ แบบพกพาสะดวก ช่วงสูง รุ่น HI98130 | สินค้าทั้งหมด , เครื่องวัดความเป็นกรด-ด่าง/โออาร์พี , แบบพกพาสะดวก | https://www.hannathailand.com/product-category/ph-meter/portable/ | https://www.hannathailand.com/product/hi98130-combo-tester-for-phectdsc-up-to-20-ms-waterproof/ | HI98130 | 9,630.00 |  | <div aria-labelledby="tab-title-additional_information" class="woocommerce-Tabs-panel woocommerce-Tabs-panel--additional_information panel entry-content" id="tab-additional_information" role="tabpanel"> </div> | HI98130 เครื่องวัด 3 IN 1 ได้แก่ pH EC TDS และอุณหภูมิน้ำ ย่านการวัดค่าความเป็นกรด-ด่าง 0.00 to 14.00 pH และ ย่านการวัดค่าความนำไฟฟ้า EC 0 to 20 mS/cm และย่านการวัดค่า TDS ที่ 0 to 10.00 g/L(ppt) เหมาะสำหรับทุกการทดสอบคุณภาพน้ำ คู่มือการใช้งานภาษาไทยเข้าใจง่าย จอแสดงผลคู่ของ pH หรือการนำไฟฟ้า / TDS และอุณหภูมิ อิเล็กโทรด pH ที่เปลี่ยนได้ง่าย หัววัดค่าการนำไฟฟ้ากราไฟท์ที่ทนทาน การสอบเทียบอัตโนมัติและการชดเชยอุณหภูมิ ปัจจัย TDS และค่าสัมประสิทธิ์อุณหภูมิที่เลือกได้ ตัวบ่งชี้ความเสถียรของค่าที่ปลอดภัย ฟังก์ชั่น HOLD เพื่อหยุดการอ่านค่าบนหน้าจอ ไฟแสดงสถานะการชาร์จแบตเตอรี่และระบบปิดอัตโนมัติ HI 98130 simultaneously measures pH, conductivity, TDS and temperature. It is easy to use, fast and accurate, and is therefore ideally suited for routine measurements. With replaceable pH electrode. Dual display of pH or conductivity / TDS and temperature Easily replaceable pH electrode Rugged graphite conductivity probe Automatic calibration and temperature compensation Selectable TDS factor and temperature coefficient Stability indicator of safe values HOLD function to freeze a reading in the display Battery charge indicator and automatic shut-off Ordering Information : incl tester pH electrode, electrode replacement tool and batteries. Product Manuals Manual: Download Specification : Range pH 0.00 to 14.00 pH Range EC 0 to 20 mS/cm Range TDS 0 to 10.00 g/L Range Temperature 0.0 to 60.0°C Resolution pH 0.01 Resolution EC 0.01 mS/cm Resolution TDS 0.01 g/L Resolution Temperature 0.1°C Accuracy pH ±0.05 pH Accuracy EC/TDS ±2% of Measurement Range Accuracy Temmperature ±0.5°C PH Calibration Automatic, 2-point, stored with 2 buffers Calibration EC / TDS automatic, 1 point (12.88 mS / cm or 6.44 ppt) Temperature Compensation pH: automatic; EC / TDS: automatic with β selectable from 0.0 to 2.4% / ° C Selectable TDS factor from 0.45 to 1.00 HI 73127 pH electrode (included) Power supply 4 x 1.5V / approx 100 hours Automatic shut-off after 8 min measurement interval Dimensions 163 x 40 x 26 mm Weight 85 g | <div aria-labelledby="tab-title-description" class="woocommerce-Tabs-panel woocommerce-Tabs-panel--description panel entry-content active" id="tab-description" role="tabpanel"> <p>HI98130 เครื่องวัด 3 IN 1 ได้แก่ pH EC TDS และอุณหภูมิน้ำ ย่านการวัดค่าความเป็นกรด-ด่าง 0.00 to 14.00 pH และ ย่านการวัดค่าความนำไฟฟ้า EC 0 to 20 mS/cm และย่านการวัดค่า TDS ที่ 0 to 10.00 g/L(ppt) เหมาะสำหรับทุกการทดสอบคุณภาพน้ำ คู่มือการใช้งานภาษาไทยเข้าใจง่าย</p> <ul> <li>จอแสดงผลคู่ของ pH หรือการนำไฟฟ้า / TDS และอุณหภูมิ</li> <li>อิเล็กโทรด pH ที่เปลี่ยนได้ง่าย</li> <li>หัววัดค่าการนำไฟฟ้ากราไฟท์ที่ทนทาน</li> <li>การสอบเทียบอัตโนมัติและการชดเชยอุณหภูมิ</li> <li>ปัจจัย TDS และค่าสัมประสิทธิ์อุณหภูมิที่เลือกได้</li> <li>ตัวบ่งชี้ความเสถียรของค่าที่ปลอดภัย</li> <li>ฟังก์ชั่น HOLD เพื่อหยุดการอ่านค่าบนหน้าจอ</li> <li>ไฟแสดงสถานะการชาร์จแบตเตอรี่และระบบปิดอัตโนมัติ</li> </ul> <p style="text-align: justify;"><strong><span class="hps">HI</span> <span class="hps">98130</span> </strong><span class="hps">simultaneously measures</span> <span class="hps">pH, conductivity</span>, TDS and <span class="hps">temperature.</span> <span class="hps">It</span> <span class="hps">is easy to use</span>, fast and accurate, <span class="hps">and</span> <span class="hps">is therefore ideally suited</span> <span class="hps">for routine measurements</span>. <span class="hps">With replaceable</span> <span class="hps">pH electrode.</span></p> <ul> <li>Dual <span class="hps">display of pH</span> <span class="hps">or</span> <span class="hps">conductivity</span> <span class="hps">/</span> <span class="hps">TDS</span> <span class="hps">and</span> <span class="hps">temperature</span></li> <li><span class="hps">Easily replaceable</span> <span class="hps">pH electrode</span></li> <li>Rugged <span class="hps">graphite</span> <span class="hps">conductivity</span> <span class="hps">probe</span></li> <li>Automatic <span class="hps">calibration</span> <span class="hps">and temperature compensation</span></li> <li>Selectable <span class="hps">TDS factor</span> <span class="hps">and temperature coefficient</span></li> <li>Stability <span class="hps">indicator of</span> <span class="hps">safe values</span></li> <li><span class="hps">HOLD</span> <span class="hps">function to freeze</span> <span class="hps">a</span> <span class="hps">reading in the display</span></li> <li>Battery <span class="hps">charge indicator</span> <span class="hps">and</span> <span class="hps">automatic shut-off</span></li> </ul> <p style="text-align: justify;"><strong>Ordering Information : </strong><span class="hps">incl</span> <span class="hps">tester</span> <span class="hps">pH electrode</span>, <span class="hps">electrode</span> <span class="hps">replacement</span> <span class="hps">tool</span> <span class="hps">and batteries.</span></p> <div><strong>Product Manuals</strong></div> <p style="text-align: justify;"><span class="hps"><img align="absmiddle" alt="" border="0" decoding="async" height="22" loading="lazy" src="http://www.hannainst.com/usa/images/icon-pdf.gif" width="20"/> Manual: <a href="http://www.hannainst.com/manuals/IST98129_04_13.pdf" rel="noopener" target="_blank" title="Download Product Manual">Download</a><br/> </span></p> <p><strong>Specification : </strong></p> <p style="padding-left: 30px;">Range pH 0.00 to 14.00 pH<br/> Range EC 0 to 20 mS/cm<br/> Range TDS 0 to 10.00 g/L<br/> Range Temperature 0.0 to 60.0°C<br/> Resolution pH 0.01<br/> Resolution EC 0.01 mS/cm<br/> Resolution TDS 0.01 g/L<br/> Resolution Temperature 0.1°C<br/> Accuracy pH ±0.05 pH<br/> Accuracy EC/TDS ±2% of Measurement Range<br/> Accuracy Temmperature ±0.5°C<br/> <span class="hps">PH Calibration</span> <span class="hps">Automatic,</span> <span class="hps">2-point,</span> <span class="hps">stored</span> <span class="hps">with 2 buffers</span><br/> <span class="hps">Calibration</span> <span class="hps">EC / TDS</span> <span class="hps">automatic,</span> <span class="hps">1 point</span> <span class="hps atn">(</span>12.88 mS <span class="hps">/</span> <span class="hps">cm or</span> <span class="hps">6.44</span> <span class="hps">ppt)</span><br/> <span class="hps">Temperature Compensation</span> <span class="hps">pH</span>: automatic; <span class="hps">EC / TDS</span>: automatic <span class="hps">with</span> <span class="hps">β</span> <span class="hps">selectable</span> <span class="hps">from 0.0 to 2.4</span>% / <span class="hps">°</span> <span class="hps">C</span><br/> <span class="hps">Selectable</span> <span class="hps">TDS factor</span> <span class="hps">from 0.45 to 1.00</span><br/> <span class="hps">HI</span> <span class="hps">73127</span> <span class="hps">pH electrode</span> <span class="hps">(included)</span><br/> <span class="hps">Power supply 4 x</span> <span class="hps">1.5V</span> <span class="hps">/ approx</span> <span class="hps">100</span> <span class="hps">hours</span><br/> <span class="hps">Automatic shut-off</span> <span class="hps">after 8 min</span> <span class="hps">measurement</span> <span class="hps">interval</span><br/> <span class="hps">Dimensions</span> <span class="hps">163</span> <span class="hps">x 40 x</span> <span class="hps">26 mm Weight</span> <span class="hps">85 g</span></p> <p style="text-align: justify;"> </p></div> | COMBO Tester for pH/EC/TDS/C° to 20 mS, waterproof, with batteries | <div class="product-short-description"> <p>COMBO Tester for pH/EC/TDS/C° to 20 mS, waterproof, with batteries</p> </div> | https://www.hannathailand.com/wp-content/uploads/2022/06/spritzwasserfesterphectdsctesterbis3999s1455_11.jpg | เครื่องวัดปริมาณแอมโมเนีย ในน้ำ รุ่น HI715 , เครื่องควบคุมค่าความนำไฟฟ้า , เครื่องวัดปริมาณไอโอดีน รุ่น HI718 , น้ำยามาตรฐานสำหรับค่าโซเดียม , เครื่องวัดปริมาณฟอสฟอรัส ช่วงสูง รุ่น HI706 , ซัลไฟด์สารต้านอนุมูลอิสระบัฟเฟอร์ , เซ็นเซอร์วัดออกซิเจนในน้ำสำหรับ HI9829 มัลติพารามิเตอร์ , เครื่องวัดปริมาณฟอสเฟต ช่วงต่ำ รุ่น HI713 | <a class="woocommerce-LoopProduct-link woocommerce-loop-product__link" href="https://www.hannathailand.com/product/hi715-checker-hc-ammonia-mr/">เครื่องวัดปริมาณแอมโมเนีย ในน้ำ รุ่น HI715</a> , <a class="woocommerce-LoopProduct-link woocommerce-loop-product__link" href="https://www.hannathailand.com/product/hi8931cn/">เครื่องควบคุมค่าความนำไฟฟ้า</a> , <a class="woocommerce-LoopProduct-link woocommerce-loop-product__link" href="https://www.hannathailand.com/product/hi718-checker-hc-iodine/">เครื่องวัดปริมาณไอโอดีน รุ่น HI718</a> , <a class="woocommerce-LoopProduct-link woocommerce-loop-product__link" href="https://www.hannathailand.com/product/hi7090l/">น้ำยามาตรฐานสำหรับค่าโซเดียม</a> , <a class="woocommerce-LoopProduct-link woocommerce-loop-product__link" href="https://www.hannathailand.com/product/hi706-checker-hc-phosphorous-hr/">เครื่องวัดปริมาณฟอสฟอรัส ช่วงสูง รุ่น HI706</a> , <a class="woocommerce-LoopProduct-link woocommerce-loop-product__link" href="https://www.hannathailand.com/product/hi4015-00/">ซัลไฟด์สารต้านอนุมูลอิสระบัฟเฟอร์</a> , <a class="woocommerce-LoopProduct-link woocommerce-loop-product__link" href="https://www.hannathailand.com/product/hi7609829-2/">เซ็นเซอร์วัดออกซิเจนในน้ำสำหรับ HI9829 มัลติพารามิเตอร์</a> , <a class="woocommerce-LoopProduct-link woocommerce-loop-product__link" href="https://www.hannathailand.com/product/hi713-checker-hc-phosphate-lr/">เครื่องวัดปริมาณฟอสเฟต ช่วงต่ำ รุ่น HI713</a> | https://www.hannathailand.com/wp-content/uploads/2022/06/miniphotometerfurammoniakmittel2416_11-600x600.jpg , https://www.hannathailand.com/wp-content/uploads/2021/07/2-500x500.jpg , https://www.hannathailand.com/wp-content/uploads/2022/06/miniphotometerfuriod829_11-600x600.jpg , https://www.hannathailand.com/wp-content/uploads/2021/07/12-500x500.jpg , https://www.hannathailand.com/wp-content/uploads/2022/06/hi706_400-600x600.jpg , https://www.hannathailand.com/wp-content/uploads/2021/07/7-500x500.jpg , https://www.hannathailand.com/wp-content/uploads/2021/07/5-500x500.jpg , https://www.hannathailand.com/wp-content/uploads/2022/06/hi713_lg51caffcdce23e-600x600.jpg
47 | HI98127 เครื่องวัดค่า pH Meter แบบปากกาจาก Hanna | สินค้าทั้งหมด , เครื่องวัดความเป็นกรด-ด่าง/โออาร์พี , แบบพกพาสะดวก | https://www.hannathailand.com/product-category/ph-meter/portable/ | https://www.hannathailand.com/product/hi98127-phc-tester-0-1-ph-resolution-waterproof/ | HI98127 | 5,885.00 |  | <div aria-labelledby="tab-title-additional_information" class="woocommerce-Tabs-panel woocommerce-Tabs-panel--additional_information panel entry-content" id="tab-additional_information" role="tabpanel"> </div> | HI98127 เครื่องวัดค่า pH Meter แบบปากกาจาก Hanna HI98127 HANNA เครื่องวัดกรดด่างแบบกันน้ำ pH Meter เครื่องวัดค่า pH แบบพกพา แม่นยำ พร้อมอิเล็กโทรดแบบเปลี่ยนได้ จอ LCD แสดงผลการวัดทั้งค่า pH และอุณหภูมิในหน่วย ° C หรือ° F ช่วงการวัด -2.0 to 16.0 pH และช่วงการวัดอูณหภูมิ -5.0 to 60.0°C / 23.0 to 140.0°F HI 98127 simultaneously measures pH and temperature with 0.1 resolution. It is easy to use, fast and accurate, and is therefore ideally suited for routine measurements. With replaceable electrode. Dual display of pH and temperature Resolution of 0.1 pH Easily replaceable electrode Automatic calibration and temperature compensation Stability indicator for safe values HOLD function to freeze a reading in the display Battery charge indicator and automatic shut-off Ordering Information : incl tester pH electrode, electrode replacement tool and batteries. Product Manuals Manual: Download Specification: Range pH -2.0 to 16.0 pH Temperature -5.0 to 60.0°C / 23.0 to 140.0°F Resolution pH 0.1 pH Temperature 0.1°C / 0.1°F Accuracy @ 20°C pH ±0.1 pH Temperature ±0.5°C / ±1°F pH Calibration automatic, at one or two points with two sets of standard buffers (pH 4.01 / 7.01 / 10.01 or pH 4.01 / 6.86 / 9.18) Temperature Compensation Automatic Battery Type / Life 1.5V (4) / approximately 300 hours of continuous use; auto-off after 8 minutes of non-use Environment -5 to 50°C (23 to 122°F); RH max 100% Dimensions 163 x 40 x 26 mm (6.4 x 1.6 x 1.0″) Weight 100 g (3.5 oz.) | <div aria-labelledby="tab-title-description" class="woocommerce-Tabs-panel woocommerce-Tabs-panel--description panel entry-content active" id="tab-description" role="tabpanel"> <p style="text-align: justify;"><strong>HI98127 เครื่องวัดค่า pH Meter แบบปากกาจาก Hanna<br/> </strong>HI98127 HANNA เครื่องวัดกรดด่างแบบกันน้ำ pH Meter เครื่องวัดค่า pH แบบพกพา แม่นยำ พร้อมอิเล็กโทรดแบบเปลี่ยนได้ จอ LCD แสดงผลการวัดทั้งค่า pH และอุณหภูมิในหน่วย ° C หรือ° F ช่วงการวัด -2.0 to 16.0 pH และช่วงการวัดอูณหภูมิ -5.0 to 60.0°C / 23.0 to 140.0°F</p> <p style="text-align: justify;"><strong>HI 98127</strong> simultaneously measures pH and temperature with 0.1 resolution. It is easy to use, fast and accurate, and is therefore ideally suited for routine measurements. With replaceable electrode.</p> <ul> <li>Dual display of pH and temperature</li> <li>Resolution of 0.1 pH</li> <li>Easily replaceable electrode</li> <li>Automatic calibration and temperature compensation</li> <li>Stability indicator for safe values</li> <li>HOLD function to freeze a reading in the display</li> <li>Battery charge indicator and automatic shut-off</li> </ul> <p> </p> <p style="text-align: justify;"><strong>Ordering Information : <span class="goog-text-highlight"> </span></strong><span class="goog-text-highlight">incl tester pH electrode, electrode replacement tool and batteries.</span></p> <div><strong>Product Manuals</strong></div> <p style="text-align: justify;"><span class="goog-text-highlight"><img align="absmiddle" alt="" border="0" decoding="async" height="22" loading="lazy" src="http://www.hannainst.com/usa/images/icon-pdf.gif" width="20"/> Manual: <a href="http://www.hannainst.com/manuals/IST98127_04_13.pdf" rel="noopener" target="_blank" title="Download Product Manual">Download</a><br/> </span></p> <p><strong>Specification: </strong></p> <table class="spec_table"> <tbody> <tr> <td>Range</td> <td>pH</td> <td>-2.0 to 16.0 pH</td> </tr> <tr> <td></td> <td>Temperature</td> <td>-5.0 to 60.0°C / 23.0 to 140.0°F</td> </tr> <tr> <td>Resolution</td> <td>pH</td> <td>0.1 pH</td> </tr> <tr> <td></td> <td>Temperature</td> <td>0.1°C / 0.1°F</td> </tr> <tr> <td>Accuracy @ 20°C</td> <td>pH</td> <td>±0.1 pH</td> </tr> <tr> <td></td> <td>Temperature</td> <td>±0.5°C / ±1°F</td> </tr> <tr> <td>pH Calibration</td> <td></td> <td>automatic, at one or two points with two sets of standard buffers (pH 4.01 / 7.01 / 10.01 or pH 4.01 / 6.86 / 9.18)</td> </tr> <tr> <td>Temperature Compensation</td> <td></td> <td>Automatic</td> </tr> <tr> <td>Battery Type / Life</td> <td></td> <td>1.5V (4) / approximately 300 hours of continuous use; auto-off after 8 minutes of non-use</td> </tr> <tr> <td>Environment</td> <td></td> <td>-5 to 50°C (23 to 122°F); RH max 100%</td> </tr> <tr> <td>Dimensions</td> <td></td> <td>163 x 40 x 26 mm (6.4 x 1.6 x 1.0″)</td> </tr> <tr> <td>Weight</td> <td></td> <td>100 g (3.5 oz.)</td> </tr> </tbody> </table> <p> </p> <p><iframe allow="accelerometer; autoplay; clipboard-write; encrypted-media; gyroscope; picture-in-picture; web-share" allowfullscreen="" frameborder="0" height="574" loading="lazy" src="https://www.youtube.com/embed/GQoHkkZpGns?feature=oembed&amp;enablejsapi=1&amp;origin=https://www.hannathailand.com" title="Hanna Lab - How to Set up and Calibrate the Hanna Instruments HI98127 pHep® 4" width="1020"></iframe></p> </div> | pHep®5 – pH/°C-Tester, waterproof, Resolution 0.1 pH, battery | <div class="product-short-description"> <p>pHep®5 – pH/°C-Tester, waterproof, Resolution 0.1 pH, battery</p> </div> | https://www.hannathailand.com/wp-content/uploads/2022/06/31nrgpdohcl.jpg | เครื่องวัดปริมาณไนไตรท์ ช่วงสูง ในตัวอย่างน้ำ รุ่น HI708 , เครื่องควบคุมค่าความนำไฟฟ้า , เครื่องวัดปริมาณไนไตรท์ ช่วงต่ำ รุ่น HI707 , น้ำยามาตรฐานสำหรับค่าโซเดียม , น้ำยามาตรฐานสอบเทียบ , เครื่องวัดสีในน้ำตัวอย่าง HI727 , เครื่องวัดปริมาณฟอสฟอรัส ช่วงต่ำมาก รุ่น HI736 , เครื่องวัดปริมาณคลอรีนอิสระ รุ่น HI701 | <a class="woocommerce-LoopProduct-link woocommerce-loop-product__link" href="https://www.hannathailand.com/product/hi708-checker-hc-nitrite-hr/">เครื่องวัดปริมาณไนไตรท์ ช่วงสูง ในตัวอย่างน้ำ รุ่น HI708</a> , <a class="woocommerce-LoopProduct-link woocommerce-loop-product__link" href="https://www.hannathailand.com/product/hi8931cn/">เครื่องควบคุมค่าความนำไฟฟ้า</a> , <a class="woocommerce-LoopProduct-link woocommerce-loop-product__link" href="https://www.hannathailand.com/product/hi707-checker-hc-nitrite-lr/">เครื่องวัดปริมาณไนไตรท์ ช่วงต่ำ รุ่น HI707</a> , <a class="woocommerce-LoopProduct-link woocommerce-loop-product__link" href="https://www.hannathailand.com/product/hi7090l/">น้ำยามาตรฐานสำหรับค่าโซเดียม</a> , <a class="woocommerce-LoopProduct-link woocommerce-loop-product__link" href="https://www.hannathailand.com/product/hi9828-25/">น้ำยามาตรฐานสอบเทียบ</a> , <a class="woocommerce-LoopProduct-link woocommerce-loop-product__link" href="https://www.hannathailand.com/product/hi727-checker-hc-color-of-water/">เครื่องวัดสีในน้ำตัวอย่าง HI727</a> , <a class="woocommerce-LoopProduct-link woocommerce-loop-product__link" href="https://www.hannathailand.com/product/phosphorous-marine/">เครื่องวัดปริมาณฟอสฟอรัส ช่วงต่ำมาก รุ่น HI736</a> , <a class="woocommerce-LoopProduct-link woocommerce-loop-product__link" href="https://www.hannathailand.com/product/hi701-checker-hc-free-chlorine/">เครื่องวัดปริมาณคลอรีนอิสระ รุ่น HI701</a> | https://www.hannathailand.com/wp-content/uploads/2022/06/miniphotometerfurnitrithoch2420_11-600x600.jpg , https://www.hannathailand.com/wp-content/uploads/2021/07/2-500x500.jpg , https://www.hannathailand.com/wp-content/uploads/2022/06/hi707400-600x600.jpg , https://www.hannathailand.com/wp-content/uploads/2021/07/12-500x500.jpg , https://www.hannathailand.com/wp-content/uploads/2021/07/8-500x500.jpg , https://www.hannathailand.com/wp-content/uploads/2022/06/miniphotometerfurfarbe843_11-600x600.jpg , https://www.hannathailand.com/wp-content/uploads/2021/12/HI736-600x600.jpg , https://www.hannathailand.com/wp-content/uploads/2021/11/hi701-500x500.jpg
48 | เครื่องวัดความเป็นกรด-ด่าง/อุณหภูมิ แบบพกพาสะดวก รุ่น HI98128 | สินค้าทั้งหมด , เครื่องวัดความเป็นกรด-ด่าง/โออาร์พี , แบบพกพาสะดวก | https://www.hannathailand.com/product-category/ph-meter/portable/ | https://www.hannathailand.com/product/hi98128-phc-tester-0-01-ph-resolution-waterproof/ | HI98128 | 6,634.00 |  | <div aria-labelledby="tab-title-additional_information" class="woocommerce-Tabs-panel woocommerce-Tabs-panel--additional_information panel entry-content" id="tab-additional_information" role="tabpanel"> </div> | เครื่องวัดความเป็นกรด-ด่าง/อุณหภูมิ แบบพกพาสะดวก รุ่น HI98128 เครื่องทดสอบค่า pH และอุณหภูมิขั้นสูงที่ออกแบบตามหลักสรีรศาสตร์ พร้อมความละเอียด 0.01 ซึ่งวัดค่า pH ได้ตั้งแต่ -2.0 ถึง 16.0 pH และความแม่นยำ ±0.05 pH pHep5 มีการสอบเทียบหนึ่งหรือสองจุดโดยอัตโนมัติไปยังบัฟเฟอร์ที่รู้จักและการชดเชยอุณหภูมิอัตโนมัติ Waterproof and designed to float Automatic Temperature Compensation Automatic calibration Tactile grip casings HOLD function Automatic shut-off Efficient two button operation Temperature in °C or °F BEPS (Battery Error Prevention System) Battery % displayed at startup The pHep®5 tester is for users that require the greatest accuracy and features while staying economical. This model has BEPS as well as user selectable automatic shut-off, replacable pH electrode cartridge, stability indicator and automatic calibration. Order Information: HI 98128 (pHep®5) are supplied with HI 73127 pH electrode, HI 73128 electrode removal tool, batteries and instructions. Product Manuals Manual: Download Specification : Range pH -2.00 to 16.00 pH Temperature -5.0 to 60.0°C / 23.0 to 140.0°F Resolution pH 0.01 pH Temperature 0.1°C / 0.1°F Accuracy @ 20°C pH ±0.05 pH Temperature ±0.5°C / ±1°F pH Calibration automatic, at one or two points with two sets of standard buffers (pH 4.01 / 7.01 / 10.01 or pH 4.01 / 6.86 / 9.18) Temperature Compensation Automatic Battery Type / Life 1.5V (4) / approximately 300 hours of continuous use; auto-off after 8 minutes of non-use Environment -5 to 50°C (23 to 122°F); RH max 100% Dimensions 163 x 40 x 26 mm (6.4 x 1.6 x 1.0″) Weight 100 g (3.5 oz.) | <div aria-labelledby="tab-title-description" class="woocommerce-Tabs-panel woocommerce-Tabs-panel--description panel entry-content active" id="tab-description" role="tabpanel"> <p><strong>เครื่องวัดความเป็นกรด-ด่าง/อุณหภูมิ แบบพกพาสะดวก รุ่น HI98128</strong></p> <p>เครื่องทดสอบค่า pH และอุณหภูมิขั้นสูงที่ออกแบบตามหลักสรีรศาสตร์ พร้อมความละเอียด 0.01 ซึ่งวัดค่า pH ได้ตั้งแต่ -2.0 ถึง 16.0 pH และความแม่นยำ ±0.05 pH pHep5 มีการสอบเทียบหนึ่งหรือสองจุดโดยอัตโนมัติไปยังบัฟเฟอร์ที่รู้จักและการชดเชยอุณหภูมิอัตโนมัติ</p> <ul> <li style="text-align: justify;">Waterproof and designed to float</li> <li style="text-align: justify;">Automatic Temperature Compensation</li> <li style="text-align: justify;">Automatic calibration</li> <li style="text-align: justify;">Tactile grip casings</li> <li style="text-align: justify;">HOLD function</li> <li style="text-align: justify;">Automatic shut-off</li> <li style="text-align: justify;">Efficient two button operation</li> <li style="text-align: justify;">Temperature in °C or °F</li> <li style="text-align: justify;">BEPS (Battery Error Prevention System)</li> <li style="text-align: justify;">Battery % displayed at startup</li> </ul> <p style="text-align: justify;">The pHep<sup>®</sup>5 tester is for users that require the greatest accuracy and features while staying economical.</p> <p style="text-align: justify;">This model has BEPS as well as user selectable automatic shut-off, replacable pH electrode cartridge, stability indicator and automatic calibration.</p> <p style="text-align: justify;"><strong>Order Information:</strong> HI 98128 (pHep®5) are supplied with HI 73127 pH electrode, HI 73128 electrode removal tool, batteries and instructions.</p> <div><strong>Product Manuals</strong></div> <p style="text-align: justify;"><img align="absmiddle" alt="" border="0" decoding="async" height="22" loading="lazy" src="http://www.hannainst.com/usa/images/icon-pdf.gif" width="20"/> Manual: <a href="http://www.hannainst.com/manuals/IST98127_04_13.pdf" rel="noopener" target="_blank" title="Download Product Manual">Download</a></p> <p><strong>Specification : </strong></p> <table class="spec_table"> <tbody> <tr> <td>Range</td> <td>pH</td> <td>-2.00 to 16.00 pH</td> </tr> <tr> <td></td> <td>Temperature</td> <td>-5.0 to 60.0°C / 23.0 to 140.0°F</td> </tr> <tr> <td>Resolution</td> <td>pH</td> <td>0.01 pH</td> </tr> <tr> <td></td> <td>Temperature</td> <td>0.1°C / 0.1°F</td> </tr> <tr> <td>Accuracy @ 20°C</td> <td>pH</td> <td>±0.05 pH</td> </tr> <tr> <td></td> <td>Temperature</td> <td>±0.5°C / ±1°F</td> </tr> <tr> <td>pH Calibration</td> <td></td> <td>automatic, at one or two points with two sets of standard buffers (pH 4.01 / 7.01 / 10.01 or pH 4.01 / 6.86 / 9.18)</td> </tr> <tr> <td>Temperature Compensation</td> <td></td> <td>Automatic</td> </tr> <tr> <td>Battery Type / Life</td> <td></td> <td>1.5V (4) / approximately 300 hours of continuous use; auto-off after 8 minutes of non-use</td> </tr> <tr> <td>Environment</td> <td></td> <td>-5 to 50°C (23 to 122°F); RH max 100%</td> </tr> <tr> <td>Dimensions</td> <td></td> <td>163 x 40 x 26 mm (6.4 x 1.6 x 1.0″)</td> </tr> <tr> <td>Weight</td> <td></td> <td>100 g (3.5 oz.)</td> </tr> </tbody> </table> <p> </p> <p><iframe allow="accelerometer; autoplay; clipboard-write; encrypted-media; gyroscope; picture-in-picture; web-share" allowfullscreen="" frameborder="0" height="574" loading="lazy" src="https://www.youtube.com/embed/5LGADj93CeA?feature=oembed&amp;enablejsapi=1&amp;origin=https://www.hannathailand.com" title="Hanna Lab - How to Set Up and Calibrate the Hanna Instruments HI98128 pHep® 5" width="1020"></iframe></p> </div> | pHep ® 5 – pH / ° C tester, waterproof, resolution 0.01 pH, with battery | <div class="product-short-description"> <p>pHep ® 5 – pH / ° C tester, waterproof, resolution 0.01 pH, with battery</p> </div> | https://www.hannathailand.com/wp-content/uploads/2022/06/710rfglkval_aa1500_.jpg | เครื่องควบคุมค่าความนำไฟฟ้า , เซ็นเซอร์วัดออกซิเจนในน้ำสำหรับ HI9829 มัลติพารามิเตอร์ , เครื่องวัดปริมาณฟอสฟอรัส ช่วงต่ำมาก รุ่น HI736 , เครื่องวัดปริมาณแอมโมเนีย ช่วงต่ำ รุ่น HI700 , เครื่องวัดค่าเหล็ก รุ่น HI721 , เครื่องวัดปริมาณแอมโมเนีย ในน้ำ รุ่น HI715 , เครื่องวัดปริมาณไนไตรท์ ช่วงต่ำ รุ่น HI707 , เครื่องวัดปริมาณคลอรีนรวม รุ่น HI711 | <a class="woocommerce-LoopProduct-link woocommerce-loop-product__link" href="https://www.hannathailand.com/product/hi8931cn/">เครื่องควบคุมค่าความนำไฟฟ้า</a> , <a class="woocommerce-LoopProduct-link woocommerce-loop-product__link" href="https://www.hannathailand.com/product/hi7609829-2/">เซ็นเซอร์วัดออกซิเจนในน้ำสำหรับ HI9829 มัลติพารามิเตอร์</a> , <a class="woocommerce-LoopProduct-link woocommerce-loop-product__link" href="https://www.hannathailand.com/product/phosphorous-marine/">เครื่องวัดปริมาณฟอสฟอรัส ช่วงต่ำมาก รุ่น HI736</a> , <a class="woocommerce-LoopProduct-link woocommerce-loop-product__link" href="https://www.hannathailand.com/product/hi700-checker-hc-ammonia-lr/">เครื่องวัดปริมาณแอมโมเนีย ช่วงต่ำ รุ่น HI700</a> , <a class="woocommerce-LoopProduct-link woocommerce-loop-product__link" href="https://www.hannathailand.com/product/hi721-checker-hc-iron/">เครื่องวัดค่าเหล็ก รุ่น HI721</a> , <a class="woocommerce-LoopProduct-link woocommerce-loop-product__link" href="https://www.hannathailand.com/product/hi715-checker-hc-ammonia-mr/">เครื่องวัดปริมาณแอมโมเนีย ในน้ำ รุ่น HI715</a> , <a class="woocommerce-LoopProduct-link woocommerce-loop-product__link" href="https://www.hannathailand.com/product/hi707-checker-hc-nitrite-lr/">เครื่องวัดปริมาณไนไตรท์ ช่วงต่ำ รุ่น HI707</a> , <a class="woocommerce-LoopProduct-link woocommerce-loop-product__link" href="https://www.hannathailand.com/product/hi711-checker-hc-total-chlorine/">เครื่องวัดปริมาณคลอรีนรวม รุ่น HI711</a> | https://www.hannathailand.com/wp-content/uploads/2021/07/2-500x500.jpg , https://www.hannathailand.com/wp-content/uploads/2021/07/5-500x500.jpg , https://www.hannathailand.com/wp-content/uploads/2021/12/HI736-600x600.jpg , https://www.hannathailand.com/wp-content/uploads/2022/06/hi700_400pxl-600x600.jpg , https://www.hannathailand.com/wp-content/uploads/2022/06/miniphotometerfureisen832_11-600x600.jpg , https://www.hannathailand.com/wp-content/uploads/2022/06/miniphotometerfurammoniakmittel2416_11-600x600.jpg , https://www.hannathailand.com/wp-content/uploads/2022/06/hi707400-600x600.jpg , https://www.hannathailand.com/wp-content/uploads/2022/06/hi711_lg-600x600.jpg
49 | HI98121 เครื่องวัดค่า pH/ORP Meter แบบปากกา จากแบรนด์ Hanna | สินค้าทั้งหมด , เครื่องวัดความเป็นกรด-ด่าง/โออาร์พี , แบบพกพาสะดวก | https://www.hannathailand.com/product-category/ph-meter/portable/ | https://www.hannathailand.com/product/hi98121-combo-phorpc-tester-waterproof/ | HI98121 | 11,770.00 |  | <div aria-labelledby="tab-title-additional_information" class="woocommerce-Tabs-panel woocommerce-Tabs-panel--additional_information panel entry-content" id="tab-additional_information" role="tabpanel"> </div> | HI98121 เครื่องวัดค่า pH/ORP Meter แบบปากกา จากแบรนด์ Hanna HI 98121 วัดค่า pH พร้อมกันด้วยความละเอียด 0.01 , ORP และอุณหภูมิ ใช้งานง่าย รวดเร็ว และแม่นยำ จึงเหมาะอย่างยิ่งสำหรับการวัดเป็นประจำ ด้วยอิเล็กโทรด pH / ORP ที่เปลี่ยนได้ HI 98121 measures pH simultaneously with 0.01 resolution , ORP and temperature. It is easy to use , fast and accurate , and is therefore ideally suited for routine measurements . With replaceable pH / ORP electrode. Note: This tester (ORP parameter) is not recommended for testing anti-oxidant drinking water. Please call us for more information. Dual display of pH or ORP & Temperature Resolution of 0.01 pH Easily replaceable pH electrode Automatic calibration and temperature compensation of pH Stability indicator of safe values HOLD function to freeze a reading in the display Battery indicator and automatic shut-off Ordering Information : incl tester pH electrode and solid redox sensor, tool batteries and electrode replacement. Product Manuals Manual: Download Specification : ORP measurement range ± 1000 mV Range pH -2.00 to 16.00 pH Temperature measuring range from -5.0 to 60.0 ° C Resolution redox 1 mV pH Resolution 0.01 pH Temperature resolution 0.1 ° C Accuracy Redox ± 2 mV Accuracy pH ± 0.05 pH Temperature accuracy ± 0.5 ° C PH Calibration Automatic, 2-point, stored with 2 buffer Automatic temperature compensation (at pH) HI 73120 electrode and redox sensor (included) Batteries 4 x 1.5V / approx 300 hours / shutdown Dimensions 163 x 40 x 26 mm Weight 100 g | <div aria-labelledby="tab-title-description" class="woocommerce-Tabs-panel woocommerce-Tabs-panel--description panel entry-content active" id="tab-description" role="tabpanel"> <p><strong>HI98121 เครื่องวัดค่า pH/ORP Meter แบบปากกา จากแบรนด์ Hanna<br/> </strong></p> <p>HI 98121 วัดค่า pH พร้อมกันด้วยความละเอียด 0.01 , ORP และอุณหภูมิ ใช้งานง่าย รวดเร็ว และแม่นยำ จึงเหมาะอย่างยิ่งสำหรับการวัดเป็นประจำ ด้วยอิเล็กโทรด pH / ORP ที่เปลี่ยนได้</p> <p style="text-align: justify;"><span title="HI 98121 misst gleichzeitig pH mit 0,01 Auflösung, Redox und Temperatur."><strong>HI 98121</strong> measures pH simultaneously with 0.01 resolution , ORP and temperature. </span><span title="Er ist einfach zu bedienen, schnell und genau, und eignet sich daher ideal für Routinemessungen.">It is easy to use , fast and accurate , and is therefore ideally suited for routine measurements . </span><span title="Mit austauschbarer pH/Redox-Elektrode.">With replaceable pH / ORP electrode. </span></p> <p style="text-align: justify;"><span title="Mit austauschbarer pH/Redox-Elektrode."><span style="color: #ff0000;"><span class="hps">Note: This tester (ORP parameter) is not recommended for testing</span><span class="hps"> anti-o</span><span class="hps">xidant</span><span class="hps"> drinking water. Please call us for more information.</span></span></span></p> <ul> <li>Dual display of pH or ORP &amp; Temperature</li> <li>Resolution of 0.01 pH</li> <li>Easily replaceable pH electrode</li> <li>Automatic calibration and temperature compensation of pH</li> <li>Stability indicator of safe values</li> <li>HOLD function to freeze a reading in the display</li> <li>Battery indicator and automatic shut-off</li> </ul> <p style="text-align: justify;"><strong>Ordering Information :</strong> <span class="hps">incl</span> <span class="hps">tester</span> <span class="hps">pH electrode</span> <span class="hps">and solid</span> <span class="hps">redox sensor</span>, <span class="hps">tool</span> <span class="hps">batteries</span> <span class="hps">and</span> <span class="hps">electrode</span> <span class="hps">replacement</span>.</p> <div><strong>Product Manuals</strong></div> <p style="text-align: justify;"><img align="absmiddle" alt="" border="0" decoding="async" height="22" loading="lazy" src="http://www.hannainst.com/usa/images/icon-pdf.gif" width="20"/> Manual: <a href="http://www.hannainst.com/manuals/manHI_98121.pdf" rel="noopener" target="_blank" title="Download Product Manual">Download</a></p> <p><strong>Specification : </strong></p> <p style="padding-left: 30px;"><span class="hps">ORP</span> <span class="hps">measurement range</span> <span class="hps">± 1000</span> <span class="hps">mV</span><br/> <span class="hps">Range pH</span> <span class="hps">-2.00 to 16.00</span> <span class="hps">pH</span><br/> <span class="hps">Temperature measuring range</span> <span class="hps">from -5.0 to 60.0</span> <span class="hps">°</span> <span class="hps">C</span><br/> <span class="hps">Resolution redox</span> <span class="hps">1 mV</span><br/> pH <span class="hps">Resolution </span>0.<span class="hps">01 pH</span><br/> <span class="hps">Temperature</span> <span class="hps">resolution</span> <span class="hps">0.1 ° C</span><br/> <span class="hps">Accuracy Redox</span> <span class="hps">±</span> <span class="hps">2 mV</span><br/> <span class="hps">Accuracy pH</span> <span class="hps">± 0.05</span> <span class="hps">pH</span><br/> <span class="hps">Temperature accuracy</span> <span class="hps">±</span> <span class="hps">0.5 ° C</span><br/> <span class="hps">PH Calibration</span> <span class="hps">Automatic,</span> <span class="hps">2-point,</span> <span class="hps">stored</span> <span class="hps">with 2 buffer</span><br/> <span class="hps">Automatic</span> <span class="hps">temperature compensation</span> <span class="hps">(at pH</span>)<br/> <span class="hps">HI</span> <span class="hps">73120</span> <span class="hps">electrode</span> <span class="hps">and redox</span> <span class="hps atn">sensor (</span>included)<br/> <span class="hps">Batteries 4 x</span> <span class="hps">1.5V</span> <span class="hps">/</span> <span class="hps">approx</span> <span class="hps">300 hours</span> <span class="hps">/</span> <span class="hps">shutdown</span><br/> <span class="hps">Dimensions</span> <span class="hps">163 x</span> <span class="hps">40 x 26</span> <span class="hps">mm Weight 100 g</span></p> <p><iframe allow="accelerometer; autoplay; clipboard-write; encrypted-media; gyroscope; picture-in-picture; web-share" allowfullscreen="" frameborder="0" height="574" loading="lazy" src="https://www.youtube.com/embed/SbnHaH_8V9E?feature=oembed&amp;enablejsapi=1&amp;origin=https://www.hannathailand.com" title="How to Set up and Calibrate the Hanna pH/ORP/Temperature Combo Tester HI98121" width="1020"></iframe></p> </div> | COMBO pH/ORP/°C-Tester | <div class="product-short-description"> <p>COMBO pH/ORP/°C-Tester</p> </div> | https://www.hannathailand.com/wp-content/uploads/2022/06/spritzwasserfesterphredoxctester1450_11.jpg | เครื่องวัดปริมาณฟอสเฟต ช่วงต่ำ รุ่น HI713 , เครื่องวัดปริมาณไอโอดีน รุ่น HI718 , เครื่องวัดปริมาณโบรมีน ในตัวอย่างน้ำ รุ่น HI716 , เครื่องวัดปริมาณฟอสฟอรัส ช่วงต่ำมาก รุ่น HI736 , ซัลไฟด์สารต้านอนุมูลอิสระบัฟเฟอร์ , เครื่องวัดปริมาณซิลิกา ช่วงต่ำ ในตัวอย่างน้ำ รุ่น HI705 , น้ำยามาตรฐานสอบเทียบ , เครื่องวัดปริมาณคลอรีนรวม รุ่น HI711 | <a class="woocommerce-LoopProduct-link woocommerce-loop-product__link" href="https://www.hannathailand.com/product/hi713-checker-hc-phosphate-lr/">เครื่องวัดปริมาณฟอสเฟต ช่วงต่ำ รุ่น HI713</a> , <a class="woocommerce-LoopProduct-link woocommerce-loop-product__link" href="https://www.hannathailand.com/product/hi718-checker-hc-iodine/">เครื่องวัดปริมาณไอโอดีน รุ่น HI718</a> , <a class="woocommerce-LoopProduct-link woocommerce-loop-product__link" href="https://www.hannathailand.com/product/hi716-checker-hc-bromine/">เครื่องวัดปริมาณโบรมีน ในตัวอย่างน้ำ รุ่น HI716</a> , <a class="woocommerce-LoopProduct-link woocommerce-loop-product__link" href="https://www.hannathailand.com/product/phosphorous-marine/">เครื่องวัดปริมาณฟอสฟอรัส ช่วงต่ำมาก รุ่น HI736</a> , <a class="woocommerce-LoopProduct-link woocommerce-loop-product__link" href="https://www.hannathailand.com/product/hi4015-00/">ซัลไฟด์สารต้านอนุมูลอิสระบัฟเฟอร์</a> , <a class="woocommerce-LoopProduct-link woocommerce-loop-product__link" href="https://www.hannathailand.com/product/hi705-checker-hc-silica-lr/">เครื่องวัดปริมาณซิลิกา ช่วงต่ำ ในตัวอย่างน้ำ รุ่น HI705</a> , <a class="woocommerce-LoopProduct-link woocommerce-loop-product__link" href="https://www.hannathailand.com/product/hi9828-25/">น้ำยามาตรฐานสอบเทียบ</a> , <a class="woocommerce-LoopProduct-link woocommerce-loop-product__link" href="https://www.hannathailand.com/product/hi711-checker-hc-total-chlorine/">เครื่องวัดปริมาณคลอรีนรวม รุ่น HI711</a> | https://www.hannathailand.com/wp-content/uploads/2022/06/hi713_lg51caffcdce23e-600x600.jpg , https://www.hannathailand.com/wp-content/uploads/2022/06/miniphotometerfuriod829_11-600x600.jpg , https://www.hannathailand.com/wp-content/uploads/2022/06/miniphotometerfurfreiesgesamtchlor704_11-600x600.jpg , https://www.hannathailand.com/wp-content/uploads/2021/12/HI736-600x600.jpg , https://www.hannathailand.com/wp-content/uploads/2021/07/7-500x500.jpg , https://www.hannathailand.com/wp-content/uploads/2022/06/hi705400-600x600.jpg , https://www.hannathailand.com/wp-content/uploads/2021/07/8-500x500.jpg , https://www.hannathailand.com/wp-content/uploads/2022/06/hi711_lg-600x600.jpg
50 | เครื่องวัดค่า EC/Temp แบบพกพาสะดวก รุ่น HI98318 | เครื่องวัดการนำไฟฟ้า/ของแข็งละลายในน้ำ | https://www.hannathailand.com/product-category/tds-meter/ | https://www.hannathailand.com/product/%e0%b9%80%e0%b8%84%e0%b8%a3%e0%b8%b7%e0%b9%88%e0%b8%ad%e0%b8%87%e0%b8%a7%e0%b8%b1%e0%b8%94%e0%b8%84%e0%b9%88%e0%b8%b2-ec-temp-%e0%b9%81%e0%b8%9a%e0%b8%9a%e0%b8%9e%e0%b8%81%e0%b8%9e%e0%b8%b2%e0%b8%aa/ | HI98318 | 3,959.00 | น้ำหนัก 0.75 กก. ขนาด 16 × 4 × 1.7 เซนติเมตร | <div aria-labelledby="tab-title-additional_information" class="woocommerce-Tabs-panel woocommerce-Tabs-panel--additional_information panel entry-content" id="tab-additional_information" role="tabpanel"> <table class="woocommerce-product-attributes shop_attributes"> <tr class="woocommerce-product-attributes-item woocommerce-product-attributes-item--weight"> <th class="woocommerce-product-attributes-item__label">น้ำหนัก</th> <td class="woocommerce-product-attributes-item__value">0.75 กก.</td> </tr> <tr class="woocommerce-product-attributes-item woocommerce-product-attributes-item--dimensions"> <th class="woocommerce-product-attributes-item__label">ขนาด</th> <td class="woocommerce-product-attributes-item__value">16 × 4 × 1.7 เซนติเมตร</td> </tr> </table> </div> | The HI98318 GroLine Waterproof EC/TDS Tester is made specifically to measure the EC/TDS of a hydroponic nutrient solution, ideal for quick, accurate conductivity measurements. Graphite sensor for reduced polarization effect Automatic Temperature Calibration (ATC) Quick Calibration Mode using Hanna pH/EC Quick Cal Solution Features Waterproof and designed to float in water Large LCD displays stability indicator, low-battery indicator, and calibration tags Graphite sensors that reduce polarization effects 0.5 (500 ppm) and 0.7 (700 ppm) selectable EC to TDS conversion factors Single-point, automatic calibration using Quick Cal standard or 1.41 mS/cm 250 hour battery life Manual : Download Specification SKU HI98318 Product Name GroLine Waterproof EC/TDS Tester – HI98318 Quote Required Yes EC Range 0.00 to 6.00 mS/cm EC Resolution 0.01 mS/cm EC Accuracy ±2% F.S. EC Calibration automatic,single point (1.41 mS/cm) TDS Range 0 to 3000 ppm (0.5) CF 0 to 4000 ppm (0.7) CF TDS Resolution 10 ppm TDS Accuracy ±2% F.S. TDS Calibration through EC calibration EC/TDS Temperature Compensation automatic, 0.0 to 50.0 ºC (32.0 to 122.0 ºF) EC to TDS Conversion Factor selectable 0.5 or 0.7 conversion factor Temperature Range 0.0 to 50.0 °C (32.0 to 122.0 °F) Temperature Resolution 0.1 °C (0.1 °F) Temperature Accuracy ±0.5 °C (±1.0 °F) Automatic Shut-Off selectable 8 min, 60 min or disabled Battery Type/Life CR2032 Li-Ion 3V (1 pc.) / approximately 250 hours of continuous use Environment 0 to 50 ºC (32 to 122 ºF); RH 100% max Weight 68 g (2.4 oz.) Ordering Information HI98318 is supplied with Quick Cal pH and EC one point calibration solution sachet (4 pcs.), CR2032 battery (1 pc.), instruction manual, quality certificate packaged in rugged plastic carrying case. Notes *1000 µS/cm =500 ppm with 0.5 CF | <div aria-labelledby="tab-title-description" class="woocommerce-Tabs-panel woocommerce-Tabs-panel--description panel entry-content active" id="tab-description" role="tabpanel"> <p>The HI98318 GroLine Waterproof EC/TDS Tester is made specifically to measure the EC/TDS of a hydroponic nutrient solution, ideal for quick, accurate conductivity measurements.</p> <ul> <li>Graphite sensor for reduced polarization effect</li> <li>Automatic Temperature Calibration (ATC)</li> <li>Quick Calibration Mode using Hanna pH/EC Quick Cal Solution</li> </ul> <h2><strong>Features</strong></h2> <p>Waterproof and designed to float in water</p> <p>Large LCD displays stability indicator, low-battery indicator, and calibration tags</p> <p>Graphite sensors that reduce polarization effects</p> <p>0.5 (500 ppm) and 0.7 (700 ppm) selectable EC to TDS conversion factors</p> <p>Single-point, automatic calibration using Quick Cal standard or 1.41 mS/cm</p> <p>250 hour battery life</p> <h2><strong>Manual : <span style="font-size: 85%;"><a href="https://hanna-worldwide.com/mwdownloads/download/link/id/432">Download</a></span></strong></h2> <h2><strong>Specification </strong></h2> <table> <tbody> <tr> <td width="141">SKU</td> <td width="460">HI98318</td> </tr> <tr> <td width="141">Product Name</td> <td width="460">GroLine Waterproof EC/TDS Tester – HI98318</td> </tr> <tr> <td width="141">Quote Required</td> <td width="460">Yes</td> </tr> <tr> <td width="141">EC Range</td> <td width="460">0.00 to 6.00 mS/cm</td> </tr> <tr> <td width="141">EC Resolution</td> <td width="460">0.01 mS/cm</td> </tr> <tr> <td width="141">EC Accuracy</td> <td width="460">±2% F.S.</td> </tr> <tr> <td width="141">EC Calibration</td> <td width="460">automatic,single point (1.41 mS/cm)</td> </tr> <tr> <td width="141">TDS Range</td> <td width="460">0 to 3000 ppm (0.5) CF<br/> 0 to 4000 ppm (0.7) CF</td> </tr> <tr> <td width="141">TDS Resolution</td> <td width="460">10 ppm</td> </tr> <tr> <td width="141">TDS Accuracy</td> <td width="460">±2% F.S.</td> </tr> <tr> <td width="141">TDS Calibration</td> <td width="460">through EC calibration</td> </tr> <tr> <td width="141">EC/TDS Temperature Compensation</td> <td width="460">automatic, 0.0 to 50.0 ºC (32.0 to 122.0 ºF)</td> </tr> <tr> <td width="141">EC to TDS Conversion Factor</td> <td width="460">selectable 0.5 or 0.7 conversion factor</td> </tr> <tr> <td width="141">Temperature Range</td> <td width="460">0.0 to 50.0 °C (32.0 to 122.0 °F)</td> </tr> <tr> <td width="141">Temperature Resolution</td> <td width="460">0.1 °C (0.1 °F)</td> </tr> <tr> <td width="141">Temperature Accuracy</td> <td width="460">±0.5 °C (±1.0 °F)</td> </tr> <tr> <td width="141">Automatic Shut-Off</td> <td width="460">selectable 8 min, 60 min or disabled</td> </tr> <tr> <td width="141">Battery Type/Life</td> <td width="460">CR2032 Li-Ion 3V (1 pc.) / approximately 250 hours of continuous use</td> </tr> <tr> <td width="141">Environment</td> <td width="460">0 to 50 ºC (32 to 122 ºF); RH 100% max</td> </tr> <tr> <td width="141">Weight</td> <td width="460">68 g (2.4 oz.)</td> </tr> <tr> <td width="141">Ordering Information</td> <td width="460">HI98318 is supplied with Quick Cal pH and EC one point calibration solution sachet (4 pcs.), CR2032 battery (1 pc.), instruction manual, quality certificate packaged in rugged plastic carrying case.</td> </tr> <tr> <td width="141">Notes</td> <td width="460">*1000 µS/cm =500 ppm with 0.5 CF</td> </tr> </tbody> </table> </div> | The HI98318 GroLine Waterproof EC/TDS Tester is made specifically to measure the EC/TDS of a hydroponic nutrient solution, ideal for quick, accurate conductivity measurements. | <div class="product-short-description"> <p>The HI98318 GroLine Waterproof EC/TDS Tester is made specifically to measure the EC/TDS of a hydroponic nutrient solution, ideal for quick, accurate conductivity measurements.</p> </div> | https://www.hannathailand.com/wp-content/uploads/2022/09/HI98318-EC.jpg | HI7036L – 12.41 g/L (ppt) TDS @25°C – 500ml , HI7034L – EC 80000 µS/cm@25°C – 500ml , HI70039C – EC 5000 µS/cm@25°C Zert. – 25x20ml , HI70080P – 800 mg/l (ppm) TDS@25°C – 25x20ml , HI7030L – EC 12880 µS/cm@25°C – 500ml , HI99300 EC / TDS / °C Meter to 3999 µS , HI7033L – EC 84 µS/cm@25°C – 500ml , HI70038P – 6.44 g/l (ppt) TDS@25°C – 25x20ml | <a class="woocommerce-LoopProduct-link woocommerce-loop-product__link" href="https://www.hannathailand.com/product/hi7036l-12-41-gl-ppt-tds-25c-500ml/">HI7036L – 12.41 g/L (ppt) TDS @25°C – 500ml</a> , <a class="woocommerce-LoopProduct-link woocommerce-loop-product__link" href="https://www.hannathailand.com/product/hi7034l-ec-80000-%c2%b5scm25c-500ml/">HI7034L – EC 80000 µS/cm@25°C – 500ml</a> , <a class="woocommerce-LoopProduct-link woocommerce-loop-product__link" href="https://www.hannathailand.com/product/hi70039c-ec-5000-%c2%b5scm25c-zert-25x20ml/">HI70039C – EC 5000 µS/cm@25°C Zert. – 25x20ml</a> , <a class="woocommerce-LoopProduct-link woocommerce-loop-product__link" href="https://www.hannathailand.com/product/hi70080p-800-mgl-ppm-tds25c-25x20ml/">HI70080P – 800 mg/l (ppm) TDS@25°C – 25x20ml</a> , <a class="woocommerce-LoopProduct-link woocommerce-loop-product__link" href="https://www.hannathailand.com/product/hi7030l-ec-12880-%c2%b5scm25c-500ml/">HI7030L – EC 12880 µS/cm@25°C – 500ml</a> , <a class="woocommerce-LoopProduct-link woocommerce-loop-product__link" href="https://www.hannathailand.com/product/hi99300-ec-tds-c-meter-to-3999-%c2%b5s/">HI99300 EC / TDS / °C Meter to 3999 µS</a> , <a class="woocommerce-LoopProduct-link woocommerce-loop-product__link" href="https://www.hannathailand.com/product/hi7033l-ec-84-%c2%b5scm25c-500ml/">HI7033L – EC 84 µS/cm@25°C – 500ml</a> , <a class="woocommerce-LoopProduct-link woocommerce-loop-product__link" href="https://www.hannathailand.com/product/hi70038p-6-44-gl-ppt-tds25c-25x20ml/">HI70038P – 6.44 g/l (ppt) TDS@25°C – 25x20ml</a> | https://www.hannathailand.com/wp-content/uploads/2022/09/HI98318-EC-600x600.jpg , https://www.hannathailand.com/wp-content/uploads/2022/09/HI98318-600x600.jpg , https://www.hannathailand.com/wp-content/uploads/2022/09/HI98318-1-600x600.jpg , https://www.hannathailand.com/wp-content/uploads/2022/09/HI98318-2-600x600.jpg , https://www.hannathailand.com/wp-content/uploads/2022/09/HI98318-3-600x600.jpg , https://www.hannathailand.com/wp-content/uploads/2022/06/71ltaziusll_aa1500_1-600x600.jpg , https://www.hannathailand.com/wp-content/uploads/2022/06/hi7034l1-600x600.jpg , https://www.hannathailand.com/wp-content/uploads/2022/06/kalibrierlosung500mscmbeutel25x20ml2294_1151d8128fa4289-600x600.jpg , https://www.hannathailand.com/wp-content/uploads/2022/06/81kf0zst0cl1-600x600.jpg , https://www.hannathailand.com/wp-content/uploads/2022/06/31qyigzhbil1-600x600.jpg , https://www.hannathailand.com/wp-content/uploads/2021/12/hi99300_c720x720c47625fe4cdd4edda13d544f9e78d252-500x500.jpg , https://www.hannathailand.com/wp-content/uploads/2022/06/31fh5xtgojl1-600x600.jpg , https://www.hannathailand.com/wp-content/uploads/2022/06/hi70038p1-600x600.jpg
51 | เครื่องวัดค่า pH แบบพกพาสะดวก รุ่น HI98115 | สินค้าทั้งหมด | https://www.hannathailand.com/product-category/product-all/ | https://www.hannathailand.com/product/%e0%b9%80%e0%b8%84%e0%b8%a3%e0%b8%b7%e0%b9%88%e0%b8%ad%e0%b8%87%e0%b8%a7%e0%b8%b1%e0%b8%94%e0%b8%84%e0%b9%88%e0%b8%b2-ph-%e0%b9%81%e0%b8%9a%e0%b8%9a%e0%b8%9e%e0%b8%81%e0%b8%9e%e0%b8%b2%e0%b8%aa/ | HI98115 | 2,782.00 | น้ำหนัก 0.05 กก. ขนาด 5 × 17.4 × 2.1 เซนติเมตร | <div aria-labelledby="tab-title-additional_information" class="woocommerce-Tabs-panel woocommerce-Tabs-panel--additional_information panel entry-content" id="tab-additional_information" role="tabpanel"> <table class="woocommerce-product-attributes shop_attributes"> <tr class="woocommerce-product-attributes-item woocommerce-product-attributes-item--weight"> <th class="woocommerce-product-attributes-item__label">น้ำหนัก</th> <td class="woocommerce-product-attributes-item__value">0.05 กก.</td> </tr> <tr class="woocommerce-product-attributes-item woocommerce-product-attributes-item--dimensions"> <th class="woocommerce-product-attributes-item__label">ขนาด</th> <td class="woocommerce-product-attributes-item__value">5 × 17.4 × 2.1 เซนติเมตร</td> </tr> </table> </div> | เครื่องวัดค่า pH แบบพกพาสะดวก รุ่น HI98115 HI98115 เป็นเครื่องทดสอบค่า pH ของ GroLine ที่มีคุณสมบัติขั้นสูงสำหรับการวัดค่า pH ในสารละลายธาตุอาหารพืชแบบไฮโดรโปนิกส์ The HI98115 มาพร้อมกับกระเป๋าพกพาและอุปกรณ์สอบเทียบ การทำงานด้วยปุ่มเดียว อิเล็กโทรดวัดค่า pH ที่ถอดเปลี่ยนได้ ความแม่นยำ ±0.2 ค่า pH คุณสมบัติ LCD ที่ได้รับการปรับปรุงซึ่งแสดงค่าการอ่าน ไฟแสดงสถานะความเสถียร ไฟแสดงสถานะแบตเตอรี่ต่ำ และแท็กการสอบเทียบ อิเล็กโทรด pH ที่ถอดเปลี่ยนได้ อิเล็กโทรด HI1271 ที่เติมเจลใส่ลงในภาชนะที่มีช่องเปิดขนาดเล็กได้อย่างง่ายดาย การสอบเทียบอัตโนมัติถึงหนึ่งหรือสองจุด การรับรู้อัตโนมัติของบัฟเฟอร์มาตรฐานและการแสดงแท็กการสอบเทียบ ระบบป้องกันข้อผิดพลาดของแบตเตอรี่ (BEPS) ปิดอัตโนมัติด้วยการตั้งค่าที่ควบคุมโดยผู้ใช้สามแบบเพื่อประหยัดแบตเตอรี่ อายุการใช้งานแบตเตอรี่ยาวนานประมาณ 1,000 ชั่วโมง กระเป๋าใส่พลาสติกพร้อมมิเตอร์ โพรบ น้ำยาสอบเทียบ และน้ำยาทำความสะอาด The HI98115 is a GroLine pH tester with advanced features for the measurement of pH in hydroponic nutrient solutions. TThe HI98115 is supplied complete with a carrying case and calibration solutions. One-Button Operation Replaceable pH Electrode ±0.2 pH Accuracy Features Enhanced LCD that displays reading, stability indicator, low-battery indicator, and calibration tags Replaceable pH electrode, gel-filled HI1271 electrode easily fits into containers with small openings Automatic calibration to one or two points Automatic recognition of standard buffers and displayed calibration tags /p> Battery Error Prevention System (BEPS) Automatic shut-off with three user controlled settings to conserve battery life Long battery life of approximately 1000 hours Plastic carrying case with meter, probe, calibration solutions and cleaning solutions Manual : Download Specification SKU HI98115 Product Name GroLine Hydroponics pH Tester with 0.01 Resolution – HI98115 Quote Required Yes pH Range 0.00 to 14.00 pH pH Resolution 0.01 pH pH Accuracy ±0.2 pH pH Calibration automatic, one or two points with three standard buffers available (pH 4.01, 7.01 and 10.01) pH Electrode HI1271 pH electrode with screw type connector (included) Battery Type/Life 1.5V CR2032 (1) / approximately 1000 hours of continuous use Environment 0 to 50°C (32 to 122°F); RH max 95% Dimensions 50 x 174 x 21 mm (2 x 6.8 x 0.9”) Weight 50 g (1.8 oz.) Ordering Information HI98115 is supplied with HI1271 pH electrode, pH 4.01 buffer solution sachet (2), pH 7.01 buffer solution sachet (2), electrode cleaning solution sachet (2), battery, quality certificate, and instruction manual in a carrying case. | <div aria-labelledby="tab-title-description" class="woocommerce-Tabs-panel woocommerce-Tabs-panel--description panel entry-content active" id="tab-description" role="tabpanel"> <p><strong>เครื่องวัดค่า pH แบบพกพาสะดวก รุ่น HI98115</strong></p> <p>HI98115 เป็นเครื่องทดสอบค่า pH ของ GroLine ที่มีคุณสมบัติขั้นสูงสำหรับการวัดค่า pH ในสารละลายธาตุอาหารพืชแบบไฮโดรโปนิกส์ The HI98115 มาพร้อมกับกระเป๋าพกพาและอุปกรณ์สอบเทียบ</p> <ul> <li>การทำงานด้วยปุ่มเดียว</li> <li>อิเล็กโทรดวัดค่า pH ที่ถอดเปลี่ยนได้</li> <li>ความแม่นยำ ±0.2 ค่า pH</li> </ul> <p><strong>คุณสมบัติ</strong></p> <p>LCD ที่ได้รับการปรับปรุงซึ่งแสดงค่าการอ่าน ไฟแสดงสถานะความเสถียร ไฟแสดงสถานะแบตเตอรี่ต่ำ และแท็กการสอบเทียบ</p> <p>อิเล็กโทรด pH ที่ถอดเปลี่ยนได้ อิเล็กโทรด HI1271 ที่เติมเจลใส่ลงในภาชนะที่มีช่องเปิดขนาดเล็กได้อย่างง่ายดาย</p> <p>การสอบเทียบอัตโนมัติถึงหนึ่งหรือสองจุด</p> <p>การรับรู้อัตโนมัติของบัฟเฟอร์มาตรฐานและการแสดงแท็กการสอบเทียบ</p> <p>ระบบป้องกันข้อผิดพลาดของแบตเตอรี่ (BEPS)</p> <p>ปิดอัตโนมัติด้วยการตั้งค่าที่ควบคุมโดยผู้ใช้สามแบบเพื่อประหยัดแบตเตอรี่</p> <p>อายุการใช้งานแบตเตอรี่ยาวนานประมาณ 1,000 ชั่วโมง</p> <p>กระเป๋าใส่พลาสติกพร้อมมิเตอร์ โพรบ น้ำยาสอบเทียบ และน้ำยาทำความสะอาด</p> <p>The HI98115 is a GroLine pH tester with advanced features for the measurement of pH in hydroponic nutrient solutions. TThe HI98115 is supplied complete with a carrying case and calibration solutions.</p> <ul> <li>One-Button Operation</li> <li>Replaceable pH Electrode</li> <li>±0.2 pH Accuracy</li> </ul> <h2><strong>Features</strong></h2> <p>Enhanced LCD that displays reading, stability indicator, low-battery indicator, and calibration tags</p> <p>Replaceable pH electrode, gel-filled HI1271 electrode easily fits into containers with small openings</p> <p>Automatic calibration to one or two points</p> <p>Automatic recognition of standard buffers and displayed calibration tags /p&gt;</p> <p>Battery Error Prevention System (BEPS)</p> <p>Automatic shut-off with three user controlled settings to conserve battery life</p> <p>Long battery life of approximately 1000 hours</p> <p>Plastic carrying case with meter, probe, calibration solutions and cleaning solutions</p> <h2><strong>Manual : <span style="font-size: 85%;"><a href="https://hanna-worldwide.com/mwdownloads/download/link/id/2172">Download</a></span></strong></h2> <h2><strong>Specification</strong></h2> <table> <tbody> <tr> <td width="123">SKU</td> <td width="479">HI98115</td> </tr> <tr> <td width="123">Product Name</td> <td width="479">GroLine Hydroponics pH Tester with 0.01 Resolution – HI98115</td> </tr> <tr> <td width="123">Quote Required</td> <td width="479">Yes</td> </tr> <tr> <td width="123">pH Range</td> <td width="479">0.00 to 14.00 pH</td> </tr> <tr> <td width="123">pH Resolution</td> <td width="479">0.01 pH</td> </tr> <tr> <td width="123">pH Accuracy</td> <td width="479">±0.2 pH</td> </tr> <tr> <td width="123">pH Calibration</td> <td width="479">automatic, one or two points with three standard buffers available (pH 4.01, 7.01 and 10.01)</td> </tr> <tr> <td width="123">pH Electrode</td> <td width="479">HI1271 pH electrode with screw type connector (included)</td> </tr> <tr> <td width="123">Battery Type/Life</td> <td width="479">1.5V CR2032 (1) / approximately 1000 hours of continuous use</td> </tr> <tr> <td width="123">Environment</td> <td width="479">0 to 50°C (32 to 122°F); RH max 95%</td> </tr> <tr> <td width="123">Dimensions</td> <td width="479">50 x 174 x 21 mm (2 x 6.8 x 0.9”)</td> </tr> <tr> <td width="123">Weight</td> <td width="479">50 g (1.8 oz.)</td> </tr> <tr> <td width="123">Ordering Information</td> <td width="479">HI98115 is supplied with HI1271 pH electrode, pH 4.01 buffer solution sachet (2), pH 7.01 buffer solution sachet (2), electrode cleaning solution sachet (2), battery, quality certificate, and instruction manual in a carrying case.</td> </tr> </tbody> </table> </div> | The HI98115 is a GroLine pH tester with advanced features for the measurement of pH in hydroponic nutrient solutions. TThe HI98115 is supplied complete with a carrying case and calibration solutions. | <div class="product-short-description"> <p>The HI98115 is a GroLine pH tester with advanced features for the measurement of pH in hydroponic nutrient solutions. TThe HI98115 is supplied complete with a carrying case and calibration solutions.</p> </div> | https://www.hannathailand.com/wp-content/uploads/2022/09/HI98115.jpg | เครื่องวัดค่าเหล็ก รุ่น HI721 , ซัลไฟด์สารต้านอนุมูลอิสระบัฟเฟอร์ , เครื่องวัดคลอรีน , เครื่องวัดปริมาณฟอสฟอรัส ช่วงสูง รุ่น HI706 , เครื่องวัดปริมาณฟอสเฟต ช่วงต่ำ รุ่น HI713 , เครื่องวัดปริมาณแอมโมเนีย ช่วงสูง รุ่น HI733 , เครื่องวัดปริมาณไนไตรท์ ช่วงสูง ในตัวอย่างน้ำ รุ่น HI708 , เครื่องวัดปริมาณฟอสฟอรัส ช่วงต่ำมาก รุ่น HI736 | <a class="woocommerce-LoopProduct-link woocommerce-loop-product__link" href="https://www.hannathailand.com/product/hi721-checker-hc-iron/">เครื่องวัดค่าเหล็ก รุ่น HI721</a> , <a class="woocommerce-LoopProduct-link woocommerce-loop-product__link" href="https://www.hannathailand.com/product/hi4015-00/">ซัลไฟด์สารต้านอนุมูลอิสระบัฟเฟอร์</a> , <a class="woocommerce-LoopProduct-link woocommerce-loop-product__link" href="https://www.hannathailand.com/product/free-chlorine/">เครื่องวัดคลอรีน</a> , <a class="woocommerce-LoopProduct-link woocommerce-loop-product__link" href="https://www.hannathailand.com/product/hi706-checker-hc-phosphorous-hr/">เครื่องวัดปริมาณฟอสฟอรัส ช่วงสูง รุ่น HI706</a> , <a class="woocommerce-LoopProduct-link woocommerce-loop-product__link" href="https://www.hannathailand.com/product/hi713-checker-hc-phosphate-lr/">เครื่องวัดปริมาณฟอสเฟต ช่วงต่ำ รุ่น HI713</a> , <a class="woocommerce-LoopProduct-link woocommerce-loop-product__link" href="https://www.hannathailand.com/product/hi733-checker-hc-ammonia-hr/">เครื่องวัดปริมาณแอมโมเนีย ช่วงสูง รุ่น HI733</a> , <a class="woocommerce-LoopProduct-link woocommerce-loop-product__link" href="https://www.hannathailand.com/product/hi708-checker-hc-nitrite-hr/">เครื่องวัดปริมาณไนไตรท์ ช่วงสูง ในตัวอย่างน้ำ รุ่น HI708</a> , <a class="woocommerce-LoopProduct-link woocommerce-loop-product__link" href="https://www.hannathailand.com/product/phosphorous-marine/">เครื่องวัดปริมาณฟอสฟอรัส ช่วงต่ำมาก รุ่น HI736</a> | https://www.hannathailand.com/wp-content/uploads/2022/09/HI98115-600x600.jpg , https://www.hannathailand.com/wp-content/uploads/2022/09/HI98115-1-600x600.jpg , https://www.hannathailand.com/wp-content/uploads/2022/09/HI98115-2-600x600.jpg , https://www.hannathailand.com/wp-content/uploads/2022/09/HI98115-3-600x600.jpg , https://www.hannathailand.com/wp-content/uploads/2022/06/miniphotometerfureisen832_11-600x600.jpg , https://www.hannathailand.com/wp-content/uploads/2021/07/7-500x500.jpg , https://www.hannathailand.com/wp-content/uploads/2021/07/1-500x500.jpg , https://www.hannathailand.com/wp-content/uploads/2022/06/hi706_400-600x600.jpg , https://www.hannathailand.com/wp-content/uploads/2022/06/hi713_lg51caffcdce23e-600x600.jpg , https://www.hannathailand.com/wp-content/uploads/2022/06/miniphotometerfurammoniumhoch2418_11-600x600.jpg , https://www.hannathailand.com/wp-content/uploads/2022/06/miniphotometerfurnitrithoch2420_11-600x600.jpg , https://www.hannathailand.com/wp-content/uploads/2021/12/HI736-600x600.jpg
52 | เครื่องวัดค่า pH และ ORP แบบควบคุมต่อเนื่อง สำหรับสระว่ายน้ำและสปา | วัดความเป็นกรด-ด่าง/โออาร์พี , สินค้าทั้งหมด , เครื่องควบคุมแบบต่อเนื่อง , แบบติดตั้ง | https://www.hannathailand.com/product-category/pneumatics-control/ph-orp-control/ph-orp-installation/ | https://www.hannathailand.com/product/ph-and-orp-swimming-pool-spa-controller-with-build-in-chemical-feed-pumps/ | BL121 | 72,760.00 |  | <div aria-labelledby="tab-title-additional_information" class="woocommerce-Tabs-panel woocommerce-Tabs-panel--additional_information panel entry-content" id="tab-additional_information" role="tabpanel"> </div> | BL121 Swimming Pool & Spa Controller Control with Confidence The BL121 Swimming Pool Controller is a complete system designed for maintaining swimming pool, hot tub, and spa disinfection water quality. The BL121 is available in two configurations. The basic version is the in-line model which allows for direct installation of probe and chemical injection fittings into existing piping. The other version is a panel mounted version with a bypass flow cell. The bypass flow cell allows for calibration and maintenance of the probe without having to shut down the recirculation pump. Additional features of the BL121 include LED indicators for dosing, meter status and service, real-time graph display, programmable alarms, and password protection. Multiple Configurations The controller is available in one of two configurations: an in-line model which allows for direct installation of the probe and chemical injection fittings into existing piping (BL121-10) or a panel mounted system with a bypass flow cell (BL121-20). The bypass flow cell allows for calibration and maintenance of the probe without having to stop the recirculation pump. Digital Combination Probe The HI1036-1802 is a digital probe that measures pH, ORP, and temperature. This probe also incorporates a potential matching pin. The pin is considered the “earth ground” connection and is used to prevent ground loop effects from causing erratic readings and damage to the system. Dosing & Control Peristaltic Dosing System The BL121 is equipped with two peristaltic dosing pumps with replaceable chemical resistant tubing. When using a diaphragm pump, chlorine gas formed from outgassing can collect in the pump head resulting in the pump losing its prime; the buildup of chlorine gas is not a problem with peristaltic pumps that use rollers and tubing. Proportional Pump Control The BL121 features proportionally controlled dosing pumps. Based on the sensitivity of the process to chemical addition, these controllers allow the user to adjust a proportional band. This setting determines the amount of time that the pumps are dosing as a percentage of the deviation from the set point allowing for very fine control in maintaining the desired set point. Adjustable Flow Rate The flow rate from the dosing pumps is adjustable from 0.5 to 3.5L/h. Larger bodies of water require more chemical to be dosed than small bodies since it takes more chemical to realize a change in the reading. The adjustable flow rate, like the proportional band, allows for better control in maintaining a desired set point. ORP Dosing Consent With chlorine disinfection there is an inverse relationship between pH and ORP. As the pH level increases, the ORP level decreases. The BL121 utilizes a dosing consent feature that will not dose chlorine until the pH value is first corrected since it is possible to have a low ORP value even though there is sufficient chlorine. The dosing consent feature prevents wastage of chemicals and avoids a higher than necessary chlorine concentration. Communication & Security Automatic Logging The readings for each parameter are automatically logged every 10 seconds. A new log is started each time the instrument is calibrated or at the start of a new day. Logged data include pH, ORP, and temperature values, last calibration data, setup configuration, and any event data. Each log is saved as a .csv file for easy transfer. Analog Output The BL121 offers three 4-20 mA outputs for pH, ORP, and temperature. Each output may be disabled or connected to an external recording device and is adjustable to be proportional to the measured value. For greater flexibility and better resolution, the analog output can be scaled; users can define any two points within a parameter range to correspond to the analog output span. This adjustment allows better resolution in the range of interest. USB Connectivity For review and storage the users can easily transfer data to a PC using a flash drive and the USB port. Password Protection Hanna’s BL121 controller features a password protection solution that offers restricted access to calibration, setup, and review of logged data. The password can be set and enabled/disabled during general setup of the instrument. pH Specifications pH Range 0.00 to 14.00 pH pH Resolution 0.01 pH pH Accuracy ±0.05 pH pH Calibration pH buffer calibration: automatic, two-point (4.01, 7.01, 10.01 pH)pH process calibration: one-point, manual input Temperature Compensation automatic, -5.0 to 105.0ºC (23.0 to 221.0ºF) for pH ORP Specifications ORP Range ±2000 mV ORP Resolution 1 mV ORP Accuracy ±5 mV ORP Calibration ORP (mV) calibration: one-point, manual input Temperature Specifications Temperature Range -5.0 to 105.0ºC (23.0 to 221.0°F) Temperature Resolution 0.1°C (0.1ºF) Temperature Accuracy ±1ºC (±1.8ºF) Specifications pH Dosing proportional with adjustable set point and proportional banddelay to start at power-on and overdosing protection ORP Dosing proportional with adjustable set point and proportional banddelay to start at power-on and overdosing protectionpH dosing interlocked Alarms high and low with enable/disable option for all parametersalarm is triggered when 5 consecutive readings are over/under threshold Alarm System intuitive alert system based on LEDsalarm filtering optionsalarm relay control based on user setup Alarm Relay Output (1) SPDT 5A/230 VACactivated by pH/ORP/temperature selectable alarm conditions Analog Outputs (3) 4 to 20 mA, sourcing, configurableoutput impedance ≤ 500 Ohmaccuracy < 0.5 % FSgalvanically isolated up to 50 V relative to earth ground Auxiliary Inputs (3) low level in acid/base tank (contact open)low level in chlorine tank (contact open)hold input (contact open) Pump Control automatic and manual modesadjustable flow rate from 0.5 to 3.5 L/h Log Feature automatic logging of pH, ORP, and temperature measurements, GLP and events including alarms, errors and power failurecapacity for 60 days with 10 second sampling intervalall data .csv files are transferred by USB flash drive Password Protection setup, calibration and log recall options features are password protected Storage Interface USB GLP calibration information including date and time for pH and ORP sensors Digital Probe Input (1) galvanic isolated digital input HI1036-1802 pH/ORP/temperature/matching pin combined probe with DIN waterproof connector Power Supply 100 – 240 VAC Power Consumption 10 VA Environment 0 to 50 ºC (32-122 ºF); max 95% RH non-condensing Dimensions 245 x 188 x 55 mm (73 mm with pumps);9.6 x 7.4 x 2.2” (2.9” with pumps) Weight 1700 g (60 oz) Ordering Information BL121-10: Swimming Pool & Spa Controller with HI1036-1802 combined pH/ORP/temperature digital electrode, with probe fittings and chemical injectors BL121-20: Swimming Pool & Spa Controller with panel mounted flow cell, HI1036-1802 combined pH/ORP/temperature digital electrode, with probe fittings and chemical injectors | <div aria-labelledby="tab-title-description" class="woocommerce-Tabs-panel woocommerce-Tabs-panel--description panel entry-content active" id="tab-description" role="tabpanel"> <h4>BL121 Swimming Pool &amp; Spa Controller</h4> <h3>Control with Confidence</h3> <p>The BL121 Swimming Pool Controller is a complete system designed for maintaining swimming pool, hot tub, and spa disinfection water quality. The BL121 is available in two configurations. The basic version is the in-line model which allows for direct installation of probe and chemical injection fittings into existing piping. The other version is a panel mounted version with a bypass flow cell. The bypass flow cell allows for calibration and maintenance of the probe without having to shut down the recirculation pump. Additional features of the BL121 include LED indicators for dosing, meter status and service, real-time graph display, programmable alarms, and password protection.</p> <p> </p> <h3>Multiple Configurations</h3> <p>The controller is available in one of two configurations: an in-line model which allows for direct installation of the probe and chemical injection fittings into existing piping (BL121-10) or a panel mounted system with a bypass flow cell (BL121-20). The bypass flow cell allows for calibration and maintenance of the probe without having to stop the recirculation pump.</p> <p><img alt="" decoding="async" height="172" loading="lazy" src="http://hannainst.com/images/BL120-410_FlowCell.jpg" width="172"/></p> <h3>Digital Combination Probe</h3> <p>The HI1036-1802 is a digital probe that measures pH, ORP, and temperature. This probe also incorporates a potential matching pin. The pin is considered the “earth ground” connection and is used to prevent ground loop effects from causing erratic readings and damage to the system.</p> <p><img alt="" decoding="async" height="174" loading="lazy" src="http://hannainst.com/images/HI1036-18_angle.jpg" width="174"/></p> <h4>Dosing &amp; Control</h4> <h3>Peristaltic Dosing System</h3> <p>The BL121 is equipped with two peristaltic dosing pumps with replaceable chemical resistant tubing. When using a diaphragm pump, chlorine gas formed from outgassing can collect in the pump head resulting in the pump losing its prime; the buildup of chlorine gas is not a problem with peristaltic pumps that use rollers and tubing.</p> <h3>Proportional Pump Control</h3> <p>The BL121 features proportionally controlled dosing pumps. Based on the sensitivity of the process to chemical addition, these controllers allow the user to adjust a proportional band. This setting determines the amount of time that the pumps are dosing as a percentage of the deviation from the set point allowing for very fine control in maintaining the desired set point.</p> <h3>Adjustable Flow Rate</h3> <p>The flow rate from the dosing pumps is adjustable from 0.5 to 3.5L/h. Larger bodies of water require more chemical to be dosed than small bodies since it takes more chemical to realize a change in the reading. The adjustable flow rate, like the proportional band, allows for better control in maintaining a desired set point.</p> <h3>ORP Dosing Consent</h3> <p>With chlorine disinfection there is an inverse relationship between pH and ORP. As the pH level increases, the ORP level decreases. The BL121 utilizes a dosing consent feature that will not dose chlorine until the pH value is first corrected since it is possible to have a low ORP value even though there is sufficient chlorine. The dosing consent feature prevents wastage of chemicals and avoids a higher than necessary chlorine concentration.</p> <p><img alt="" decoding="async" height="198" loading="lazy" src="http://hannainst.com/images/BL121-cords.jpg" width="198"/></p> <h4>Communication &amp; Security</h4> <h3>Automatic Logging</h3> <p>The readings for each parameter are automatically logged every 10 seconds. A new log is started each time the instrument is calibrated or at the start of a new day. Logged data include pH, ORP, and temperature values, last calibration data, setup configuration, and any event data. Each log is saved as a .csv file for easy transfer.</p> <h3>Analog Output</h3> <p>The BL121 offers three 4-20 mA outputs for pH, ORP, and temperature. Each output may be disabled or connected to an external recording device and is adjustable to be proportional to the measured value. For greater flexibility and better resolution, the analog output can be scaled; users can define any two points within a parameter range to correspond to the analog output span. This adjustment allows better resolution in the range of interest.</p> <h3>USB Connectivity</h3> <p>For review and storage the users can easily transfer data to a PC using a flash drive and the USB port.</p> <h3>Password Protection</h3> <p>Hanna’s BL121 controller features a password protection solution that offers restricted access to calibration, setup, and review of logged data. The password can be set and enabled/disabled during general setup of the instrument.</p> <p><img alt="" decoding="async" height="155" loading="lazy" src="http://hannainst.com/images/BL121-USB.jpg" width="155"/></p> <h3 class="spec-header">pH Specifications</h3> <table class="data-table" id="product-attribute-specs-table-1"> <colgroup> <col width="25%"/> <col/></colgroup> <tbody> <tr class="first odd"> <th class="label">pH Range</th> <td class="data last">0.00 to 14.00 pH</td> </tr> <tr class="even"> <th class="label">pH Resolution</th> <td class="data last">0.01 pH</td> </tr> <tr class="odd"> <th class="label">pH Accuracy</th> <td class="data last">±0.05 pH</td> </tr> <tr class="even"> <th class="label">pH Calibration</th> <td class="data last">pH buffer calibration: automatic, two-point (4.01, 7.01, 10.01 pH)<br/>pH process calibration: one-point, manual input</td> </tr> <tr class="last odd"> <th class="label">Temperature Compensation</th> <td class="data last">automatic, -5.0 to 105.0ºC (23.0 to 221.0ºF) for pH</td> </tr> </tbody> </table> <h3 class="spec-header">ORP Specifications</h3> <table class="data-table" id="product-attribute-specs-table-2"> <colgroup> <col width="25%"/> <col/></colgroup> <tbody> <tr class="first odd"> <th class="label">ORP Range</th> <td class="data last">±2000 mV</td> </tr> <tr class="even"> <th class="label">ORP Resolution</th> <td class="data last">1 mV</td> </tr> <tr class="odd"> <th class="label">ORP Accuracy</th> <td class="data last">±5 mV</td> </tr> <tr class="last even"> <th class="label">ORP Calibration</th> <td class="data last">ORP (mV) calibration: one-point, manual input</td> </tr> </tbody> </table> <h3 class="spec-header">Temperature Specifications</h3> <table class="data-table" id="product-attribute-specs-table-3"> <colgroup> <col width="25%"/> <col/></colgroup> <tbody> <tr class="first odd"> <th class="label">Temperature Range</th> <td class="data last">-5.0 to 105.0ºC (23.0 to 221.0°F)</td> </tr> <tr class="even"> <th class="label">Temperature Resolution</th> <td class="data last">0.1°C (0.1ºF)</td> </tr> <tr class="last odd"> <th class="label">Temperature Accuracy</th> <td class="data last">±1ºC (±1.8ºF)</td> </tr> </tbody> </table> <h3 class="spec-header">Specifications</h3> <table class="data-table" id="product-attribute-specs-table-4"> <colgroup> <col width="25%"/> <col/></colgroup> <tbody> <tr class="first odd"> <th class="label">pH Dosing</th> <td class="data last">proportional with adjustable set point and proportional band<br/>delay to start at power-on and overdosing protection</td> </tr> <tr class="even"> <th class="label">ORP Dosing</th> <td class="data last">proportional with adjustable set point and proportional band<br/>delay to start at power-on and overdosing protection<br/>pH dosing interlocked</td> </tr> <tr class="odd"> <th class="label">Alarms</th> <td class="data last">high and low with enable/disable option for all parameters<br/>alarm is triggered when 5 consecutive readings are over/under threshold</td> </tr> <tr class="even"> <th class="label">Alarm System</th> <td class="data last">intuitive alert system based on LEDs<br/>alarm filtering options<br/>alarm relay control based on user setup</td> </tr> <tr class="odd"> <th class="label">Alarm Relay Output (1)</th> <td class="data last">SPDT 5A/230 VAC<br/>activated by pH/ORP/temperature selectable alarm conditions</td> </tr> <tr class="even"> <th class="label">Analog Outputs (3)</th> <td class="data last">4 to 20 mA, sourcing, configurable<br/>output impedance ≤ 500 Ohm<br/>accuracy &lt; 0.5 % FS<br/>galvanically isolated up to 50 V relative to earth ground</td> </tr> <tr class="odd"> <th class="label">Auxiliary Inputs (3)</th> <td class="data last">low level in acid/base tank (contact open)<br/>low level in chlorine tank (contact open)<br/>hold input (contact open)</td> </tr> <tr class="even"> <th class="label">Pump Control</th> <td class="data last">automatic and manual modes<br/>adjustable flow rate from 0.5 to 3.5 L/h</td> </tr> <tr class="odd"> <th class="label">Log Feature</th> <td class="data last">automatic logging of pH, ORP, and temperature measurements, GLP and events including alarms, errors and power failure<br/>capacity for 60 days with 10 second sampling interval<br/>all data .csv files are transferred by USB flash drive</td> </tr> <tr class="even"> <th class="label">Password Protection</th> <td class="data last">setup, calibration and log recall options features are password protected</td> </tr> <tr class="odd"> <th class="label">Storage Interface</th> <td class="data last">USB</td> </tr> <tr class="even"> <th class="label">GLP</th> <td class="data last">calibration information including date and time for pH and ORP sensors</td> </tr> <tr class="odd"> <th class="label">Digital Probe Input (1)</th> <td class="data last">galvanic isolated digital input HI1036-1802 pH/ORP/temperature/matching pin combined probe with DIN waterproof connector</td> </tr> <tr class="even"> <th class="label">Power Supply</th> <td class="data last">100 – 240 VAC</td> </tr> <tr class="odd"> <th class="label">Power Consumption</th> <td class="data last">10 VA</td> </tr> <tr class="even"> <th class="label">Environment</th> <td class="data last">0 to 50 ºC (32-122 ºF); max 95% RH non-condensing</td> </tr> <tr class="odd"> <th class="label">Dimensions</th> <td class="data last">245 x 188 x 55 mm (73 mm with pumps);<br/>9.6 x 7.4 x 2.2” (2.9” with pumps)</td> </tr> <tr class="even"> <th class="label">Weight</th> <td class="data last">1700 g (60 oz)</td> </tr> <tr class="last odd"> <th class="label">Ordering Information</th> <td class="data last">BL121-10: Swimming Pool &amp; Spa Controller with HI1036-1802 combined pH/ORP/temperature digital electrode, with probe fittings and chemical injectors <p>BL121-20: Swimming Pool &amp; Spa Controller with panel mounted flow cell, HI1036-1802 combined pH/ORP/temperature digital electrode, with probe fittings and chemical injectors</p></td> </tr> </tbody> </table> </div> | ไม่มี | ไม่มี | https://www.hannathailand.com/wp-content/uploads/2022/06/bl121575a45a769b11.jpg | เครื่องวัดคลอรีน , เครื่องวัดปริมาณคลอรีนอิสระ รุ่น HI701 , เครื่องวัดปริมาณฟอสฟอรัส ช่วงต่ำมาก รุ่น HI736 , เครื่องควบคุมค่าความนำไฟฟ้า , เครื่องวัดปริมาณโครเมี่ยม ช่วงสูง รุ่น HI723 , สารละลายมาตรฐานความขุ่น 20 NTU , เครื่องวัดปริมาณโบรมีน ในตัวอย่างน้ำ รุ่น HI716 , เครื่องวัดปริมาณฟอสเฟต ช่วงสูง รุ่น HI717 | <a class="woocommerce-LoopProduct-link woocommerce-loop-product__link" href="https://www.hannathailand.com/product/free-chlorine/">เครื่องวัดคลอรีน</a> , <a class="woocommerce-LoopProduct-link woocommerce-loop-product__link" href="https://www.hannathailand.com/product/hi701-checker-hc-free-chlorine/">เครื่องวัดปริมาณคลอรีนอิสระ รุ่น HI701</a> , <a class="woocommerce-LoopProduct-link woocommerce-loop-product__link" href="https://www.hannathailand.com/product/phosphorous-marine/">เครื่องวัดปริมาณฟอสฟอรัส ช่วงต่ำมาก รุ่น HI736</a> , <a class="woocommerce-LoopProduct-link woocommerce-loop-product__link" href="https://www.hannathailand.com/product/hi8931cn/">เครื่องควบคุมค่าความนำไฟฟ้า</a> , <a class="woocommerce-LoopProduct-link woocommerce-loop-product__link" href="https://www.hannathailand.com/product/hi723-checker-hc-chromium-vi-hr/">เครื่องวัดปริมาณโครเมี่ยม ช่วงสูง รุ่น HI723</a> , <a class="woocommerce-LoopProduct-link woocommerce-loop-product__link" href="https://www.hannathailand.com/product/hi93102-20/">สารละลายมาตรฐานความขุ่น 20 NTU</a> , <a class="woocommerce-LoopProduct-link woocommerce-loop-product__link" href="https://www.hannathailand.com/product/hi716-checker-hc-bromine/">เครื่องวัดปริมาณโบรมีน ในตัวอย่างน้ำ รุ่น HI716</a> , <a class="woocommerce-LoopProduct-link woocommerce-loop-product__link" href="https://www.hannathailand.com/product/hi717-checker-hc-phosphate-hr/">เครื่องวัดปริมาณฟอสเฟต ช่วงสูง รุ่น HI717</a> | https://www.hannathailand.com/wp-content/uploads/2021/07/1-500x500.jpg , https://www.hannathailand.com/wp-content/uploads/2021/11/hi701-500x500.jpg , https://www.hannathailand.com/wp-content/uploads/2021/12/HI736-600x600.jpg , https://www.hannathailand.com/wp-content/uploads/2021/07/2-500x500.jpg , https://www.hannathailand.com/wp-content/uploads/2022/06/miniphotometerfurchromvihoch839_11-600x600.jpg , https://www.hannathailand.com/wp-content/uploads/2021/07/9-500x500.jpg , https://www.hannathailand.com/wp-content/uploads/2022/06/miniphotometerfurfreiesgesamtchlor704_11-600x600.jpg , https://www.hannathailand.com/wp-content/uploads/2022/06/miniphotometerfurphosphathoch827_11-600x600.jpg
53 | เครื่องวัดค่า pH ในตัวอย่างไวน์ รุ่น HI99111 | สินค้าทั้งหมด | https://www.hannathailand.com/product-category/product-all/ | https://www.hannathailand.com/product/wine-ph-poratble/ | HI99111 | 26,750.00 | น้ำหนัก 0.2 กก. ขนาด 15.4 × 3 × 6.3 เซนติเมตร | <div aria-labelledby="tab-title-additional_information" class="woocommerce-Tabs-panel woocommerce-Tabs-panel--additional_information panel entry-content" id="tab-additional_information" role="tabpanel"> <table class="woocommerce-product-attributes shop_attributes"> <tr class="woocommerce-product-attributes-item woocommerce-product-attributes-item--weight"> <th class="woocommerce-product-attributes-item__label">น้ำหนัก</th> <td class="woocommerce-product-attributes-item__value">0.2 กก.</td> </tr> <tr class="woocommerce-product-attributes-item woocommerce-product-attributes-item--dimensions"> <th class="woocommerce-product-attributes-item__label">ขนาด</th> <td class="woocommerce-product-attributes-item__value">15.4 × 3 × 6.3 เซนติเมตร</td> </tr> </table> </div> | The Hanna Instruments HI99111 is a durable, waterproof, and portable pH and temperature meter designed specifically for measurement of juices including grape juice and wine must. Automatic calibration is performed at one or two points with two sets of buffers. The calibration buffers include a pH 3.00 calibration point instead of pH 4.01 in order to better bracket the expected pH value. All calibration and measurement readings are automatically compensated for temperature variations. The split-level LCD displays both pH and temperature readings, along with indicators for reading stability, battery percentage, and calibration instructions. The HI99111 uses the FC10483 glass body, amplified pH electrode that offers numerous features that improve pH testing for a variety of juices with a high solids content. pH electrode with CPS Technology Automatic one or two-point calibration Waterproof The Importance of pH in Wine Making The pH of wine is important to determine because it will affect the quality of the final product in terms of taste, color, oxidation, chemical stability and other factors. Generally in winemaking, the higher the pH reading, the lower amount of acidity in the wine. Three important factors in determining the pH of wine include the ratio of malic acid to tartaric acid, the amount of potassium, and the total amount of acid present. Most wines optimally have a pH between 2.9 and 4.0, with values differing based on the type of wine. Values above pH 4.0 indicate that the wine may spoil quickly and be chemically unstable. Lower pH values allow the wine to stay fresher for a longer period and retain its original color and flavor. High pH wine is more likely to breed bacteria and become unsuitable to drink. For finished white wines, the ideal pH is between pH 3.00 and pH 3.30, while the  final pH for red wine is ideally between pH 3.40 and pH 3.50. The optimal pH before the fermentation process is between pH 2.9 and pH 4.0. The pH of wine therefore not only affects the color of wine, but also the oxidation, yeast fermentation, protein stability and bacteria growth and fermentation. The HI99111 uses the FC10483 amplified pH electrode with glass body. This specialized electrode offers numerous features that improve testing in grape juice and must. An integrated temperature sensor allows for temperature compensated pH measurements without the need for a separate temperature probe. The probe’s spheric sensing tip has a wide surface area for measurement in aqueous solutions. An integral part of any pH electrode is the reference junction. The reference junction is a part of the electrode that provides for an electrical connection between the reference electrode and the indicating electrode. A standard general-purpose pH electrode will use a single ceramic junction which can pose challenges when measuring samples with a high solids contents such as grape juice or must. The solids can easily clog the junction which will impede the electrical continuity between the reference cell and the sample. The FC10483 use Clogging Prevention System (CPS) Technology in which a Polytetrafluoroethylene (PTFE) sleeve is used with an open junction design. The PTFE repels solids and is also movable to allow for cleaning. Glass Body The glass body of the FC10483 is chemically resistant and quick to reach thermal equilibrium, allowing for a faster, more stable response. Spherical Glass Tip The spherical shaped tip design allows for a wide area of contact with the measured sample. This permits a faster electrode response with a higher degree of stability. CPS Sleeve Junction Clogging Prevention System (CPS™) technology is an innovation for the improvement of pH measurements in samples that have a high solids content. Conventional pH electrodes use ceramic junctions that can clog quickly when used in samples that have a high solids content such as wine must or juice. When the junction is clogged, the electrode does not function. The CPS technology utilizes the porousness of ground glass coupled with a PTFE sleeve to prevent clogging of the junction. The ground glass allows proper flow of the liquid, while the PTFE sleeve repels solids. As a result, pH electrodes with CPS technology take up to 20 times longer to be fouled as compared to conventional electrodes. Double Junction Reference A double junction electrode has an internal compartment surrounding the reference wire. Silver ions are present in the electrolyte of the internal compartment, which houses the Ag/AgCl reference wire; the electrolyte outside this compartment is silver free. This design prevents silver ions from reacting with any sulfides present in the sample that can cause the silver to precipitate and clog the junction. Clogging of the junction will result in drifty and erratic readings. Built-In temperature sensor Error in calibration and measurement are eliminated with the Automatic Temperature Compensation provided by the integrated temperature sensor. Refilable The FC10483 is a refillable probe. Since it is a double junction pH electrode the fill solution is the HI7082 3.5M KCl. This solution does not contain any silver as with single junction electrode. Features at-a-glance Waterproof – The HI99111 is a waterproof meter rated IP67 for immersion in up to one meter of water for 30 minutes. Automatic Calibration – One or two-point calibration is automatic to two selectable buffer sets. Automatic Temperature Compensation – An integrated temperature sensor allows for automatic temperature compensation of pH measurements. Multi-Level LCD Display – The split-level LCD displays both pH and temperature readings, along with indicators for reading stability, battery percentage, and calibration instructions. On-Screen Tutorial – Clear tutorial messages and directions are available on-screen to quickly and easily guide users through setup and calibration. Battery Error Prevention System – The meter will automatically shut off if there isn’t enough power to obtain an accurate measurement. Battery Life Indicator – The battery percent level is displayed at start up alerting the user to the remaining battery power that is available. Manual : Download Specification : SKU HI99111 Product Name Portable Wine Must and Grape Juice pH Meter – HI99111 Quote Required Yes pH Range -2.00 to 16.00 pH; -2.0 to 16.0 pH pH Resolution 0.01 pH; 0.1 pH pH Accuracy ±0.02 pH; ±0.1 pH pH Calibration automatic, at one or two points with two sets of buffers (standard 3.00, 7.01,10.01 or NIST 3.00, 6.86, 9.18) pH Temperature Compensation automatic from -5.0 to 105.0ºC (23 to 221ºF) pH CAL Check (electrode diagnostics) probe condition indicator mV Range ±825 mV (pH-mV) mV Resolution 1 mV (pH-mV) mV Accuracy ±1 mV (pH-mV) Temperature Range -5.0 to 105.0°C / 23.0 to 221.0°F Temperature Resolution 0.1°C / 0.1°F Temperature Accuracy ±0.5°C (up to 60°C); ±1.0°C (outside) / ±1°F (up to 140°F); ±2.0°F (outside) pH Electrode FC10483 pre-amplified pH probe with internal temperature sensor, quick connect DIN connector and 1 m (3.3’) cable (included) Automatic Shut-Off user selectable Battery Type/Life 1.5V (3) AAA / approximately 1400 hours of continuous use IP Protection IP67 Environment 0 to 50°C (32 to 122°F); RH max 100% Dimensions 154 x 63 x 30 mm (6.1 x 2.5 x 1.2”) Weight 195 g (6.91 oz.) Ordering Information HI99111 is supplied with FC10483 pH/temperature probe, pH 3.00 and pH7.01 calibration buffer sachets, HI700635 cleaning solution for wine deposits sachet (1), HI700636 cleaning solution for wine stains sachet (1), 100 mL beaker, batteries, instruction manual, calibration certificates for meter and probe, and rugged carrying case. | <div aria-labelledby="tab-title-description" class="woocommerce-Tabs-panel woocommerce-Tabs-panel--description panel entry-content active" id="tab-description" role="tabpanel"> <p>The Hanna Instruments HI99111 is a durable, waterproof, and portable pH and temperature meter designed specifically for measurement of juices including grape juice and wine must. Automatic calibration is performed at one or two points with two sets of buffers. The calibration buffers include a pH 3.00 calibration point instead of pH 4.01 in order to better bracket the expected pH value. All calibration and measurement readings are automatically compensated for temperature variations. The split-level LCD displays both pH and temperature readings, along with indicators for reading stability, battery percentage, and calibration instructions. The HI99111 uses the FC10483 glass body, amplified pH electrode that offers numerous features that improve pH testing for a variety of juices with a high solids content.</p> <ul> <li>pH electrode with CPS Technology</li> <li>Automatic one or two-point calibration</li> <li>Waterproof</li> </ul> <div class="prod-view-details-container"> <div class="prod-view-details-left"> <p><img alt="wine must juice pH Meter" class="aligncenter" decoding="async" height="375" loading="lazy" src="https://hanna-worldwide.com/media/wysiwyg/misc/Screen_Shot_2015-05-26_at_10.35.35_AM.png" title="ph meter for wine" width="402"/></p> </div> <div class="prod-view-details-right"> <h1><strong>The Importance of pH in Wine Making</strong></h1> <p>The pH of wine is important to determine because it will affect the quality of the final product in terms of taste, color, oxidation, chemical stability and other factors. Generally in winemaking, the higher the pH reading, the lower amount of acidity in the wine. Three important factors in determining the pH of wine include the ratio of malic acid to tartaric acid, the amount of potassium, and the total amount of acid present.</p> <p>Most wines optimally have a pH between 2.9 and 4.0, with values differing based on the type of wine. Values above pH 4.0 indicate that the wine may spoil quickly and be chemically unstable. Lower pH values allow the wine to stay fresher for a longer period and retain its original color and flavor. High pH wine is more likely to breed bacteria and become unsuitable to drink. For finished white wines, the ideal pH is between pH 3.00 and pH 3.30, while the  final pH for red wine is ideally between pH 3.40 and pH 3.50. The optimal pH before the fermentation process is between pH 2.9 and pH 4.0. The pH of wine therefore not only affects the color of wine, but also the oxidation, yeast fermentation, protein stability and bacteria growth and fermentation.</p> <p>The HI99111 uses the FC10483 amplified pH electrode with glass body. This specialized electrode offers numerous features that improve testing in grape juice and must. An integrated temperature sensor allows for temperature compensated pH measurements without the need for a separate temperature probe. The probe’s spheric sensing tip has a wide surface area for measurement in aqueous solutions.</p> <p>An integral part of any pH electrode is the reference junction. The reference junction is a part of the electrode that provides for an electrical connection between the reference electrode and the indicating electrode. A standard general-purpose pH electrode will use a single ceramic junction which can pose challenges when measuring samples with a high solids contents such as grape juice or must. The solids can easily clog the junction which will impede the electrical continuity between the reference cell and the sample.</p> <p>The FC10483 use Clogging Prevention System (CPS) Technology in which a Polytetrafluoroethylene (PTFE) sleeve is used with an open junction design. The PTFE repels solids and is also movable to allow for cleaning.</p> </div> </div> <div class="prod-view-details-container"> <div class="prod-view-details-left"> <p><img alt="wine pH electrode" class="aligncenter" decoding="async" height="451" loading="lazy" src="https://hanna-worldwide.com/media/wysiwyg/products/electrodes/HI10480.jpg" title="wine pH electrode" width="300"/></p> </div> <div class="prod-view-details-right"> <p><img alt="Glass Body" class="" decoding="async" height="240" loading="lazy" src="https://hanna-worldwide.com/media/wysiwyg/products/electrodes/HI1414DGlassBody_Highlight.png" width="240"/></p> <h3><strong>Glass Body</strong></h3> <p>The glass body of the FC10483 is chemically resistant and quick to reach thermal equilibrium, allowing for a faster, more stable response.</p> <p><img alt="Spherical tip on wine pH electrode" class="" decoding="async" height="245" loading="lazy" src="https://hanna-worldwide.com/media/wysiwyg/products/electrodes/HI10482tip.jpg" title="Spherical tip on wine pH electrode" width="245"/></p> <h3><strong>Spherical Glass Tip</strong></h3> <p>The spherical shaped tip design allows for a wide area of contact with the measured sample. This permits a faster electrode response with a higher degree of stability.</p> <p><img alt="CPS sleeve Junction on pH meter for wine electrode" class="" decoding="async" height="251" loading="lazy" src="https://hanna-worldwide.com/media/wysiwyg/products/electrodes/HI10482sleeve.jpg" title="CPS sleeve Junction on pH meter for wine electrode" width="251"/></p> <h3><strong>CPS Sleeve Junction</strong></h3> <p>Clogging Prevention System (CPS<sup>™</sup>) technology is an innovation for the improvement of pH measurements in samples that have a high solids content. Conventional pH electrodes use ceramic junctions that can clog quickly when used in samples that have a high solids content such as wine must or juice. When the junction is clogged, the electrode does not function. The CPS technology utilizes the porousness of ground glass coupled with a PTFE sleeve to prevent clogging of the junction. The ground glass allows proper flow of the liquid, while the PTFE sleeve repels solids. As a result, pH electrodes with CPS technology take up to 20 times longer to be fouled as compared to conventional electrodes.</p> <p><img alt="Double Junction on pH meter for wine electrode" class="" decoding="async" height="235" loading="lazy" src="https://hanna-worldwide.com/media/wysiwyg/products/electrodes/HI1048B_DoubleJunctionReference.png" title="Double Junction on pH meter for wine electrode" width="235"/></p> <h3><strong>Double Junction Reference</strong></h3> <p>A double junction electrode has an internal compartment surrounding the reference wire. Silver ions are present in the electrolyte of the internal compartment, which houses the Ag/AgCl reference wire; the electrolyte outside this compartment is silver free. This design prevents silver ions from reacting with any sulfides present in the sample that can cause the silver to precipitate and clog the junction. Clogging of the junction will result in drifty and erratic readings.</p> <p><img alt="temperature sensor in wine pH meter electrode" class="" decoding="async" height="251" loading="lazy" src="https://hanna-worldwide.com/media/wysiwyg/products/electrodes/HI10482tempsensor.jpg" title="temperature sensor in wine pH meter electrode" width="251"/></p> <h3><strong>Built-In temperature sensor</strong></h3> <p>Error in calibration and measurement are eliminated with the Automatic Temperature Compensation provided by the integrated temperature sensor.</p> <p><img alt="Maintenance free gel filled electrode" class="" decoding="async" height="250" loading="lazy" src="https://hanna-worldwide.com/media/wysiwyg/products/electrodes/HI2031_Refillable.jpg" width="250"/></p> <h3><strong>Refilable</strong></h3> <p>The FC10483 is a refillable probe. Since it is a double junction pH electrode the fill solution is the HI7082 3.5M KCl. This solution does not contain any silver as with single junction electrode.</p> <p><strong style="font-size: 22.68px; color: #333333;"><br/> Features at-a-glance</strong></p> </div> </div> <div class="prod-view-details-container"> <ul> <li><strong>Waterproof</strong> – The HI99111 is a waterproof meter rated IP67 for immersion in up to one meter of water for 30 minutes.</li> <li><strong>Automatic Calibration</strong> – One or two-point calibration is automatic to two selectable buffer sets.</li> <li><strong>Automatic Temperature Compensation</strong> – An integrated temperature sensor allows for automatic temperature compensation of pH measurements.</li> <li><strong>Multi-Level LCD Display</strong> – The split-level LCD displays both pH and temperature readings, along with indicators for reading stability, battery percentage, and calibration instructions.</li> <li><strong>On-Screen Tutorial</strong> – Clear tutorial messages and directions are available on-screen to quickly and easily guide users through setup and calibration.</li> <li><strong>Battery Error Prevention System</strong> – The meter will automatically shut off if there isn’t enough power to obtain an accurate measurement.</li> <li><strong>Battery Life Indicator</strong> – The battery percent level is displayed at start up alerting the user to the remaining battery power that is available.</li> </ul> <h3><strong>Manual : <a href="https://hanna-worldwide.com/mwdownloads/download/link/id/330">Download</a></strong></h3> <h3><strong>Specification : </strong></h3> <table> <tbody> <tr> <td width="198"><strong>SKU</strong></td> <td width="403"><strong>HI99111</strong></td> </tr> <tr> <td width="198"><strong>Product Name</strong></td> <td width="403"><strong>Portable Wine Must and Grape Juice pH Meter – HI99111</strong></td> </tr> <tr> <td width="198"><strong>Quote Required</strong></td> <td width="403"><strong>Yes</strong></td> </tr> <tr> <td width="198"><strong>pH Range</strong></td> <td width="403"><strong>-2.00 to 16.00 pH; -2.0 to 16.0 pH</strong></td> </tr> <tr> <td width="198"><strong>pH Resolution</strong></td> <td width="403"><strong>0.01 pH; 0.1 pH</strong></td> </tr> <tr> <td width="198"><strong>pH Accuracy</strong></td> <td width="403"><strong>±0.02 pH; ±0.1 pH</strong></td> </tr> <tr> <td width="198"><strong>pH Calibration</strong></td> <td width="403"><strong>automatic, at one or two points with two sets of buffers (standard 3.00, 7.01,10.01 or NIST 3.00, 6.86, 9.18)</strong></td> </tr> <tr> <td width="198"><strong>pH Temperature Compensation</strong></td> <td width="403"><strong>automatic from -5.0 to 105.0ºC (23 to 221ºF)</strong></td> </tr> <tr> <td width="198"><strong>pH CAL Check (electrode diagnostics)</strong></td> <td width="403"><strong>probe condition indicator</strong></td> </tr> <tr> <td width="198"><strong>mV Range</strong></td> <td width="403"><strong>±825 mV (pH-mV)</strong></td> </tr> <tr> <td width="198"><strong>mV Resolution</strong></td> <td width="403"><strong>1 mV (pH-mV)</strong></td> </tr> <tr> <td width="198"><strong>mV Accuracy</strong></td> <td width="403"><strong>±1 mV (pH-mV)</strong></td> </tr> <tr> <td width="198"><strong>Temperature Range</strong></td> <td width="403"><strong>-5.0 to 105.0°C / 23.0 to 221.0°F</strong></td> </tr> <tr> <td width="198"><strong>Temperature Resolution</strong></td> <td width="403"><strong>0.1°C / 0.1°F</strong></td> </tr> <tr> <td width="198"><strong>Temperature Accuracy</strong></td> <td width="403"><strong>±0.5°C (up to 60°C); ±1.0°C (outside) / ±1°F (up to 140°F); ±2.0°F (outside)</strong></td> </tr> <tr> <td width="198"><strong>pH Electrode</strong></td> <td width="403"><strong>FC10483 pre-amplified pH probe with internal temperature sensor, quick connect DIN connector and 1 m (3.3’) cable (included)</strong></td> </tr> <tr> <td width="198"><strong>Automatic Shut-Off</strong></td> <td width="403"><strong>user selectable</strong></td> </tr> <tr> <td width="198"><strong>Battery Type/Life</strong></td> <td width="403"><strong>1.5V (3) AAA / approximately 1400 hours of continuous use</strong></td> </tr> <tr> <td width="198"><strong>IP Protection</strong></td> <td width="403"><strong>IP67</strong></td> </tr> <tr> <td width="198"><strong>Environment</strong></td> <td width="403"><strong>0 to 50°C (32 to 122°F); RH max 100%</strong></td> </tr> <tr> <td width="198"><strong>Dimensions</strong></td> <td width="403"><strong>154 x 63 x 30 mm (6.1 x 2.5 x 1.2”)</strong></td> </tr> <tr> <td width="198"><strong>Weight</strong></td> <td width="403"><strong>195 g (6.91 oz.)</strong></td> </tr> <tr> <td width="198"><strong>Ordering Information</strong></td> <td width="403"><strong>HI99111 is supplied with FC10483 pH/temperature probe, pH 3.00 and pH7.01 calibration buffer sachets, HI700635 cleaning solution for wine deposits sachet (1), HI700636 cleaning solution for wine stains sachet (1), 100 mL beaker, batteries, instruction manual, calibration certificates for meter and probe, and rugged carrying case.</strong></td> </tr> </tbody> </table> </div> </div> | ไม่มี | ไม่มี | https://www.hannathailand.com/wp-content/uploads/2022/11/HI99111-1.jpg | ซัลไฟด์สารต้านอนุมูลอิสระบัฟเฟอร์ , เครื่องวัดปริมาณแอมโมเนีย ในน้ำ รุ่น HI715 , เครื่องวัดค่าเหล็ก รุ่น HI721 , เครื่องวัดปริมาณคลอรีนรวม รุ่น HI711 , สารละลายมาตรฐานความขุ่น 20 NTU , เครื่องวัดสีในน้ำตัวอย่าง HI727 , เครื่องวัดปริมาณโครเมี่ยม ช่วงสูง รุ่น HI723 , เครื่องวัดปริมาณซิลิกา ช่วงต่ำ ในตัวอย่างน้ำ รุ่น HI705 | <a class="woocommerce-LoopProduct-link woocommerce-loop-product__link" href="https://www.hannathailand.com/product/hi4015-00/">ซัลไฟด์สารต้านอนุมูลอิสระบัฟเฟอร์</a> , <a class="woocommerce-LoopProduct-link woocommerce-loop-product__link" href="https://www.hannathailand.com/product/hi715-checker-hc-ammonia-mr/">เครื่องวัดปริมาณแอมโมเนีย ในน้ำ รุ่น HI715</a> , <a class="woocommerce-LoopProduct-link woocommerce-loop-product__link" href="https://www.hannathailand.com/product/hi721-checker-hc-iron/">เครื่องวัดค่าเหล็ก รุ่น HI721</a> , <a class="woocommerce-LoopProduct-link woocommerce-loop-product__link" href="https://www.hannathailand.com/product/hi711-checker-hc-total-chlorine/">เครื่องวัดปริมาณคลอรีนรวม รุ่น HI711</a> , <a class="woocommerce-LoopProduct-link woocommerce-loop-product__link" href="https://www.hannathailand.com/product/hi93102-20/">สารละลายมาตรฐานความขุ่น 20 NTU</a> , <a class="woocommerce-LoopProduct-link woocommerce-loop-product__link" href="https://www.hannathailand.com/product/hi727-checker-hc-color-of-water/">เครื่องวัดสีในน้ำตัวอย่าง HI727</a> , <a class="woocommerce-LoopProduct-link woocommerce-loop-product__link" href="https://www.hannathailand.com/product/hi723-checker-hc-chromium-vi-hr/">เครื่องวัดปริมาณโครเมี่ยม ช่วงสูง รุ่น HI723</a> , <a class="woocommerce-LoopProduct-link woocommerce-loop-product__link" href="https://www.hannathailand.com/product/hi705-checker-hc-silica-lr/">เครื่องวัดปริมาณซิลิกา ช่วงต่ำ ในตัวอย่างน้ำ รุ่น HI705</a> | https://www.hannathailand.com/wp-content/uploads/2022/11/HI99111-1-600x600.jpg , https://www.hannathailand.com/wp-content/uploads/2022/11/HI99111-600x600.jpg , https://www.hannathailand.com/wp-content/uploads/2022/11/HI99111-2-600x600.jpg , https://www.hannathailand.com/wp-content/uploads/2022/11/HI99111-3-600x600.jpg , https://www.hannathailand.com/wp-content/uploads/2021/07/7-500x500.jpg , https://www.hannathailand.com/wp-content/uploads/2022/06/miniphotometerfurammoniakmittel2416_11-600x600.jpg , https://www.hannathailand.com/wp-content/uploads/2022/06/miniphotometerfureisen832_11-600x600.jpg , https://www.hannathailand.com/wp-content/uploads/2022/06/hi711_lg-600x600.jpg , https://www.hannathailand.com/wp-content/uploads/2021/07/9-500x500.jpg , https://www.hannathailand.com/wp-content/uploads/2022/06/miniphotometerfurfarbe843_11-600x600.jpg , https://www.hannathailand.com/wp-content/uploads/2022/06/miniphotometerfurchromvihoch839_11-600x600.jpg , https://www.hannathailand.com/wp-content/uploads/2022/06/hi705400-600x600.jpg
54 | เครื่องวัดค่า pH/EC/TDS/Temp สำหรับไฮโดรโปนิกส์ รุ่น HI9814 | สินค้าแนะนำ , อุตสาหกรรมเพาะปลูกและเลี้ยงปลาทะเล , แบบพกพาสะดวก , แบบพกพาสะดวก , แบบภาคสนาม | https://www.hannathailand.com/product-category/tds-meter/tds-fieldwork/ | https://www.hannathailand.com/product/hi9814-groline-hydroponics-waterproof-ph-ec-tds-temperature-portable-meter/ | HI9814 | 13,375.00 |  | <div aria-labelledby="tab-title-additional_information" class="woocommerce-Tabs-panel woocommerce-Tabs-panel--additional_information panel entry-content" id="tab-additional_information" role="tabpanel"> </div> | HI9814 เป็นเครื่องวัด pH, เครื่องวัด EC และ TDS และอุณหภูมิ เหมาะสำหรับทุกการทดสอบคุณภาพน้ำได้แก่ น้ำดื่ม การควบคุมน้ำ การเพาะเลี้ยงสัตว์น้ำ การปลูกพืช ไฮโดรโปนิกส์ ห้องปฏิบัติการและการทดสอบทางวิทยาศาสตร์ สระว่ายน้ำ สปา การทดสอบนิเวศวิทยา บำบัดน้ำและอื่นๆ มีคู่มือการใช้งานภาษาไทย หัววัดแบบขยาย 3 ใน 1 พร้อมเซ็นเซอร์ pH, EC/TDS และอุณหภูมิ โหมด Quick Cal เพื่อปรับเทียบ pH และ EC/TDS ด้วยโซลูชันเดียว EC ถึง TDS ปัจจัยการแปลงที่เลือกได้ระหว่าง 0.5 (500 ppm) และ 0.7 (700 ppm) The HI9814 is a slim, lightweight, waterproof, portable meter that measures the pH, conductivity (EC), total dissolved solids (TDS), and temperature of nutrient solutions used in hydroponics, aquaponics and greenhouse growing. The meter has two-button operation, one for turning the meter on/off and calibration while the other switches between the measurement modes. The HI9814 has advanced features including a selectable EC to TDS conversion factor (0.5 – 500 ppm and 0.7 – 700 ppm). 3 in 1 amplified probe with pH, EC/TDS and temperature sensors Quick Cal Mode to calibrate pH and EC/TDS with one solution EC to TDS Conversion factor selectable between 0.5 (500 ppm) and 0.7 (700 ppm) Probe Condition An on-screen indicator provides visual confirmation that your probe is working at its best. Low Battery Indicator The included batteries provide 600 hours of continuous use. When the battery level is below 10%, a warning symbol will blink to indicate low battery condition. When low battery power may affect your results, the meter will shut down to avoid erroneous readings caused by low battery level. Automatic Shut-off The auto-off feature can be set to shut the meter off at 8 or 60 minutes, or it can be disabled so that the meter continuously stays on. The auto-off feature prolongs battery life for peace-of-mind and energy savings if the meter is accidentally left on. Built to be Durable Designed to withstand the knocks, drops, and spills of real life, the new IP67 body ensures top performance in any environment. These meters are protected against dust and water intrusion from any direction. Portable Design Made to fit comfortably in your hand for on-the-go testing, the multilevel LCD display provides at-a-glance pH, EC/TDS, and temperature measurements from any angle and dual button operation streamlines the testing process for any user. Quick Connect Probe A Quick Connect DIN connector makes attaching and removing the probe simple and easy. The rubber coating protects the cable and provides a water-tight seal without twisting. Your measurements require detailed attention; so should your electrode. The HI9814 Portable GroLine Meter features a replaceable HI1285-7 probe that has been carefully designed specifically for the pH, EC, and TDS analysis of hydroponic nutrient solutions. Polypropylene Body The polypropylene body of the HI11285-7 houses all three sensors within a sturdy, single body design. The plastic body protects the electrode from damage, is easy to clean, and is chemically resistant to many aggressive chemicals. Pre-Amplified pH Electrode The pH sensor in the probe is a single junction electrode with gelled electrolyte and a retractable cloth junction. When readings appear sluggish, simply pull out some of the cloth material to renew the junction with a fresh surface. Amperometric EC/TDS Sensor The EC/TDS portion is a two-ring probe that comes with the HI9814, offering an accurate solution for low range EC and TDS readings. An integrated temperature probe ensures fast, accurately compensated readings even during sudden temperature fluctuations. We believe that buying a meter should be simple. Your Portable GroLine Meter is equipped with everything you need for successful testing right out of the box. Your meter, probe, and accessories are all neatly packaged in a rugged carrying case to ensure that you have everything you need for on-the-go testing. Quick Calibration Solution Sachets (3) A single calibration solution for pH and conductivity makes calibration fast and ensures all of your measurements are accurate each time for better plant health and better yield. The single-use sachets are individually sealed so you use fresh buffer each time you calibrate. Electrode Cleaning Solution for Agricultural Applications Sachets (3) Your GroLine Combo Meter comes with cleaning solution that has been engineered to keep your electrode free from debris found in soils. This concentrated combination of detergents cleans your meter quickly and effectively so that your meter stays in optimum condition Manual : Download Specification SKU HI9814 Product Name GroLine Hydroponics Waterproof pH/EC/TDS/Temperature Portable Meter – HI9814 Quote Required Yes pH Range -2.00 to 16.00 pH pH Resolution 0.01 pH pH Accuracy ±0.02 pH pH Calibration automatic, at one or two points using standard buffers (pH 4.01, 7.01,10.01); one point calibration using quick calibration solution pH Temperature Compensation automatic ‐5.0 to 105.0 °C/23.0 to 221.0 °F pH CAL Check (electrode diagnostics) probe condition indicator pH Sensor Check yes mV Range ±825 mV (pH‐mV) mV Resolution 1 mV (pH‐mV) mV Accuracy ±1 mV (pH‐mV) EC Range 0.00 to 6.00 mS/cm EC Resolution 0.01 mS/cm EC Accuracy ±2% FS EC Calibration automatic, one-point at 1.41 mS/cm; one-point calibration using quick calibration solution TDS Range 0 to 3000 ppm (500 CF); 0 to 3990 ppm (700 CF) TDS Resolution 10 ppm (mg/L) TDS Accuracy ±2% F.S. EC/TDS Temperature Compensation automatic Temperature Correction Coefficient β = 1.9%/°C EC to TDS Conversion Factor 0.5 (500 ppm) or 0.7 (700 ppm) Temperature Range ‐5.0 to 105.0 °C; 23.0 to 221.0 °F Temperature Resolution 0.1 °C; 0.1 °F Temperature Accuracy ±0.5 °C; ±1.0 °F pH/EC Probe HI1285-7 pH/conductivity probe with built-in temperature sensor, quick connect DIN connector and 1 m (3.3’) cable Automatic Shut-Off user selectable | <div aria-labelledby="tab-title-description" class="woocommerce-Tabs-panel woocommerce-Tabs-panel--description panel entry-content active" id="tab-description" role="tabpanel"> <div class="prod-view-details-container"> <div class="prod-view-details-right"> <p>HI9814 เป็นเครื่องวัด pH, เครื่องวัด EC และ TDS และอุณหภูมิ เหมาะสำหรับทุกการทดสอบคุณภาพน้ำได้แก่ น้ำดื่ม การควบคุมน้ำ การเพาะเลี้ยงสัตว์น้ำ การปลูกพืช ไฮโดรโปนิกส์ ห้องปฏิบัติการและการทดสอบทางวิทยาศาสตร์ สระว่ายน้ำ สปา การทดสอบนิเวศวิทยา บำบัดน้ำและอื่นๆ มีคู่มือการใช้งานภาษาไทย</p> <ul> <li>หัววัดแบบขยาย 3 ใน 1 พร้อมเซ็นเซอร์ pH, EC/TDS และอุณหภูมิ</li> <li>โหมด Quick Cal เพื่อปรับเทียบ pH และ EC/TDS ด้วยโซลูชันเดียว</li> <li>EC ถึง TDS ปัจจัยการแปลงที่เลือกได้ระหว่าง 0.5 (500 ppm) และ 0.7 (700 ppm)</li> </ul> <p>The HI9814 is a slim, lightweight, waterproof, portable meter that measures the pH, conductivity (EC), total dissolved solids (TDS), and temperature of nutrient solutions used in hydroponics, aquaponics and greenhouse growing. The meter has two-button operation, one for turning the meter on/off and calibration while the other switches between the measurement modes. The HI9814 has advanced features including a selectable EC to TDS conversion factor (0.5 – 500 ppm and 0.7 – 700 ppm).</p> <ul> <li>3 in 1 amplified probe with pH, EC/TDS and temperature sensors</li> <li>Quick Cal Mode to calibrate pH and EC/TDS with one solution</li> <li>EC to TDS Conversion factor selectable between 0.5 (500 ppm) and 0.7 (700 ppm)</li> </ul> <h4><strong>Probe Condition</strong></h4> <p>An on-screen indicator provides visual confirmation that your probe is working at its best.</p> <h4><strong>Low Battery Indicator</strong></h4> <p>The included batteries provide 600 hours of continuous use. When the battery level is below 10%, a warning symbol will blink to indicate low battery condition. When low battery power may affect your results, the meter will shut down to avoid erroneous readings caused by low battery level.</p> <h4><strong>Automatic Shut-off</strong></h4> <p>The auto-off feature can be set to shut the meter off at 8 or 60 minutes, or it can be disabled so that the meter continuously stays on. The auto-off feature prolongs battery life for peace-of-mind and energy savings if the meter is accidentally left on.</p> </div> </div> <div class="prod-view-details-container"> <div class="prod-view-details-left"> <p><img alt="Connector" class="aligncenter" decoding="async" height="280" loading="lazy" src="https://hanna-worldwide.com/media/wysiwyg/products/portables/pH/HI9814_DIN.jpg" title="Connector" width="420"/></p> </div> <div class="prod-view-details-right"> <h4><strong>Built to be Durable</strong></h4> <p>Designed to withstand the knocks, drops, and spills of real life, the new IP67 body ensures top performance in any environment. These meters are protected against dust and water intrusion from any direction.</p> <h4><strong>Portable Design</strong></h4> <p>Made to fit comfortably in your hand for on-the-go testing, the multilevel LCD display provides at-a-glance pH, EC/TDS, and temperature measurements from any angle and dual button operation streamlines the testing process for any user.</p> <h4><strong>Quick Connect Probe</strong></h4> <p>A Quick Connect DIN connector makes attaching and removing the probe simple and easy. The rubber coating protects the cable and provides a water-tight seal without twisting.</p> <p> </p> </div> </div> <div class="prod-view-details-container"> <div class="prod-view-details-left"> <p><img alt="HI1285‑7 pH/EC/TDS probe with built‑in temperature sensor" class="aligncenter" decoding="async" height="417" loading="lazy" src="https://hanna-worldwide.com/media/wysiwyg/products/electrodes/HI1285-7.jpg" title="HI1285‑7 pH/EC/TDS probe with built‑in temperature sensor" width="417"/></p> </div> <div class="prod-view-details-right"> <p class="p1"><span class="s1">Your measurements require detailed attention; so should your electrode. The HI9814 Portable GroLine Meter features a replaceable HI1285-7 probe that has been carefully designed specifically for the pH, EC, and TDS analysis of hydroponic nutrient solutions.</span></p> <p><img alt="PVDF Body" class="aligncenter" decoding="async" height="217" loading="lazy" src="https://hanna-worldwide.com/media/wysiwyg/products/electrodes/polypropylene-body.jpg" title="PVDF Body" width="217"/></p> <h4><strong>Polypropylene Body</strong></h4> <p>The polypropylene body of the HI11285-7 houses all three sensors within a sturdy, single body design. The plastic body protects the electrode from damage, is easy to clean, and is chemically resistant to many aggressive chemicals.</p> <h4><img alt="Pre-Amplified pH Electrode" class="aligncenter" decoding="async" height="219" loading="lazy" src="https://hanna-worldwide.com/media/wysiwyg/products/electrodes/HI1285_close_up.jpg" title="Pre-Amplified pH Electrode" width="219"/></h4> <h4><strong>Pre-Amplified pH Electrode</strong></h4> <p>The pH sensor in the probe is a single junction electrode with gelled electrolyte and a retractable cloth junction. When readings appear sluggish, simply pull out some of the cloth material to renew the junction with a fresh surface.</p> <p><img alt="Amperometric EC/TDS Sensor" class="aligncenter" decoding="async" height="220" loading="lazy" src="https://hanna-worldwide.com/media/wysiwyg/products/electrodes/HI1285_close_up.jpg" title="Amperometric EC/TDS Sensor" width="220"/></p> <h4><strong>Amperometric EC/TDS Sensor</strong></h4> <p>The EC/TDS portion is a two-ring probe that comes with the HI9814, offering an accurate solution for low range EC and TDS readings. An integrated temperature probe ensures fast, accurately compensated readings even during sudden temperature fluctuations.</p> </div> </div> <div class="prod-view-details-container"> <div class="prod-view-details-left"> <p><img alt="HI9814 packaging" class="aligncenter" decoding="async" height="469" loading="lazy" src="https://hanna-worldwide.com/media/wysiwyg/products/portables/multiparameter/HI9814-Package.jpg" title="HI99 Series Box" width="469"/></p> </div> <div class="prod-view-details-right"> <p class="p1"><span class="s1">We believe that buying a meter should be simple. Your Portable GroLine Meter is equipped with everything you need for successful testing right out of the box. Your meter, probe, and accessories are all neatly packaged in a rugged carrying case to ensure that you have everything you need for on-the-go testing.</span></p> <h4><strong>Quick Calibration Solution Sachets (3)</strong></h4> <p>A single calibration solution for pH and conductivity makes calibration fast and ensures all of your measurements are accurate each time for better plant health and better yield. The single-use sachets are individually sealed so you use fresh buffer each time you calibrate.</p> <h4><strong>Electrode Cleaning Solution for Agricultural Applications Sachets (3)</strong></h4> <p>Your GroLine Combo Meter comes with cleaning solution that has been engineered to keep your electrode free from debris found in soils. This concentrated combination of detergents cleans your meter quickly and effectively so that your meter stays in optimum condition</p> <h4><strong>Manual :</strong> <a href="https://hanna-worldwide.com/mwdownloads/download/link/id/1230">Download</a></h4> <h3><strong>Specification</strong></h3> <table> <tbody> <tr> <td width="151">SKU</td> <td width="450">HI9814</td> </tr> <tr> <td width="151">Product Name</td> <td width="450">GroLine Hydroponics Waterproof pH/EC/TDS/Temperature Portable Meter – HI9814</td> </tr> <tr> <td width="151">Quote Required</td> <td width="450">Yes</td> </tr> <tr> <td width="151">pH Range</td> <td width="450">-2.00 to 16.00 pH</td> </tr> <tr> <td width="151">pH Resolution</td> <td width="450">0.01 pH</td> </tr> <tr> <td width="151">pH Accuracy</td> <td width="450">±0.02 pH</td> </tr> <tr> <td width="151">pH Calibration</td> <td width="450">automatic, at one or two points using standard buffers (pH 4.01, 7.01,10.01); one point calibration using quick calibration solution</td> </tr> <tr> <td width="151">pH Temperature Compensation</td> <td width="450">automatic ‐5.0 to 105.0 °C/23.0 to 221.0 °F</td> </tr> <tr> <td width="151">pH CAL Check (electrode diagnostics)</td> <td width="450">probe condition indicator</td> </tr> <tr> <td width="151">pH Sensor Check</td> <td width="450">yes</td> </tr> <tr> <td width="151">mV Range</td> <td width="450">±825 mV (pH‐mV)</td> </tr> <tr> <td width="151">mV Resolution</td> <td width="450">1 mV (pH‐mV)</td> </tr> <tr> <td width="151">mV Accuracy</td> <td width="450">±1 mV (pH‐mV)</td> </tr> <tr> <td width="151">EC Range</td> <td width="450">0.00 to 6.00 mS/cm</td> </tr> <tr> <td width="151">EC Resolution</td> <td width="450">0.01 mS/cm</td> </tr> <tr> <td width="151">EC Accuracy</td> <td width="450">±2% FS</td> </tr> <tr> <td width="151">EC Calibration</td> <td width="450">automatic, one-point at 1.41 mS/cm; one-point calibration using quick calibration solution</td> </tr> <tr> <td width="151">TDS Range</td> <td width="450">0 to 3000 ppm (500 CF); 0 to 3990 ppm (700 CF)</td> </tr> <tr> <td width="151">TDS Resolution</td> <td width="450">10 ppm (mg/L)</td> </tr> <tr> <td width="151">TDS Accuracy</td> <td width="450">±2% F.S.</td> </tr> <tr> <td width="151">EC/TDS Temperature Compensation</td> <td width="450">automatic</td> </tr> <tr> <td width="151">Temperature Correction Coefficient</td> <td width="450">β = 1.9%/°C</td> </tr> <tr> <td width="151">EC to TDS Conversion Factor</td> <td width="450">0.5 (500 ppm) or 0.7 (700 ppm)</td> </tr> <tr> <td width="151">Temperature Range</td> <td width="450">‐5.0 to 105.0 °C; 23.0 to 221.0 °F</td> </tr> <tr> <td width="151">Temperature Resolution</td> <td width="450">0.1 °C; 0.1 °F</td> </tr> <tr> <td width="151">Temperature Accuracy</td> <td width="450">±0.5 °C; ±1.0 °F</td> </tr> <tr> <td width="151">pH/EC Probe</td> <td width="450">HI1285-7 pH/conductivity probe with built-in temperature sensor, quick connect DIN connector and 1 m (3.3’) cable</td> </tr> <tr> <td width="151">Automatic Shut-Off</td> <td width="450">user selectable</td> </tr> </tbody> </table> </div> </div> </div> | ไม่มี | ไม่มี | https://www.hannathailand.com/wp-content/uploads/2022/07/HI9814-3.jpg | HI98303 DiST®3 EC-Tester (up to 1999 µS) , เครื่องวัดความเป็นกรด-ด่าง/การนำไฟฟ้า/ของแข็งละลายน้ำ แบบพกพาสะดวก ช่วงต่ำ รุ่น HI98129 , HI98311 DiST®5 EC/TDS/C°-Tester, (0-3999 µS/cm – 0-2000 mg/l (ppm)) waterproof , HI98360 EC/TDS/NaCl/°C-Meter + PC Interface, Auto-Endpunkt, ATC, , HI98312 DiST®6 EC/TDS/C°-Tester, (0.00-20.00 mS/cm – 0.00-10.00 g/l (ppt)) waterproof , HI98304 DiST®4 EC-Tester (up to 19.99 mS) , HI98120 เครื่องวัดค่า ORP Meter แบบปากกาจาก Hanna , HI9835 EC / TDS / NaCl / °C-Meter, Auto-Endpoint, ATC | <a class="woocommerce-LoopProduct-link woocommerce-loop-product__link" href="https://www.hannathailand.com/product/hi98303-dist3-ec-tester-up-to-1999-%c2%b5s/">HI98303 DiST®3 EC-Tester (up to 1999 µS)</a> , <a class="woocommerce-LoopProduct-link woocommerce-loop-product__link" href="https://www.hannathailand.com/product/hi98129-combo-tester-for-phectdsc-up-to-3999-%c2%b5s-waterproof/">เครื่องวัดความเป็นกรด-ด่าง/การนำไฟฟ้า/ของแข็งละลายน้ำ แบบพกพาสะดวก ช่วงต่ำ รุ่น HI98129</a> , <a class="woocommerce-LoopProduct-link woocommerce-loop-product__link" href="https://www.hannathailand.com/product/hi98311-dist5-ectdsc-tester-0-3999-%c2%b5scm-0-2000-mgl-ppm-waterproof/">HI98311 DiST®5 EC/TDS/C°-Tester, (0-3999 µS/cm – 0-2000 mg/l (ppm)) waterproof</a> , <a class="woocommerce-LoopProduct-link woocommerce-loop-product__link" href="https://www.hannathailand.com/?post_type=product&amp;p=2689">HI98360 EC/TDS/NaCl/°C-Meter + PC Interface, Auto-Endpunkt, ATC,</a> , <a class="woocommerce-LoopProduct-link woocommerce-loop-product__link" href="https://www.hannathailand.com/product/hi98312-dist6-ectdsc-tester-0-00-20-00-mscm-0-00-10-00-gl-ppt-waterproof/">HI98312 DiST®6 EC/TDS/C°-Tester, (0.00-20.00 mS/cm – 0.00-10.00 g/l (ppt)) waterproof</a> , <a class="woocommerce-LoopProduct-link woocommerce-loop-product__link" href="https://www.hannathailand.com/product/hi98304-dist4-ec-tester-up-to-19-99-ms/">HI98304 DiST®4 EC-Tester (up to 19.99 mS)</a> , <a class="woocommerce-LoopProduct-link woocommerce-loop-product__link" href="https://www.hannathailand.com/product/hi98120-orpc-tester-waterproof/">HI98120 เครื่องวัดค่า ORP Meter แบบปากกาจาก Hanna</a> , <a class="woocommerce-LoopProduct-link woocommerce-loop-product__link" href="https://www.hannathailand.com/?post_type=product&amp;p=2692">HI9835 EC / TDS / NaCl / °C-Meter, Auto-Endpoint, ATC</a> | https://www.hannathailand.com/wp-content/uploads/2022/07/HI9814-3-600x600.jpg , https://www.hannathailand.com/wp-content/uploads/2022/07/HI9814-1-600x600.jpg , https://www.hannathailand.com/wp-content/uploads/2022/07/HI9814-1-1-600x600.jpg , https://www.hannathailand.com/wp-content/uploads/2022/07/HI9814-2-600x600.jpg , https://www.hannathailand.com/wp-content/uploads/2022/06/hi98303_angle_720x720_72_rgb-600x600.jpg , https://www.hannathailand.com/wp-content/uploads/2022/06/spritzwasserfesterphectdsctesterbis3999s1455_11-600x600.jpg , https://www.hannathailand.com/wp-content/uploads/2021/12/spritzwasserfesterectdsctesterbis3999s1491_11-500x500.jpg , https://www.hannathailand.com/wp-content/uploads/2021/12/ectdshandmessgeratmitnaclbereichautoendpunktpcinterface1499_11-500x500.jpg , https://www.hannathailand.com/wp-content/uploads/2021/12/spritzwasserfesterectdsctesterbis3999s1491_11-500x500.jpg , https://www.hannathailand.com/wp-content/uploads/2021/12/hi98304newcoveron_720x720_72_rgb-500x500.jpg , https://www.hannathailand.com/wp-content/uploads/2022/06/spritzwasserfesterredoxctester1449_11-600x600.jpg , https://www.hannathailand.com/wp-content/uploads/2021/12/ectdshandmessgeratmitnaclbereich1498_11-500x500.jpg
55 | เครื่องวัดค่า pH/EC/TDS/Temp แบบพกพาสะดวก รุ่น HI98131 | แบบพกพาสะดวก , แบบพกพาสะดวก | https://www.hannathailand.com/product-category/tds-meter/tds-portable/ | https://www.hannathailand.com/product/%e0%b9%80%e0%b8%84%e0%b8%a3%e0%b8%b7%e0%b9%88%e0%b8%ad%e0%b8%87%e0%b8%a7%e0%b8%b1%e0%b8%94%e0%b8%84%e0%b9%88%e0%b8%b2-ph-ec-tds-temp-%e0%b9%81%e0%b8%9a%e0%b8%9a%e0%b8%9e%e0%b8%81%e0%b8%9e%e0%b8%b2/ | HI98131 | 10,700.00 | น้ำหนัก 0.1 กก. ขนาด 16.3 × 4 × 2.6 เซนติเมตร | <div aria-labelledby="tab-title-additional_information" class="woocommerce-Tabs-panel woocommerce-Tabs-panel--additional_information panel entry-content" id="tab-additional_information" role="tabpanel"> <table class="woocommerce-product-attributes shop_attributes"> <tr class="woocommerce-product-attributes-item woocommerce-product-attributes-item--weight"> <th class="woocommerce-product-attributes-item__label">น้ำหนัก</th> <td class="woocommerce-product-attributes-item__value">0.1 กก.</td> </tr> <tr class="woocommerce-product-attributes-item woocommerce-product-attributes-item--dimensions"> <th class="woocommerce-product-attributes-item__label">ขนาด</th> <td class="woocommerce-product-attributes-item__value">16.3 × 4 × 2.6 เซนติเมตร</td> </tr> </table> </div> | HI98131 เป็นเครื่องวัดแบบปากกา 3 IN1 เครื่องวัด EC และเครื่องวัด TDS ถูกออกแบบมาสำหรับงานปลูกพืชไร้ดิน (Hydroponics) ใช้งานง่ายสอบเทียบด้วยน้ำยามาตรฐานสอบเทียบ Quick Calibrate pH/EC เพียงขวดเดียว พร้อมใช้งานแถมน้ำยาสอบเทียบมาให้ครบชุด เหมาะสำหรับการเพาะเลี้ยงสัตว์น้ำ การปลูกพืชไฮโดรโปนิกส์ ปลูกพืชไร้ดิน ห้องปฏิบัติการและการทดสอบทางวิทยาศาสตร์ สระว่ายน้ำ สปา The HI98131 measures pH, conductivity (EC), total dissolved solids (TDS) and temperature with selectable EC to TDS conversion factor. The pH readings are displayed with a 0.01 resolution and with an accuracy of ±0.05 pH. EC and TDS readings are displayed with a 0.01 mS/cm and 10 ppm (mg/L) resolution and 2% full scale accuracy. The EC range of the HI98131 is from 0.01 to 6.00 mS/cm and TDS is from 0 to 3000 ppm using a 0.5 conversion factor or 0 to 3999 with a 0.7 EC to TDS conversion factor. 3 parameters, pH, EC/TDS, and temperature in one meter Quick Cal Mode to calibrate pH and EC/TDS with one solution TDS Conversion Factor selectable between 0.5 (500 ppm) and 0.7 (700 ppm) Simplified one button calibration One or two point pH calibration is automatic to a pre-programmed buffer set (4.01, 7.01 and 10.01) or single point pH and EC calibration with the Hanna Quick Cal calibration solution. HI73127 Replaceable pH electrode The HI99131 is supplied with the HI73127 replaceable pH electrode. This electrode features an extractable junction that can be pulled 1/8″ out to clear any clogging that results in drifting and erratic readings. Features Waterproof and floats in water, designed for the humid growing environment Wide pH range of 0.00 to 14.00 pH Automatic Temperature Compensation (ATC), displays temperature in °C or °F Large LCD displays stability indicator, low-battery indicator, and calibration tags HOLD button for easier measurement recording Battery Error Prevention System (BEPS) with three automatic shutoff settings Battery % level at startup Manual : Download Specification SKU HI98131 Product Name GroLine Hydroponic Waterproof Pocket pH/EC/TDS/Temperature Tester – HI98131 Quote Required Yes pH Range 0.00 to 14.00 pH pH Resolution 0.01 pH pH Accuracy ±0.1 pH pH Calibration automatic, at one or two points using standard buffers (pH 4.01, 7.01,10.01); one point calibration using quick calibration solution pH Temperature Compensation automatic EC Range 0.00 to 6.00 mS/cm EC Resolution 0.01 mS/cm EC Accuracy ±2% F.S. EC Calibration automatic, one-point at 1.41 mS/cm or 5.00 mS/cm; one point calibration using quick calibration solution TDS Range 0 to 3000 ppm (500 CF); 0 to 3999 ppm (700 CF) TDS Resolution 10 ppm (mg/L) TDS Accuracy ±2% F.S. TDS Calibration done through conductivity EC/TDS Temperature Compensation EC/TDS EC to TDS Conversion Factor 0.5 (500 ppm) or 0.7 (700 ppm) Cell Type amperometric two pole Temperature Range 0.0 to 60.0°C / 32.0 to 140.0°F Temperature Resolution 0.1°C / 0.1°F Temperature Accuracy ±0.5°C /±1°F Automatic Shut-Off auto-off after 8 minutes of non-use Battery Type/Life 1.5V (4) / approx. 100 hours of continuous use Environment 0 to 50°C (32 to 122°F); RH max 100% Dimensions 163 x 40 x 26 mm (6.4 x 1.6 x 1.0’’) Weight 100 g (3.5 oz.) Ordering Information HI98131 is supplied with HI73127 pH electrode, HI73128 electrode removal tool, batteries (4), instructions and quality certificate. | <div aria-labelledby="tab-title-description" class="woocommerce-Tabs-panel woocommerce-Tabs-panel--description panel entry-content active" id="tab-description" role="tabpanel"> <p>HI98131 เป็นเครื่องวัดแบบปากกา 3 IN1 เครื่องวัด EC และเครื่องวัด TDS ถูกออกแบบมาสำหรับงานปลูกพืชไร้ดิน (Hydroponics) ใช้งานง่ายสอบเทียบด้วยน้ำยามาตรฐานสอบเทียบ Quick Calibrate pH/EC เพียงขวดเดียว พร้อมใช้งานแถมน้ำยาสอบเทียบมาให้ครบชุด เหมาะสำหรับการเพาะเลี้ยงสัตว์น้ำ การปลูกพืชไฮโดรโปนิกส์ ปลูกพืชไร้ดิน ห้องปฏิบัติการและการทดสอบทางวิทยาศาสตร์ สระว่ายน้ำ สปา</p> <p>The HI98131 measures pH, conductivity (EC), total dissolved solids (TDS) and temperature with selectable EC to TDS conversion factor. The pH readings are displayed with a 0.01 resolution and with an accuracy of ±0.05 pH. EC and TDS readings are displayed with a 0.01 mS/cm and 10 ppm (mg/L) resolution and 2% full scale accuracy. The EC range of the HI98131 is from 0.01 to 6.00 mS/cm and TDS is from 0 to 3000 ppm using a 0.5 conversion factor or 0 to 3999 with a 0.7 EC to TDS conversion factor.</p> <ul> <li>3 parameters, pH, EC/TDS, and temperature in one meter</li> <li>Quick Cal Mode to calibrate pH and EC/TDS with one solution</li> <li>TDS Conversion Factor selectable between 0.5 (500 ppm) and 0.7 (700 ppm)</li> </ul> <div class="prod-view-details-container"> <div class="prod-view-details-left"><img alt="groline hydroponics ph ec ppm meter" class="aligncenter" decoding="async" height="465" loading="lazy" src="https://hanna-worldwide.com/media/wysiwyg/products/testers/hi98131-gro-line-combo-removable-probe.jpg" title="groline hydroponics ph ec ppm meter" width="465"/><strong style="font-size: 16.2px; color: #555555;">Simplified one button calibration</strong></div> <div class="prod-view-details-right"> <p dir="ltr">One or two point pH calibration is automatic to a pre-programmed buffer set (4.01, 7.01 and 10.01) or single point pH and EC calibration with the Hanna Quick Cal calibration solution.</p> <p dir="ltr"><strong>HI73127 Replaceable pH electrode<br/> </strong></p> <p dir="ltr">The HI99131 is supplied with the HI73127 replaceable pH electrode. This electrode features an extractable junction that can be pulled 1/8″ out to clear any clogging that results in drifting and erratic readings.</p> <p><strong><span style="font-size: 25.92px; color: #333333;">Features</span></strong></p> </div> </div> <div class="prod-view-details-container"> <p>Waterproof and floats in water, designed for the humid growing environment</p> <p>Wide pH range of 0.00 to 14.00 pH</p> <p>Automatic Temperature Compensation (ATC), displays temperature in °C or °F</p> <p>Large LCD displays stability indicator, low-battery indicator, and calibration tags</p> <p>HOLD button for easier measurement recording</p> <p>Battery Error Prevention System (BEPS) with three automatic shutoff settings</p> <p>Battery % level at startup</p> <p><strong><span style="font-size: 25.92px; color: #333333;">Manual : <span style="font-size: 85%;"><a href="https://hanna-worldwide.com/mwdownloads/download/link/id/3009">Download</a></span></span></strong></p> <p><strong><span style="font-size: 25.92px; color: #333333;">Specification </span></strong></p> <table> <tbody> <tr> <td width="151">SKU</td> <td width="450">HI98131</td> </tr> <tr> <td width="151">Product Name</td> <td width="450">GroLine Hydroponic Waterproof Pocket pH/EC/TDS/Temperature Tester – HI98131</td> </tr> <tr> <td width="151">Quote Required</td> <td width="450">Yes</td> </tr> <tr> <td width="151">pH Range</td> <td width="450">0.00 to 14.00 pH</td> </tr> <tr> <td width="151">pH Resolution</td> <td width="450">0.01 pH</td> </tr> <tr> <td width="151">pH Accuracy</td> <td width="450">±0.1 pH</td> </tr> <tr> <td width="151">pH Calibration</td> <td width="450">automatic, at one or two points using standard buffers (pH 4.01, 7.01,10.01); one point calibration using quick calibration solution</td> </tr> <tr> <td width="151">pH Temperature Compensation</td> <td width="450">automatic</td> </tr> <tr> <td width="151">EC Range</td> <td width="450">0.00 to 6.00 mS/cm</td> </tr> <tr> <td width="151">EC Resolution</td> <td width="450">0.01 mS/cm</td> </tr> <tr> <td width="151">EC Accuracy</td> <td width="450">±2% F.S.</td> </tr> <tr> <td width="151">EC Calibration</td> <td width="450">automatic, one-point at 1.41 mS/cm or 5.00 mS/cm; one point calibration using quick calibration solution</td> </tr> <tr> <td width="151">TDS Range</td> <td width="450">0 to 3000 ppm (500 CF); 0 to 3999 ppm (700 CF)</td> </tr> <tr> <td width="151">TDS Resolution</td> <td width="450">10 ppm (mg/L)</td> </tr> <tr> <td width="151">TDS Accuracy</td> <td width="450">±2% F.S.</td> </tr> <tr> <td width="151">TDS Calibration</td> <td width="450">done through conductivity</td> </tr> <tr> <td width="151">EC/TDS Temperature Compensation</td> <td width="450">EC/TDS</td> </tr> <tr> <td width="151">EC to TDS Conversion Factor</td> <td width="450">0.5 (500 ppm) or 0.7 (700 ppm)</td> </tr> <tr> <td width="151">Cell Type</td> <td width="450">amperometric two pole</td> </tr> <tr> <td width="151">Temperature Range</td> <td width="450">0.0 to 60.0°C / 32.0 to 140.0°F</td> </tr> <tr> <td width="151">Temperature Resolution</td> <td width="450">0.1°C / 0.1°F</td> </tr> <tr> <td width="151">Temperature Accuracy</td> <td width="450">±0.5°C /±1°F</td> </tr> <tr> <td width="151">Automatic Shut-Off</td> <td width="450">auto-off after 8 minutes of non-use</td> </tr> <tr> <td width="151">Battery Type/Life</td> <td width="450">1.5V (4) / approx. 100 hours of continuous use</td> </tr> <tr> <td width="151">Environment</td> <td width="450">0 to 50°C (32 to 122°F); RH max 100%</td> </tr> <tr> <td width="151">Dimensions</td> <td width="450">163 x 40 x 26 mm (6.4 x 1.6 x 1.0’’)</td> </tr> <tr> <td width="151">Weight</td> <td width="450">100 g (3.5 oz.)</td> </tr> <tr> <td width="151">Ordering Information</td> <td width="450">HI98131 is supplied with HI73127 pH electrode, HI73128 electrode removal tool, batteries (4), instructions and quality certificate.</td> </tr> </tbody> </table> </div> </div> | ไม่มี | ไม่มี | https://www.hannathailand.com/wp-content/uploads/2022/09/HI98131.jpg | HI98108 เครื่องวัดค่า pH Meter แบบปากกาจาก Hanna , HI9835 EC / TDS / NaCl / °C-Meter, Auto-Endpoint, ATC , HI98107 เครื่องวัดค่า pH Meter แบบปากกาจาก Hanna , HI98304 DiST®4 EC-Tester (up to 19.99 mS) , เครื่องวัดค่ากรด-ด่าง แบบพกพา สำหรับชีส รุ่น HI981032 , HI98103 เครื่องวัดค่า pH Meter แบบปากกาจาก Hanna , HI98121 เครื่องวัดค่า pH/ORP Meter แบบปากกา จากแบรนด์ Hanna , เครื่องวัดค่ากรด-ด่าง แบบพกพา สำหรับเนื้อสัตว์ รุ่น HI981036 | <a class="woocommerce-LoopProduct-link woocommerce-loop-product__link" href="https://www.hannathailand.com/product/ph-tester/">HI98108 เครื่องวัดค่า pH Meter แบบปากกาจาก Hanna</a> , <a class="woocommerce-LoopProduct-link woocommerce-loop-product__link" href="https://www.hannathailand.com/?post_type=product&amp;p=2692">HI9835 EC / TDS / NaCl / °C-Meter, Auto-Endpoint, ATC</a> , <a class="woocommerce-LoopProduct-link woocommerce-loop-product__link" href="https://www.hannathailand.com/product/hi98107-hanna-phep-hi98107-ph-tester-with-batteries-0-1-ph/">HI98107 เครื่องวัดค่า pH Meter แบบปากกาจาก Hanna</a> , <a class="woocommerce-LoopProduct-link woocommerce-loop-product__link" href="https://www.hannathailand.com/product/hi98304-dist4-ec-tester-up-to-19-99-ms/">HI98304 DiST®4 EC-Tester (up to 19.99 mS)</a> , <a class="woocommerce-LoopProduct-link woocommerce-loop-product__link" href="https://www.hannathailand.com/product/hi981032/">เครื่องวัดค่ากรด-ด่าง แบบพกพา สำหรับชีส รุ่น HI981032</a> , <a class="woocommerce-LoopProduct-link woocommerce-loop-product__link" href="https://www.hannathailand.com/product/hi98103-checker-ph-tester-0-01-ph-resolution/">HI98103 เครื่องวัดค่า pH Meter แบบปากกาจาก Hanna</a> , <a class="woocommerce-LoopProduct-link woocommerce-loop-product__link" href="https://www.hannathailand.com/product/hi98121-combo-phorpc-tester-waterproof/">HI98121 เครื่องวัดค่า pH/ORP Meter แบบปากกา จากแบรนด์ Hanna</a> , <a class="woocommerce-LoopProduct-link woocommerce-loop-product__link" href="https://www.hannathailand.com/product/hi981036/">เครื่องวัดค่ากรด-ด่าง แบบพกพา สำหรับเนื้อสัตว์ รุ่น HI981036</a> | https://www.hannathailand.com/wp-content/uploads/2022/09/HI98131-600x600.jpg , https://www.hannathailand.com/wp-content/uploads/2022/09/HI98131-1-600x600.jpg , https://www.hannathailand.com/wp-content/uploads/2022/09/HI98131-2-600x600.jpg , https://www.hannathailand.com/wp-content/uploads/2022/09/HI98131-3-600x600.jpg , https://www.hannathailand.com/wp-content/uploads/2022/09/HI98131-4-600x600.jpg , https://www.hannathailand.com/wp-content/uploads/2023/02/HI98108-600x600.jpg , https://www.hannathailand.com/wp-content/uploads/2021/12/ectdshandmessgeratmitnaclbereich1498_11-500x500.jpg , https://www.hannathailand.com/wp-content/uploads/2021/12/HI98107-600x600.jpg , https://www.hannathailand.com/wp-content/uploads/2022/06/hi98304newcoveron_720x720_72_rgb-600x600.jpg , https://www.hannathailand.com/wp-content/uploads/2023/11/hi981032_cheese-ph-tester_1_1-600x600.jpg , https://www.hannathailand.com/wp-content/uploads/2021/12/HI98103-1-600x600.jpg , https://www.hannathailand.com/wp-content/uploads/2022/06/spritzwasserfesterphredoxctester1450_11-600x600.jpg , https://www.hannathailand.com/wp-content/uploads/2023/11/hi981036-meat-ph-tester-new-600x600.jpg
56 | เครื่องวัดค่า pH/Temp แบบพกพาสะดวก รุ่น HI98118 | เครื่องวัดความเป็นกรด-ด่าง/โออาร์พี | https://www.hannathailand.com/product-category/ph-meter/ | https://www.hannathailand.com/product/%e0%b9%80%e0%b8%84%e0%b8%a3%e0%b8%b7%e0%b9%88%e0%b8%ad%e0%b8%87%e0%b8%a7%e0%b8%b1%e0%b8%94%e0%b8%84%e0%b9%88%e0%b8%b2-ph-temp-%e0%b9%81%e0%b8%9a%e0%b8%9a%e0%b8%9e%e0%b8%81%e0%b8%9e%e0%b8%b2%e0%b8%aa/ | HI98118 | 3,745.00 | น้ำหนัก 0.75 กก. ขนาด 16 × 4 × 1.7 เซนติเมตร | <div aria-labelledby="tab-title-additional_information" class="woocommerce-Tabs-panel woocommerce-Tabs-panel--additional_information panel entry-content" id="tab-additional_information" role="tabpanel"> <table class="woocommerce-product-attributes shop_attributes"> <tr class="woocommerce-product-attributes-item woocommerce-product-attributes-item--weight"> <th class="woocommerce-product-attributes-item__label">น้ำหนัก</th> <td class="woocommerce-product-attributes-item__value">0.75 กก.</td> </tr> <tr class="woocommerce-product-attributes-item woocommerce-product-attributes-item--dimensions"> <th class="woocommerce-product-attributes-item__label">ขนาด</th> <td class="woocommerce-product-attributes-item__value">16 × 4 × 1.7 เซนติเมตร</td> </tr> </table> </div> | เครื่องวัดค่า pH/Temp รุ่น HI98118 แบบพกพาสะดวก เครื่องทดสอบค่า pH/อุณหภูมิ GroLine HI98118 วัดค่า pH ของสารละลายธาตุอาหารแบบไฮโดรโปนิกส์ ซึ่งจำเป็นต่อการเจริญเติบโตที่เหมาะสมสูงสุด ตารางด้านล่างแสดงช่วงค่า pH ที่เหมาะสมที่สุดสำหรับพืชหลากหลายชนิด HI98118 ยังสามารถวัดค่า pH ในสารละลายดินหรือดินและสารละลายธาตุอาหารโดยใช้วิธีการสุ่มตัวอย่างแบบเทสำหรับพืชในภาชนะ ซึ่งน้ำชะขยะจะถูกรวบรวมจากพืชที่มีการรดน้ำอย่างทั่วถึงเพื่อการทดสอบ การทำงานด้วยสองปุ่ม โหมดการปรับเทียบด่วนโดยใช้โซลูชันการสอบเทียบ Hanna Quick Cal pH/EC สามรถแยกเพื่อยืดอายุอิเล็กโทรด pH The GroLine HI98118 pH/temperature tester measures the pH of a hydroponic nutrient solution, essential to maximize optimum growth. The table below lists the ideal pH range for a variety of plants. The HI98118 can also measure the pH in soil slurries or soils and nutrient solutions using the Pour Through Sampling Method for container plants, where leachate is collected from a thoroughly watered plant for testing. Two-Button Operation Quick Calibration Mode using Hanna Quick Cal pH/EC Calibration Solution Extractable Cloth Junction to Extend pH Electrode Life คุณสมบัติ การชดเชยอุณหภูมิอัตโนมัติ (ATC) แสดงอุณหภูมิเป็น °C หรือ °F จุดเชื่อมต่อที่เปลี่ยนใหม่ได้เพื่อล้างสิ่งอุดตันที่ทำให้การอ่านคลาดเคลื่อนและไม่แน่นอน กันน้ำและออกแบบให้ลอยน้ำได้หากตกน้ำ การสอบเทียบอัตโนมัติถึงหนึ่งหรือสองจุด ใช้มาตรฐาน Quick Cal pH/EC ของ Hanna ที่มีค่า pH 6.86 ซึ่งสามารถใช้สอบเทียบเครื่องวัดค่าการนำไฟฟ้าได้ถึง 5,000 μS/cm ปิดอัตโนมัติด้วยการตั้งค่าที่ควบคุมโดยผู้ใช้สามแบบ จอ LCD ขนาดใหญ่แสดงตัวบ่งชี้ความเสถียร ไฟแสดงสถานะแบตเตอรี่ต่ำ และแท็กการสอบเทียบ Features Automatic Temperature Compensation (ATC), displays temperature in °C or °F Renewable junction to clear any clogging that causes readings to drift and be erratic Waterproof and designed to float if dropped in water Automatic calibration to one or two points Uses Hanna’s Quick Cal pH/EC standard with a pH value of 6.86 that can also be used to calibrate conductivity meters to 5,000 μS/cm Automatic shut-off with three user controlled settings Large LCD displays stability indicator, low-battery indicator, and calibration tags Optimum pH Levels for Plants Vegetable Plants Optimal pH Garden/Flower Plants Optimal pH Orchard Plants Optimal pH Artichoke 6.5-7.5 Acacia 6-8 Apple 5-6.5 Asparagus 6-8 Acanthus 6-7 Apricot 6-7 Barley 6-7 Amaranth 6-6.5 Apricot 6-7 Bean 6-7.5 Bougainvillea 5.5-7.5 Cherry 6-7.5 Brussels Sprout 6-7.5 Dahlia 6-7.5 Grapefruit 6-7.5 Corn (Maize) 6-7.5 Erica 4.5-6 Grapevine 6-7 Cucumber 5.5-7.5 Euphorbia 6-7 Lemon 6-7 Early carrot 5.5-7 Fuchsia 5.5-7.5 Nectarine 6-7.5 Early Potato 4.5-6 Gentian 5-7.5 Orange 5-7 Egg Plant 5.5-7 Gladiolus 6-7 Peach 6-7.5 Late carrot 5.5-7 Hellebore 6-7.5 Pear 6-7.5 Late Potato 4.5-6 Hyacinth 6.5-7.5 Plum 6-7.5 Lettuce 6-7 Iris 5-6.5 Pomegranate 5.5-6.5 Melon 5.5-6.5 Juniper 5-6.5 Walnut 6-8 Oat 6-7 Ligustrum 5-7.5 Onion 6-7 Magnolia 5-6 Pea 6-7.5 Narcissus 6-8.5 Pepper 6-7 Oleander 6-7.5 Pumpkin 5.5-7.5 Paulownia 6-8 Rice 5-6.5 Portulaca 5.5-7.5 Soybean 5.5-6.5 Primula 6-7.5 Spinach 6-7.5 Rhododendron 4.5-6 Strawberry 5-7.5 Roses 5.5-7 String Beans 6-7.5 Sedum 6-7.5 Sugar beet 6-7 Sunflower 6-7 Sunflower 6-7.5 Tulip 6-7 Sweet Potato 5.5-6 Viola 5.5-6.5 Tomato 5.5-6.5 Watermelon 5.5-6.5 Wheat 6-7 Manual : Download Specification SKU HI98118 Product Name GroLine Waterproof pH Tester with 0.01 Resolution – HI98118 Quote Required Yes pH Range 0.00 to 14.00 pH pH Resolution 0.01 pH Accuracy ±0.2 pH pH Calibration automatic, one or two-points (pH 4.01, 7.01, 10.01); one-point calibration using HI5036 or HI50036P Quick Cal calibration solution pH Temperature Compensation automatic, 0 to 50°C (32 to 122°F) Temperature Range 0.0 to 50.0°C/32.0 to 122.0°F Temperature Resolution 0.1°C/0.1°F Temperature Accuracy ±0.5°C/±1°F Automatic Shut-Off 8 minutes, 60 minutes, or can be disabled Battery Type/Life CR2032 Li-ion / approximately 1000 hours of continuous use Environment 0 to 50°C (32 to 122°F); RH 100% max Dimensions 160 x 40 x 17 mm (6.3 x 1.6 x 0.7’’) Weight 75 g (2.6 oz.) Ordering Information HI98118 GroLine pH tester, Quick Cal calibration sachets (3), electrode cleaning solution sachet, battery, instruction manual and quality certificate. | <div aria-labelledby="tab-title-description" class="woocommerce-Tabs-panel woocommerce-Tabs-panel--description panel entry-content active" id="tab-description" role="tabpanel"> <p><strong>เครื่องวัดค่า pH/Temp รุ่น HI98118 แบบพกพาสะดวก</strong></p> <p>เครื่องทดสอบค่า pH/อุณหภูมิ GroLine HI98118 วัดค่า pH ของสารละลายธาตุอาหารแบบไฮโดรโปนิกส์ ซึ่งจำเป็นต่อการเจริญเติบโตที่เหมาะสมสูงสุด ตารางด้านล่างแสดงช่วงค่า pH ที่เหมาะสมที่สุดสำหรับพืชหลากหลายชนิด HI98118 ยังสามารถวัดค่า pH ในสารละลายดินหรือดินและสารละลายธาตุอาหารโดยใช้วิธีการสุ่มตัวอย่างแบบเทสำหรับพืชในภาชนะ ซึ่งน้ำชะขยะจะถูกรวบรวมจากพืชที่มีการรดน้ำอย่างทั่วถึงเพื่อการทดสอบ</p> <ul> <li>การทำงานด้วยสองปุ่ม</li> <li>โหมดการปรับเทียบด่วนโดยใช้โซลูชันการสอบเทียบ Hanna Quick Cal pH/EC</li> <li>สามรถแยกเพื่อยืดอายุอิเล็กโทรด pH</li> </ul> <p>The GroLine HI98118 pH/temperature tester measures the pH of a hydroponic nutrient solution, essential to maximize optimum growth. The table below lists the ideal pH range for a variety of plants. The HI98118 can also measure the pH in soil slurries or soils and nutrient solutions using the <a href="http://content.ces.ncsu.edu/the-pour-through-extraction-procedure-a-nutrient-management-tool-for-nursery-crops">Pour Through Sampling Method</a> for container plants, where leachate is collected from a thoroughly watered plant for testing.</p> <ul> <li>Two-Button Operation</li> <li>Quick Calibration Mode using Hanna Quick Cal pH/EC Calibration Solution</li> <li>Extractable Cloth Junction to Extend pH Electrode Life</li> </ul> <div class="tw-ta-container F0azHf tw-lfl" id="tw-target-text-container" tabindex="0"> <pre class="tw-data-text tw-text-large tw-ta" data-placeholder="Translation" dir="ltr" id="tw-target-text"><strong><span class="Y2IQFc" lang="th">คุณสมบัติ</span></strong></pre> </div> <div class="tw-target-rmn tw-ta-container F0azHf tw-nfl" id="tw-target-rmn-container">การชดเชยอุณหภูมิอัตโนมัติ (ATC) แสดงอุณหภูมิเป็น °C หรือ °F</div> <div></div> <div class="tw-target-rmn tw-ta-container F0azHf tw-nfl">จุดเชื่อมต่อที่เปลี่ยนใหม่ได้เพื่อล้างสิ่งอุดตันที่ทำให้การอ่านคลาดเคลื่อนและไม่แน่นอน</div> <div></div> <div class="tw-target-rmn tw-ta-container F0azHf tw-nfl">กันน้ำและออกแบบให้ลอยน้ำได้หากตกน้ำ</div> <div></div> <div class="tw-target-rmn tw-ta-container F0azHf tw-nfl">การสอบเทียบอัตโนมัติถึงหนึ่งหรือสองจุด</div> <div></div> <div>ใช้มาตรฐาน Quick Cal pH/EC ของ Hanna ที่มีค่า pH 6.86 ซึ่งสามารถใช้สอบเทียบเครื่องวัดค่าการนำไฟฟ้าได้ถึง 5,000 μS/cm</div> <div></div> <div>ปิดอัตโนมัติด้วยการตั้งค่าที่ควบคุมโดยผู้ใช้สามแบบ</div> <div></div> <div>จอ LCD ขนาดใหญ่แสดงตัวบ่งชี้ความเสถียร ไฟแสดงสถานะแบตเตอรี่ต่ำ และแท็กการสอบเทียบ</div> <h2><strong>Features</strong></h2> <p>Automatic Temperature Compensation (ATC), displays temperature in °C or °F</p> <p>Renewable junction to clear any clogging that causes readings to drift and be erratic</p> <p>Waterproof and designed to float if dropped in water</p> <p>Automatic calibration to one or two points</p> <p>Uses Hanna’s Quick Cal pH/EC standard with a pH value of 6.86 that can also be used to calibrate conductivity meters to 5,000 μS/cm</p> <p>Automatic shut-off with three user controlled settings</p> <p>Large LCD displays stability indicator, low-battery indicator, and calibration tags</p> <h3><strong>Optimum pH Levels for Plants</strong></h3> <table border="0"> <tbody> <tr> <td> <table border="0" cellpadding="0" cellspacing="0"> <colgroup> <col width="135"/> <col width="147"/> <col width="157"/> <col width="144"/> <col width="138"/> <col width="85"/></colgroup> <tbody> <tr> <td class="xl67" height="19" width="135"> <div><strong>Vegetable Plants</strong></div> </td> <td class="xl65" width="147"><strong>Optimal pH<br/> </strong></td> <td class="xl66" width="157"> <div><strong>Garden/Flower Plants</strong></div> </td> <td class="xl65" width="144"><strong>Optimal pH<br/> </strong></td> <td class="xl65" width="138"><strong>Orchard Plants</strong></td> <td class="xl65" width="85"><strong>Optimal pH </strong></td> </tr> <tr> <td class="xl63" height="19"> <div>Artichoke</div> </td> <td class="xl64">6.5-7.5</td> <td class="xl63"> <div>Acacia</div> </td> <td class="xl68"> <div>6-8</div> </td> <td class="xl63"> <div>Apple</div> </td> <td class="xl64">5-6.5</td> </tr> <tr> <td class="xl63" height="19"> <div>Asparagus</div> </td> <td class="xl64">6-8</td> <td class="xl63"> <div>Acanthus</div> </td> <td class="xl68"> <div>6-7</div> </td> <td class="xl63"> <div>Apricot</div> </td> <td class="xl64">6-7</td> </tr> <tr> <td class="xl63" height="19"> <div>Barley</div> </td> <td class="xl64">6-7</td> <td class="xl63"> <div>Amaranth</div> </td> <td class="xl63"> <div>6-6.5</div> </td> <td class="xl63"> <div>Apricot</div> </td> <td class="xl64">6-7</td> </tr> <tr> <td class="xl63" height="19"> <div>Bean</div> </td> <td class="xl64">6-7.5</td> <td class="xl63"> <div>Bougainvillea</div> </td> <td class="xl64">5.5-7.5</td> <td class="xl63"> <div>Cherry</div> </td> <td class="xl64">6-7.5</td> </tr> <tr> <td class="xl63" height="19"> <div>Brussels Sprout</div> </td> <td class="xl64">6-7.5</td> <td class="xl63"> <div>Dahlia</div> </td> <td class="xl64">6-7.5</td> <td class="xl63"> <div>Grapefruit</div> </td> <td class="xl64">6-7.5</td> </tr> <tr> <td class="xl63" height="19"> <div>Corn (Maize)</div> </td> <td class="xl63"> <div>6-7.5</div> </td> <td class="xl63"> <div>Erica</div> </td> <td class="xl64">4.5-6</td> <td class="xl63"> <div>Grapevine</div> </td> <td class="xl64">6-7</td> </tr> <tr> <td class="xl63" height="19"> <div>Cucumber</div> </td> <td class="xl64">5.5-7.5</td> <td class="xl63"> <div>Euphorbia</div> </td> <td class="xl68"> <div>6-7</div> </td> <td class="xl63"> <div>Lemon</div> </td> <td class="xl64">6-7</td> </tr> <tr> <td class="xl63" height="19"> <div>Early carrot</div> </td> <td class="xl63"> <div>5.5-7</div> </td> <td class="xl63"> <div>Fuchsia</div> </td> <td class="xl64">5.5-7.5</td> <td class="xl63"> <div>Nectarine</div> </td> <td class="xl64">6-7.5</td> </tr> <tr> <td class="xl63" height="19"> <div>Early Potato</div> </td> <td class="xl63"> <div>4.5-6</div> </td> <td class="xl63"> <div>Gentian</div> </td> <td class="xl64">5-7.5</td> <td class="xl63"> <div>Orange</div> </td> <td class="xl64">5-7</td> </tr> <tr> <td class="xl63" height="19"> <div>Egg Plant</div> </td> <td class="xl63"> <div>5.5-7</div> </td> <td class="xl63"> <div>Gladiolus</div> </td> <td class="xl68"> <div>6-7</div> </td> <td class="xl63"> <div>Peach</div> </td> <td class="xl64">6-7.5</td> </tr> <tr> <td class="xl63" height="19"> <div>Late carrot</div> </td> <td class="xl63"> <div>5.5-7</div> </td> <td class="xl63"> <div>Hellebore</div> </td> <td class="xl63"> <div>6-7.5</div> </td> <td class="xl63"> <div>Pear</div> </td> <td class="xl64">6-7.5</td> </tr> <tr> <td class="xl63" height="19"> <div>Late Potato</div> </td> <td class="xl63"> <div>4.5-6</div> </td> <td class="xl63"> <div>Hyacinth</div> </td> <td class="xl64">6.5-7.5</td> <td class="xl63"> <div>Plum</div> </td> <td class="xl64">6-7.5</td> </tr> <tr> <td class="xl63" height="19"> <div>Lettuce</div> </td> <td class="xl68"> <div>6-7</div> </td> <td class="xl63"> <div>Iris</div> </td> <td class="xl63"> <div>5-6.5</div> </td> <td class="xl63"> <div>Pomegranate</div> </td> <td class="xl63"> <div>5.5-6.5</div> </td> </tr> <tr> <td class="xl63" height="19"> <div>Melon</div> </td> <td class="xl63"> <div>5.5-6.5</div> </td> <td class="xl63"> <div>Juniper</div> </td> <td class="xl63"> <div>5-6.5</div> </td> <td class="xl63"> <div>Walnut</div> </td> <td class="xl64">6-8</td> </tr> <tr> <td class="xl63" height="19"> <div>Oat</div> </td> <td class="xl68"> <div>6-7</div> </td> <td class="xl63"> <div>Ligustrum</div> </td> <td class="xl64">5-7.5</td> <td></td> <td></td> </tr> <tr> <td class="xl63" height="19"> <div>Onion</div> </td> <td class="xl68"> <div>6-7</div> </td> <td class="xl63"> <div>Magnolia</div> </td> <td class="xl68"> <div>5-6</div> </td> <td></td> <td></td> </tr> <tr> <td class="xl63" height="19"> <div>Pea</div> </td> <td class="xl63"> <div>6-7.5</div> </td> <td class="xl63"> <div>Narcissus</div> </td> <td class="xl63"> <div>6-8.5</div> </td> <td></td> <td></td> </tr> <tr> <td class="xl63" height="19"> <div>Pepper</div> </td> <td class="xl64">6-7</td> <td class="xl63"> <div>Oleander</div> </td> <td class="xl64">6-7.5</td> <td></td> <td></td> </tr> <tr> <td class="xl63" height="19">Pumpkin</td> <td class="xl64">5.5-7.5</td> <td class="xl63"> <div>Paulownia</div> </td> <td class="xl68"> <div>6-8</div> </td> <td></td> <td></td> </tr> <tr> <td class="xl63" height="19"> <div>Rice</div> </td> <td class="xl63"> <div>5-6.5</div> </td> <td class="xl63"> <div>Portulaca</div> </td> <td class="xl64">5.5-7.5</td> <td></td> <td></td> </tr> <tr> <td class="xl63" height="19"> <div>Soybean</div> </td> <td class="xl63"> <div>5.5-6.5</div> </td> <td class="xl63"> <div>Primula</div> </td> <td class="xl64">6-7.5</td> <td></td> <td></td> </tr> <tr> <td class="xl63" height="19"> <div>Spinach</div> </td> <td class="xl63"> <div>6-7.5</div> </td> <td class="xl63"> <div>Rhododendron</div> </td> <td class="xl64">4.5-6</td> <td></td> <td></td> </tr> <tr> <td class="xl63" height="19"> <div>Strawberry</div> </td> <td class="xl63"> <div>5-7.5</div> </td> <td class="xl63"> <div>Roses</div> </td> <td class="xl64">5.5-7</td> <td></td> <td></td> </tr> <tr> <td class="xl63" height="19"> <div>String Beans</div> </td> <td class="xl63"> <div>6-7.5</div> </td> <td class="xl63"> <div>Sedum</div> </td> <td class="xl63"> <div>6-7.5</div> </td> <td></td> <td></td> </tr> <tr> <td class="xl63" height="19"> <div>Sugar beet</div> </td> <td class="xl68"> <div>6-7</div> </td> <td class="xl63"> <div>Sunflower</div> </td> <td class="xl68"> <div>6-7</div> </td> <td></td> <td></td> </tr> <tr> <td class="xl63" height="19"> <div>Sunflower</div> </td> <td class="xl63"> <div>6-7.5</div> </td> <td class="xl63"> <div>Tulip</div> </td> <td class="xl68"> <div>6-7</div> </td> <td></td> <td></td> </tr> <tr> <td class="xl63" height="19"> <div>Sweet Potato</div> </td> <td class="xl63"> <div>5.5-6</div> </td> <td class="xl63"> <div>Viola</div> </td> <td class="xl63"> <div>5.5-6.5</div> </td> <td></td> <td></td> </tr> <tr> <td class="xl63" height="19"> <div>Tomato</div> </td> <td class="xl63"> <div>5.5-6.5</div> </td> <td></td> <td></td> <td></td> <td></td> </tr> <tr> <td class="xl63" height="19"> <div>Watermelon</div> </td> <td class="xl63"> <div>5.5-6.5</div> </td> <td></td> <td></td> <td></td> <td></td> </tr> <tr> <td class="xl63" height="19"> <div>Wheat</div> </td> <td class="xl68"> <div>6-7</div> </td> </tr> </tbody> </table> </td> </tr> </tbody> </table> <h2><strong>Manual : <span style="font-size: 85%;"><a href="https://www.hannainstruments.co.uk/modules/teapotknowledgehub/uploads/ist_98118_07_16_1-607422f67668d.pdf">Download</a></span></strong></h2> <h2><strong>Specification </strong></h2> <table> <tbody> <tr> <td width="141">SKU</td> <td width="460">HI98118</td> </tr> <tr> <td width="141">Product Name</td> <td width="460">GroLine Waterproof pH Tester with 0.01 Resolution – HI98118</td> </tr> <tr> <td width="141">Quote Required</td> <td width="460">Yes</td> </tr> <tr> <td width="141">pH Range</td> <td width="460">0.00 to 14.00 pH</td> </tr> <tr> <td width="141">pH Resolution</td> <td width="460">0.01</td> </tr> <tr> <td width="141">pH Accuracy</td> <td width="460">±0.2 pH</td> </tr> <tr> <td width="141">pH Calibration</td> <td width="460">automatic, one or two-points (pH 4.01, 7.01, 10.01); one-point calibration using HI5036 or HI50036P Quick Cal calibration solution</td> </tr> <tr> <td width="141">pH Temperature Compensation</td> <td width="460">automatic, 0 to 50°C (32 to 122°F)</td> </tr> <tr> <td width="141">Temperature Range</td> <td width="460">0.0 to 50.0°C/32.0 to 122.0°F</td> </tr> <tr> <td width="141">Temperature Resolution</td> <td width="460">0.1°C/0.1°F</td> </tr> <tr> <td width="141">Temperature Accuracy</td> <td width="460">±0.5°C/±1°F</td> </tr> <tr> <td width="141">Automatic Shut-Off</td> <td width="460">8 minutes, 60 minutes, or can be disabled</td> </tr> <tr> <td width="141">Battery Type/Life</td> <td width="460">CR2032 Li-ion / approximately 1000 hours of continuous use</td> </tr> <tr> <td width="141">Environment</td> <td width="460">0 to 50°C (32 to 122°F); RH 100% max</td> </tr> <tr> <td width="141">Dimensions</td> <td width="460">160 x 40 x 17 mm (6.3 x 1.6 x 0.7’’)</td> </tr> <tr> <td width="141">Weight</td> <td width="460">75 g (2.6 oz.)</td> </tr> <tr> <td width="141">Ordering Information</td> <td width="460">HI98118 GroLine pH tester, Quick Cal calibration sachets (3), electrode cleaning solution sachet, battery, instruction manual and quality certificate.</td> </tr> </tbody> </table> </div> | ไม่มี | ไม่มี | https://www.hannathailand.com/wp-content/uploads/2022/09/HI98118-pH.jpg | เครื่องวัดความเป็นกรด-ด่าง/อุณหภูมิ แบบพกพาสะดวก รุ่น HI98128 , HI5009 – 9.00 pH@25°C – TQ – 500ml , HI5002-01 – 2.00 pH@25°C – TQ – 1000ml , HI5006 – 6.00 pH@25°C – TQ – 500ml , HI98120 เครื่องวัดค่า ORP Meter แบบปากกาจาก Hanna , HI98121 เครื่องวัดค่า pH/ORP Meter แบบปากกา จากแบรนด์ Hanna , HI5012 – 12.00 pH@25°C – TQ – 500ml , HI5004-01 – 4.01 pH@25°C – TQ – 1000ml | <a class="woocommerce-LoopProduct-link woocommerce-loop-product__link" href="https://www.hannathailand.com/product/hi98128-phc-tester-0-01-ph-resolution-waterproof/">เครื่องวัดความเป็นกรด-ด่าง/อุณหภูมิ แบบพกพาสะดวก รุ่น HI98128</a> , <a class="woocommerce-LoopProduct-link woocommerce-loop-product__link" href="https://www.hannathailand.com/product/hi5009-9-00-ph25c-tq-500ml/">HI5009 – 9.00 pH@25°C – TQ – 500ml</a> , <a class="woocommerce-LoopProduct-link woocommerce-loop-product__link" href="https://www.hannathailand.com/product/hi5002-01-2-00-ph25c-tq-1000ml/">HI5002-01 – 2.00 pH@25°C – TQ – 1000ml</a> , <a class="woocommerce-LoopProduct-link woocommerce-loop-product__link" href="https://www.hannathailand.com/product/hi5006-6-00-ph25c-tq-500ml/">HI5006 – 6.00 pH@25°C – TQ – 500ml</a> , <a class="woocommerce-LoopProduct-link woocommerce-loop-product__link" href="https://www.hannathailand.com/product/hi98120-orpc-tester-waterproof/">HI98120 เครื่องวัดค่า ORP Meter แบบปากกาจาก Hanna</a> , <a class="woocommerce-LoopProduct-link woocommerce-loop-product__link" href="https://www.hannathailand.com/product/hi98121-combo-phorpc-tester-waterproof/">HI98121 เครื่องวัดค่า pH/ORP Meter แบบปากกา จากแบรนด์ Hanna</a> , <a class="woocommerce-LoopProduct-link woocommerce-loop-product__link" href="https://www.hannathailand.com/product/hi5012-12-00-ph25c-tq-500ml/">HI5012 – 12.00 pH@25°C – TQ – 500ml</a> , <a class="woocommerce-LoopProduct-link woocommerce-loop-product__link" href="https://www.hannathailand.com/product/hi5004-01-4-01-ph25c-tq-1000ml/">HI5004-01 – 4.01 pH@25°C – TQ – 1000ml</a> | https://www.hannathailand.com/wp-content/uploads/2022/09/HI98118-pH-600x600.jpg , https://www.hannathailand.com/wp-content/uploads/2022/09/HI98118-with-box-600x600.jpg , https://www.hannathailand.com/wp-content/uploads/2022/09/HI98118-1-600x600.jpg , https://www.hannathailand.com/wp-content/uploads/2022/09/HI98118-2-600x600.jpg , https://www.hannathailand.com/wp-content/uploads/2022/09/HI98118-3-600x600.jpg , https://www.hannathailand.com/wp-content/uploads/2022/09/HI98118-4-600x600.jpg , https://www.hannathailand.com/wp-content/uploads/2022/06/710rfglkval_aa1500_-600x600.jpg , https://www.hannathailand.com/wp-content/uploads/2022/06/pufferph100flasche500mlzertifikat502_1151cd775b89872-600x600.jpg , https://www.hannathailand.com/wp-content/uploads/2022/06/pufferph200flasche1lzertifikat515_11-600x600.jpg , https://www.hannathailand.com/wp-content/uploads/2022/06/pufferph100flasche500mlzertifikat502_1151cd775b89872-600x600.jpg , https://www.hannathailand.com/wp-content/uploads/2022/06/spritzwasserfesterredoxctester1449_11-600x600.jpg , https://www.hannathailand.com/wp-content/uploads/2022/06/spritzwasserfesterphredoxctester1450_11-600x600.jpg , https://www.hannathailand.com/wp-content/uploads/2022/06/pufferph100flasche500mlzertifikat502_1151cd775b89872-600x600.jpg , https://www.hannathailand.com/wp-content/uploads/2022/06/pufferph200flasche1lzertifikat515_11-600x600.jpg
57 | เครื่องวัดค่ากรด-ด่าง (edge®) รุ่น HI2002 แบบตั้งโต๊ะ | สินค้าทั้งหมด , อุตสาหกรรมอาหาร , อุตสาหกรรมทั่วไป , เครื่องวัดความเป็นกรด-ด่าง/โออาร์พี , แบบตั้งโต๊ะ | https://www.hannathailand.com/product-category/ph-meter/benchtop/ | https://www.hannathailand.com/product/%e0%b9%80%e0%b8%84%e0%b8%a3%e0%b8%b7%e0%b9%88%e0%b8%ad%e0%b8%87%e0%b8%a7%e0%b8%b1%e0%b8%94%e0%b8%84%e0%b9%88%e0%b8%b2%e0%b8%81%e0%b8%a3%e0%b8%94-%e0%b8%94%e0%b9%88%e0%b8%b2%e0%b8%87/ | HI2002-02 | 24,075.00 | น้ำหนัก 0.3 กก. ขนาด 20.2 × 14 × 12.7 เซนติเมตร | <div aria-labelledby="tab-title-additional_information" class="woocommerce-Tabs-panel woocommerce-Tabs-panel--additional_information panel entry-content" id="tab-additional_information" role="tabpanel"> <table class="woocommerce-product-attributes shop_attributes"> <tr class="woocommerce-product-attributes-item woocommerce-product-attributes-item--weight"> <th class="woocommerce-product-attributes-item__label">น้ำหนัก</th> <td class="woocommerce-product-attributes-item__value">0.3 กก.</td> </tr> <tr class="woocommerce-product-attributes-item woocommerce-product-attributes-item--dimensions"> <th class="woocommerce-product-attributes-item__label">ขนาด</th> <td class="woocommerce-product-attributes-item__value">20.2 × 14 × 12.7 เซนติเมตร</td> </tr> </table> </div> | Hanna Instruments ภูมิใจนำเสนอเครื่องวัดค่า pH/ORP ที่ล้ำสมัยที่สุดในโลก: HI2002 edge® การออกแบบที่แหวกแนวของ Edge คือจุดสุดยอดของวิสัยทัศน์ ความสามารถในการออกแบบ การผลิตแบบบูรณาการ และการวิจัยและพัฒนาระดับโลกของ Hanna edge เป็นเครื่องวัดค่า pH และ ORP แบบเดี่ยวที่ใช้งานง่าย Hanna Instruments is proud to introduce the world’s most innovative pH/ORP meter: HI2002 edge®. edge’s groundbreaking design is the culmination of Hanna’s vision, design capabilities, integrated production and world class R&D. edge is a single, easy to use meter that can measure pH and ORP. Advanced pH Electrode Diagnostics edge features advanced pH electrode diagnostics to ensure worry-free measurements. Diagnostics include Hanna’s exclusive CAL CheckTM feature that alerts users to potential problems during calibration. The Sensor CheckTM feature for glass and junction integrity is enabled when using optional pH electrodes with a matching pin. Capacitive Touch edge features a capacitive touch keypad that gives a distinctive, modern look. The keypad has a fast response and is sensitive enough to be used with laboratory gloves. Since the keypad is part of the screen, there are no buttons to get clogged with sample residue. Large, Easy to Read LCD edge features a 5.5” LCD display that you can clearly view from over 5 meters. The large display and it’s wide 150° viewing angle provide one of the easiest to read LCDs in the industry. Ordering Information : edge® HI2002 includes benchtop docking station with electrode holder, wall mount cradle, USB cable, HI11310 glass body refillable pH electrode with temperature sensor, 2 sachets each of pH 4, 7, 10, cleaning solution, 5 VDC power adapter and instruction manual. Manual : Download Specifications SKU HI2002-02 Product Name edge® Dedicated pH/ORP Meter – HI2002 Quote Required Yes pH Range -2.000 to 16.000 pH (Standard Mode), -2.00 to 16.00 pH (Basic Mode) pH Resolution 0.001 pH, 0.01 pH pH Accuracy ±0.01 pH, ±0.002 pH pH Calibration 5 points (standard mode) 1.68, 4.01 (3.00†), 6.86, 7.01, 9.18, 10.01, 12.45, and two custom buffers; 3 points (basic mode) 4.01; 6.86; 7.01; 9.18; 10.01 pH Temperature Compensation ATC pH CAL Check (electrode diagnostics) Yes pH Input impedence digital pH electrode input ORP Range ±2000.0 mV ORP Resolution 0.1 mV ORP Accuracy ±0.2 mV (±999.9 mV); ±1 mV (±2000 mV) mV Range ±1000.0 pH in mV mV Resolution 0.1 mV mV Accuracy ±0.2 mV Temperature Range -20.0 to 120.0 ºC, -4.0 to 248.0 °F Temperature Resolution 0.1 °C, 0.1 °F Temperature Accuracy ±0.5 °C, ±0.9 °F pH Electrode HI11310 pH electrode (included) Temperature Probe integrated into pH electrode Logging Type log-on-demand; log-on-stability, interval logging Logging Memory up to 1000 records; log-on-demand (max. 200 logs); manual log-on-stability (max. 200 logs); interval logging (max. 600 samples; 100 lots) Connectivity 1 micro USB port for charging and PC connectivity, 1 USB port for flash storage GLP Yes Calibration Timeout Reminder Yes Autoend Yes Display segmented LCD Battery Type/Life built-in rechargeable battery with up to 8 hours of continuous use Power Supply 5 VDC adapter (included) Environment 0 to 50°C (32 to 122°F), RH max 95% non-condensing Dimensions 202 x 140 x 12.7mm (8” x 5.5” x 0.5”) Weight 250 g (8.82 oz) Ordering Information edge® HI2002 includes benchtop docking station with electrode holder, wall mount cradle, USB cable, HI11310 glass body refillable pH electrode with temperature sensor, 2 sachets each of pH 4, 7, 10, cleaning solution, 5 VDC power adapter and instruction manual. Notes * temperature limits will be reduced to actual probe/sensor limits | <div aria-labelledby="tab-title-description" class="woocommerce-Tabs-panel woocommerce-Tabs-panel--description panel entry-content active" id="tab-description" role="tabpanel"> <p>Hanna Instruments ภูมิใจนำเสนอเครื่องวัดค่า pH/ORP ที่ล้ำสมัยที่สุดในโลก: HI2002 edge®</p> <p>การออกแบบที่แหวกแนวของ Edge คือจุดสุดยอดของวิสัยทัศน์ ความสามารถในการออกแบบ การผลิตแบบบูรณาการ และการวิจัยและพัฒนาระดับโลกของ Hanna<br/> edge เป็นเครื่องวัดค่า pH และ ORP แบบเดี่ยวที่ใช้งานง่าย</p> <p><span style="color: #282828;">Hanna Instruments is proud to introduce the world’s most innovative pH/ORP meter: <strong>HI2002 edge<sup>®</sup>. </strong></span></p> <p><span style="color: #282828;">edge’s groundbreaking design is the culmination of Hanna’s vision, design capabilities, integrated production and world class R&amp;D. </span><br/> <span style="color: #282828;">edge is a single, easy to use meter that can measure <strong>pH and ORP</strong>.</span></p> <div> <div><span style="color: #282828;"><img alt="edge screen size" class="aligncenter" decoding="async" src="https://hanna-worldwide.com/media/wysiwyg/products/edge/hi2002_calcheck.png"/></span></div> </div> <h4><span style="color: #282828;"><strong>Advanced pH Electrode Diagnostics</strong></span></h4> <p><span style="color: #282828;">edge features advanced pH electrode diagnostics to ensure worry-free measurements. Diagnostics include Hanna’s exclusive CAL Check<sup>TM</sup> feature that alerts users to potential problems during calibration. The Sensor Check<sup>TM</sup> feature for glass and junction integrity is enabled when using optional pH electrodes with a matching pin.</span></p> <div> <div><span style="color: #282828;"><img alt="Capacitive Touch" class="aligncenter" decoding="async" src="https://hanna-worldwide.com/media/wysiwyg/products/edge/hi2002_touch.jpg"/></span></div> </div> <h4><span style="color: #282828;"><strong>Capacitive Touch</strong></span></h4> <p><span style="color: #282828;">edge features a capacitive touch keypad that gives a distinctive, modern look. The keypad has a fast response and is sensitive enough to be used with laboratory gloves. Since the keypad is part of the screen, there are no buttons to get clogged with sample residue.</span></p> <div> <div><span style="color: #282828;"><img alt="Clear Full Text Readout" class="aligncenter" decoding="async" src="https://hanna-worldwide.com/media/wysiwyg/products/edge/hi2002_screen.png"/></span></div> </div> <h4><span style="color: #282828;"><strong>Large, Easy to Read LCD</strong></span></h4> <p><span style="color: #282828;">edge features a 5.5” LCD display that you can clearly view from over 5 meters. The large display and it’s wide 150° viewing angle provide one of the easiest to read LCDs in the industry.</span></p> <p> </p> <p><span style="color: #282828;"><strong>Ordering Information :</strong> edge® HI2002 includes benchtop docking station with electrode holder, wall mount cradle, USB cable, HI11310 glass body refillable pH electrode with temperature sensor, 2 sachets each of pH 4, 7, 10, cleaning solution, 5 VDC power adapter and instruction manual.</span></p> <p> </p> <h3><strong>Manual :</strong> <a href="https://hanna-worldwide.com/mwdownloads/download/link/id/474">Download</a></h3> <h3 class="spec-header" style="text-align: left;"><span style="color: #282828;"><strong>Specifications</strong></span></h3> <table> <tbody> <tr> <td width="160">SKU</td> <td width="441">HI2002-02</td> </tr> <tr> <td width="160">Product Name</td> <td width="441">edge® Dedicated pH/ORP Meter – HI2002</td> </tr> <tr> <td width="160">Quote Required</td> <td width="441">Yes</td> </tr> <tr> <td width="160">pH Range</td> <td width="441">-2.000 to 16.000 pH (Standard Mode), -2.00 to 16.00 pH (Basic Mode)</td> </tr> <tr> <td width="160">pH Resolution</td> <td width="441">0.001 pH, 0.01 pH</td> </tr> <tr> <td width="160">pH Accuracy</td> <td width="441">±0.01 pH, ±0.002 pH</td> </tr> <tr> <td width="160">pH Calibration</td> <td width="441">5 points (standard mode) 1.68, 4.01 (3.00†), 6.86, 7.01, 9.18, 10.01, 12.45, and two custom buffers; 3 points (basic mode) 4.01; 6.86; 7.01; 9.18; 10.01</td> </tr> <tr> <td width="160">pH Temperature Compensation</td> <td width="441">ATC</td> </tr> <tr> <td width="160">pH CAL Check (electrode diagnostics)</td> <td width="441">Yes</td> </tr> <tr> <td width="160">pH Input impedence</td> <td width="441">digital pH electrode input</td> </tr> <tr> <td width="160">ORP Range</td> <td width="441">±2000.0 mV</td> </tr> <tr> <td width="160">ORP Resolution</td> <td width="441">0.1 mV</td> </tr> <tr> <td width="160">ORP Accuracy</td> <td width="441">±0.2 mV (±999.9 mV); ±1 mV (±2000 mV)</td> </tr> <tr> <td width="160">mV Range</td> <td width="441">±1000.0 pH in mV</td> </tr> <tr> <td width="160">mV Resolution</td> <td width="441">0.1 mV</td> </tr> <tr> <td width="160">mV Accuracy</td> <td width="441">±0.2 mV</td> </tr> <tr> <td width="160">Temperature Range</td> <td width="441">-20.0 to 120.0 ºC, -4.0 to 248.0 °F</td> </tr> <tr> <td width="160">Temperature Resolution</td> <td width="441">0.1 °C, 0.1 °F</td> </tr> <tr> <td width="160">Temperature Accuracy</td> <td width="441">±0.5 °C, ±0.9 °F</td> </tr> <tr> <td width="160">pH Electrode</td> <td width="441">HI11310 pH electrode (included)</td> </tr> <tr> <td width="160">Temperature Probe</td> <td width="441">integrated into pH electrode</td> </tr> <tr> <td width="160">Logging Type</td> <td width="441">log-on-demand; log-on-stability, interval logging</td> </tr> <tr> <td width="160">Logging Memory</td> <td width="441">up to 1000 records; log-on-demand (max. 200 logs); manual log-on-stability (max. 200 logs); interval logging (max. 600 samples; 100 lots)</td> </tr> <tr> <td width="160">Connectivity</td> <td width="441">1 micro USB port for charging and PC connectivity, 1 USB port for flash storage</td> </tr> <tr> <td width="160">GLP</td> <td width="441">Yes</td> </tr> <tr> <td width="160">Calibration Timeout Reminder</td> <td width="441">Yes</td> </tr> <tr> <td width="160">Autoend</td> <td width="441">Yes</td> </tr> <tr> <td width="160">Display</td> <td width="441">segmented LCD</td> </tr> <tr> <td width="160">Battery Type/Life</td> <td width="441">built-in rechargeable battery with up to 8 hours of continuous use</td> </tr> <tr> <td width="160">Power Supply</td> <td width="441">5 VDC adapter (included)</td> </tr> <tr> <td width="160">Environment</td> <td width="441">0 to 50°C (32 to 122°F), RH max 95% non-condensing</td> </tr> <tr> <td width="160">Dimensions</td> <td width="441">202 x 140 x 12.7mm (8” x 5.5” x 0.5”)</td> </tr> <tr> <td width="160">Weight</td> <td width="441">250 g (8.82 oz)</td> </tr> <tr> <td width="160">Ordering Information</td> <td width="441">edge® HI2002 includes benchtop docking station with electrode holder, wall mount cradle, USB cable, HI11310 glass body refillable pH electrode with temperature sensor, 2 sachets each of pH 4, 7, 10, cleaning solution, 5 VDC power adapter and instruction manual.</td> </tr> <tr> <td width="160">Notes</td> <td width="441">* temperature limits will be reduced to actual probe/sensor limits</td> </tr> </tbody> </table> <table class="data-table" id="product-attribute-specs-table-5"> <colgroup> <col width="25%"/> <col/></colgroup> </table> <p> </p> </div> | Hanna Instruments is proud to introduce the world’s most innovative DO meter: edge®. edge’s groundbreaking design is the culmination of Hanna’s vision, design capabilities, integrated production and world class R&D. edge is a single meter that can measure Dissolved Oxygen and is incredibly easy to use. | <div class="product-short-description"> <p>Hanna Instruments is proud to introduce the world’s most innovative DO meter: edge®.</p> <p>edge’s groundbreaking design is the culmination of Hanna’s vision, design capabilities, integrated production and world class R&amp;D. edge is a single meter that can measure Dissolved Oxygen and is incredibly easy to use.</p> </div> | https://www.hannathailand.com/wp-content/uploads/2022/07/HI2002.jpg | เครื่องวัดปริมาณคลอรีนรวม รุ่น HI711 , เครื่องวัดปริมาณซิลิกา ช่วงต่ำ ในตัวอย่างน้ำ รุ่น HI705 , เครื่องวัดปริมาณฟอสเฟต ช่วงต่ำ รุ่น HI713 , เครื่องควบคุมค่าความนำไฟฟ้า , เครื่องวัดปริมาณนิกเกิล ช่วงสูง รุ่น HI726 , เครื่องวัดปริมาณฟอสฟอรัส ช่วงสูง รุ่น HI706 , เครื่องวัดค่าเหล็ก รุ่น HI721 , เครื่องวัดปริมาณแอมโมเนีย ช่วงต่ำ รุ่น HI700 | <a class="woocommerce-LoopProduct-link woocommerce-loop-product__link" href="https://www.hannathailand.com/product/hi711-checker-hc-total-chlorine/">เครื่องวัดปริมาณคลอรีนรวม รุ่น HI711</a> , <a class="woocommerce-LoopProduct-link woocommerce-loop-product__link" href="https://www.hannathailand.com/product/hi705-checker-hc-silica-lr/">เครื่องวัดปริมาณซิลิกา ช่วงต่ำ ในตัวอย่างน้ำ รุ่น HI705</a> , <a class="woocommerce-LoopProduct-link woocommerce-loop-product__link" href="https://www.hannathailand.com/product/hi713-checker-hc-phosphate-lr/">เครื่องวัดปริมาณฟอสเฟต ช่วงต่ำ รุ่น HI713</a> , <a class="woocommerce-LoopProduct-link woocommerce-loop-product__link" href="https://www.hannathailand.com/product/hi8931cn/">เครื่องควบคุมค่าความนำไฟฟ้า</a> , <a class="woocommerce-LoopProduct-link woocommerce-loop-product__link" href="https://www.hannathailand.com/product/hi726-checker-hc-nickel-hr/">เครื่องวัดปริมาณนิกเกิล ช่วงสูง รุ่น HI726</a> , <a class="woocommerce-LoopProduct-link woocommerce-loop-product__link" href="https://www.hannathailand.com/product/hi706-checker-hc-phosphorous-hr/">เครื่องวัดปริมาณฟอสฟอรัส ช่วงสูง รุ่น HI706</a> , <a class="woocommerce-LoopProduct-link woocommerce-loop-product__link" href="https://www.hannathailand.com/product/hi721-checker-hc-iron/">เครื่องวัดค่าเหล็ก รุ่น HI721</a> , <a class="woocommerce-LoopProduct-link woocommerce-loop-product__link" href="https://www.hannathailand.com/product/hi700-checker-hc-ammonia-lr/">เครื่องวัดปริมาณแอมโมเนีย ช่วงต่ำ รุ่น HI700</a> | https://www.hannathailand.com/wp-content/uploads/2022/07/HI2002-600x600.jpg , https://www.hannathailand.com/wp-content/uploads/2022/07/HI2002-3-600x600.jpg , https://www.hannathailand.com/wp-content/uploads/2022/07/HI2002-2-600x600.jpg , https://www.hannathailand.com/wp-content/uploads/2022/07/HI2002-1-600x600.jpg , https://www.hannathailand.com/wp-content/uploads/2022/06/hi711_lg-600x600.jpg , https://www.hannathailand.com/wp-content/uploads/2022/06/hi705400-600x600.jpg , https://www.hannathailand.com/wp-content/uploads/2022/06/hi713_lg51caffcdce23e-600x600.jpg , https://www.hannathailand.com/wp-content/uploads/2021/07/2-500x500.jpg , https://www.hannathailand.com/wp-content/uploads/2022/06/miniphotometerfurnickelhoch841_11-600x600.jpg , https://www.hannathailand.com/wp-content/uploads/2022/06/hi706_400-600x600.jpg , https://www.hannathailand.com/wp-content/uploads/2022/06/miniphotometerfureisen832_11-600x600.jpg , https://www.hannathailand.com/wp-content/uploads/2022/06/hi700_400pxl-600x600.jpg
58 | เครื่องวัดค่ากรด-ด่าง (edge®) เชื่อมต่อบลูทูธ รุ่น HI2202 แบบตั้งโต๊ะ | สินค้าทั้งหมด , แบบตั้งโต๊ะ | https://www.hannathailand.com/product-category/ph-meter/benchtop/ | https://www.hannathailand.com/product/edge-blu/ | HI2202-02 | 26,215.00 | น้ำหนัก 0.3 กก. ขนาด 20.2 × 14 × 12.7 เซนติเมตร | <div aria-labelledby="tab-title-additional_information" class="woocommerce-Tabs-panel woocommerce-Tabs-panel--additional_information panel entry-content" id="tab-additional_information" role="tabpanel"> <table class="woocommerce-product-attributes shop_attributes"> <tr class="woocommerce-product-attributes-item woocommerce-product-attributes-item--weight"> <th class="woocommerce-product-attributes-item__label">น้ำหนัก</th> <td class="woocommerce-product-attributes-item__value">0.3 กก.</td> </tr> <tr class="woocommerce-product-attributes-item woocommerce-product-attributes-item--dimensions"> <th class="woocommerce-product-attributes-item__label">ขนาด</th> <td class="woocommerce-product-attributes-item__value">20.2 × 14 × 12.7 เซนติเมตร</td> </tr> </table> </div> | เครื่องวัดค่ากรด-ด่าง (edge®) เชื่อมต่อบลูทูธ รุ่น HI2202 แบบตั้งโต๊ะ ปลดปล่อยตัวเองจากสายไฟเมื่อทำการวัดค่า pH Hanna Instruments ภูมิใจนำเสนอ edgeblu ซึ่งเป็นเครื่องวัดค่า pH ที่ใช้อิเล็กโทรดวัดค่า pH พร้อมเทคโนโลยี Bluetooth® Smart (Bluetooth 4.0) อิเล็กโทรดวัดค่า pH เหล่านี้เชื่อมต่อแบบไร้สายกับ edgeblu หรืออุปกรณ์ Apple หรือ Android® ที่ใช้งานร่วมกันได้ซึ่งเรียกใช้ Hanna Lab App Free yourself from wires when performing pH measurements. Hanna Instruments is proud to introduce edgeblu, a pH meter that uses pH electrodes with Bluetooth® Smart technology (Bluetooth 4.0). These pH electrodes connect wirelessly to edgeblu or a compatible Apple or Android® device running the Hanna Lab App. Wireless Bluetooth pH Electrode edge blu uses HALO™ Bluetooth pH electrodes with a built-in temperature sensor to send measurement data wirelessly to the meter or a compatible Apple or Android device running the Hanna Lab App. Advanced pH Electrode Diagnostics edge blu features advanced pH electrode diagnostics to ensure worry free measurements. Diagnostics include Hanna’s exclusive CAL Check feature that alerts users to potential problems during calibration. Capacitive Touch edge blu features a capacitive touch keypad that gives a distinctive, modern look. The keypad is sensitive enough to be used with laboratory gloves and has a fast response. Since the keypad is part of the screen, there are no buttons buttons to get clogged with sample residue. HALO™ pH electrodes with Bluetooth® Smart Technology Each edgeblu is supplied with a HI11102 HALO™ Bluetooth pH electrode. The Halo uses Bluetooth Smart Technology (Bluetooth 4.0), which is energy efficient and allows the probe to operate on 1 CR2032 battery for approximately 500 hours. The HI11102 HALO pH electrode is a double junction, gel filled, glass body pH electrode with a built-in thermistor temperature sensor. All readings are automatically compensated for temperature variations. The HI11102 HALO pH electrode transmits measurement data directly to edgeblu or a compatible Apple or Android device. All HALO pH electrodes are auto-detected providing pH sensor type, calibration data and serial number when connected. The HALO pH electrode also features a blue LED ring that changes flashing frequency based on whether it is in discovery mode or when it is connected to the edgeblu or compatible device. The button located on the HALO™ pH probe is used to place it in discovery mode or to log data directly to the edgeblu or compatible Apple or Android device. Bluetooth Smart Technology HI11102 HALO pH electrode uses Bluetooth Smart Technology (Bluetooth 4.0). This technology offers low power consumption allowing for a long, 500-hour battery life. The range of the Bluetooth connection is 10 meters (33’) between the probe and receiving device. Auto-Detection At a push of the button on the HI11102 HALO pH electrode places the probe in discovery mode and will be detected by edgeblu or compatible device running the Hanna Lab App. Once connected the serial number, calibration information including date, time and buffers used, and the electrode specifications will be loaded into the meter. Having this information stored in the electrode allows for hot swapping to other pH electrodes without recalibrating. The details of the electrode and calibration information are stored with any logged readings. pH Electrode Design The HI11102 HALO pH electrode is a glass body, gel filled, double junction pH electrode that has an indicating probe made with general purpose glass. The glass body is resistant to many chemicals and easy to clean. Being gel filled reduces maintenance since there are no fill solutions to add. The double junction design is suitable for a variety of solutions that can contain substances such as heavy metals or Tris buffer that will cause the silver chloride (AgCl) found in a single junction probe to precipitate and clog the junction. The general purpose glass indicating probe has a temperature range of use from -5.0 to 80.0°C (23.0 to 176.0°F) and for samples that have a 0 to 12 pH. Built-In Temperature Sensor The HI11102 HALO pH electrode features a built-in thermistor temperature sensor that is in the tip of the indicating pH electrode. A thermistor temperature sensor provides for a high accuracy temperature reading and should be as close as possible to the indicating pH electrode in order to compensate for the effect that temperature has on the change in resistance of the glass. By having an accurate reading it is possible to provide a temperature compensated reading. *iPad and stand not included. iOS and Android Compatibility The HI11102 HALO pH electrode is compatible with Apple or Android devices running the Hanna Lab App, available for download at no charge. The Hanna Lab App turns any compatible Apple or Android device into a full-featured pH meter. Functions include calibration, measurement, data logging, graphing and data sharing. Measurement and logging of pH and temperature at one-second intervals start as soon as the probe is connected. Measurements can be displayed alone on the display, with tabulated data, or as a graph. The graph can be panned and zoomed with pinch-to-zoom technology for enhanced viewing. Any readings that exceed user-defined alarm threshold are highlighted in yellow on the measurement screen, graph, and table. Readings that exceed the pH probe specifications are highlighted in red. Readings are automatically saved to a history file every hour, limited only by the available memory on the device. Readings in specific time intervals can also be saved. Saved log files may be annotated with measurement specific information and also shared via email in CSV (comma-separated values) format. Manual : Download Specifications SKU HI2202-02 Product Name edge® blu Bluetooth® Smart pH Electrode and Meter – HI2202 Quote Required Yes pH Range -2.000 to 16.000 pH (Standard Mode), -2.00 to 16.00 pH (Basic Mode), ±1000 mV pH Resolution 0.001 pH, 0.01 pH, 0.1 mV pH Accuracy ±0.2 mV, ±0.01 pH, ±0.002 pH pH Calibration 5 points (standard mode) 1.68, 4.01 (3.00†), 6.86, 7.01, 9.18, 10.01, 12.45, and two custom buffers; 3 points (basic mode) 4.01; 6.86; 7.01; 9.18; 10.01 pH Temperature Compensation ATC pH CAL Check (electrode diagnostics) Yes pH Input impedence Bluetooth pH electrode input mV Range ±1000.0 pH in mV mV Resolution 0.1 mV mV Accuracy ±0.2 mV Temperature Range -20.0 to 120.0 ºC, -4.0 to 248.0 °F Temperature Resolution 0.1 °C, 0.1 °F Temperature Accuracy ±0.5 °C, ±0.9 °F pH Electrode HI11102 Bluetooth pH electrode (included) Temperature Probe integrated into pH electrode Logging Type Log-on-demand, log-on-stability, and interval logging Logging Memory up to 1000 records; log-on-demand (max. 200 logs); manual log-on-stability (max. 200 logs); interval logging (max. 600 samples; 100 lots) Connectivity 1 micro USB port for charging and PC connectivity, 1 USB port for flash storage GLP Yes Calibration Timeout Reminder Yes Autoend Yes Display segmented LCD Battery Type/Life built-in rechargeable battery with up to 8 hours of continuous use Power Supply 5 VDC adapter (included) Environment 0 to 50°C (32 to 122°F), RH max 95% non-condensing Dimensions 202 x 140 x 12 mm (7.9” x 5.5” x .05”) Weight 250 g (8.82 oz) Ordering Information HI2202 edge® blu includes benchtop docking station with electrode holder, wall mount cradle, USB cable, HI11102 glass body, gel filled pH electrode with temperature sensor, pH 4 buffer solution sachets, pH 7 buffer solution sachets, pH 10 buffer solution sachets, electrode cleaning solution sachets, 5 VDC power adapter, instruction manual and instrument quality certificate. | <div aria-labelledby="tab-title-description" class="woocommerce-Tabs-panel woocommerce-Tabs-panel--description panel entry-content active" id="tab-description" role="tabpanel"> <p>เครื่องวัดค่ากรด-ด่าง (edge®) เชื่อมต่อบลูทูธ รุ่น HI2202 แบบตั้งโต๊ะ</p> <p>ปลดปล่อยตัวเองจากสายไฟเมื่อทำการวัดค่า pH Hanna Instruments ภูมิใจนำเสนอ edgeblu ซึ่งเป็นเครื่องวัดค่า pH ที่ใช้อิเล็กโทรดวัดค่า pH พร้อมเทคโนโลยี Bluetooth® Smart (Bluetooth 4.0) อิเล็กโทรดวัดค่า pH เหล่านี้เชื่อมต่อแบบไร้สายกับ edgeblu หรืออุปกรณ์ Apple หรือ Android® ที่ใช้งานร่วมกันได้ซึ่งเรียกใช้ Hanna Lab App</p> <p style="font-weight: 400;">Free yourself from wires when performing pH measurements. Hanna Instruments is proud to introduce edge<sup>blu</sup>, a pH meter that uses pH electrodes with Bluetooth<sup>®</sup> Smart technology (Bluetooth 4.0). These pH electrodes connect wirelessly to edge<sup>blu</sup> or a compatible Apple or Android<sup>®</sup> device running the Hanna Lab App.</p> <h4 style="font-weight: 500;">Wireless Bluetooth pH Electrode</h4> <p style="font-weight: 400;">edge blu uses HALO<sup>™</sup> Bluetooth pH electrodes with a built-in temperature sensor to send measurement data wirelessly to the meter or a compatible Apple or Android device running the Hanna Lab App.</p> <h4 style="font-weight: 500;">Advanced pH Electrode Diagnostics</h4> <p style="font-weight: 400;">edge blu features advanced pH electrode diagnostics to ensure worry free measurements. Diagnostics include Hanna’s exclusive CAL Check feature that alerts users to potential problems during calibration.</p> <h4 style="font-weight: 500;">Capacitive Touch</h4> <p style="font-weight: 400;">edge blu features a capacitive touch keypad that gives a distinctive, modern look. The keypad is sensitive enough to be used with laboratory gloves and has a fast response. Since the keypad is part of the screen, there are no buttons buttons to get clogged with sample residue.</p> <h3 style="font-weight: 800;">HALO<sup>™</sup> pH electrodes with Bluetooth<sup>®</sup> Smart Technology</h3> <p>Each edge<sup>blu</sup> is supplied with a HI11102 HALO™ Bluetooth pH electrode. The Halo uses Bluetooth Smart Technology (Bluetooth 4.0), which is energy efficient and allows the probe to operate on 1 CR2032 battery for approximately 500 hours. The HI11102 HALO pH electrode is a double junction, gel filled, glass body pH electrode with a built-in thermistor temperature sensor. All readings are automatically compensated for temperature variations.</p> <p>The HI11102 HALO pH electrode transmits measurement data directly to edge<sup>blu</sup> or a compatible Apple or Android device. All HALO pH electrodes are auto-detected providing pH sensor type, calibration data and serial number when connected. The HALO pH electrode also features a blue LED ring that changes flashing frequency based on whether it is in discovery mode or when it is connected to the edge<sup>blu</sup> or compatible device. The button located on the HALO™ pH probe is used to place it in discovery mode or to log data directly to the edge<sup>blu</sup> or compatible Apple or Android device.</p> <p><img alt="" class="wp-image-8979 aligncenter" decoding="async" height="428" loading="lazy" src="https://www.hannathailand.com/wp-content/uploads/2023/01/HALO-n-081214_Hand-Turning-ON-White.jpg" width="285"/><br/> <img alt="" class="wp-image-8980 aligncenter" decoding="async" height="248" loading="lazy" sizes="(max-width: 248px) 100vw, 248px" src="https://www.hannathailand.com/wp-content/uploads/2023/01/halobutton.png" srcset="https://www.hannathailand.com/wp-content/uploads/2023/01/halobutton-600x600.jpg 600w, https://www.hannathailand.com/wp-content/uploads/2023/01/halobutton-100x100.jpg 100w" width="248"/></p> <p><strong>Bluetooth Smart Technology</strong></p> <p>HI11102 HALO pH electrode uses Bluetooth Smart Technology (Bluetooth 4.0). This technology offers low power consumption allowing for a long, 500-hour battery life. The range of the Bluetooth connection is 10 meters (33’) between the probe and receiving device.</p> <p><img alt="" class="wp-image-8981 aligncenter" decoding="async" height="244" loading="lazy" sizes="(max-width: 244px) 100vw, 244px" src="https://www.hannathailand.com/wp-content/uploads/2023/01/halo-indicator.png" srcset="https://www.hannathailand.com/wp-content/uploads/2023/01/halo-indicator-600x600.jpg 600w, https://www.hannathailand.com/wp-content/uploads/2023/01/halo-indicator-100x100.jpg 100w" width="244"/></p> <h4 style="font-weight: 500;"><strong>Auto-Detection</strong></h4> <p>At a push of the button on the HI11102 HALO pH electrode places the probe in discovery mode and will be detected by edge<sup>blu</sup> or compatible device running the Hanna Lab App. Once connected the serial number, calibration information including date, time and buffers used, and the electrode specifications will be loaded into the meter. Having this information stored in the electrode allows for hot swapping to other pH electrodes without recalibrating. The details of the electrode and calibration information are stored with any logged readings.</p> <p><img alt="" class="wp-image-8982 aligncenter" decoding="async" height="238" loading="lazy" sizes="(max-width: 238px) 100vw, 238px" src="https://www.hannathailand.com/wp-content/uploads/2023/01/double-junc-spherical.png" srcset="https://www.hannathailand.com/wp-content/uploads/2023/01/double-junc-spherical-600x600.jpg 600w, https://www.hannathailand.com/wp-content/uploads/2023/01/double-junc-spherical-100x100.jpg 100w" width="238"/></p> <h4 style="font-weight: 500;"><strong>pH Electrode Design</strong></h4> <p>The HI11102 HALO pH electrode is a glass body, gel filled, double junction pH electrode that has an indicating probe made with general purpose glass. The glass body is resistant to many chemicals and easy to clean. Being gel filled reduces maintenance since there are no fill solutions to add. The double junction design is suitable for a variety of solutions that can contain substances such as heavy metals or Tris buffer that will cause the silver chloride (AgCl) found in a single junction probe to precipitate and clog the junction. The general purpose glass indicating probe has a temperature range of use from -5.0 to 80.0<sup>°</sup>C (23.0 to 176.0<sup>°</sup>F) and for samples that have a 0 to 12 pH.</p> <p><img alt="" class="wp-image-8983 aligncenter" decoding="async" height="235" loading="lazy" sizes="(max-width: 235px) 100vw, 235px" src="https://www.hannathailand.com/wp-content/uploads/2023/01/halo_temperature_sensor.png" srcset="https://www.hannathailand.com/wp-content/uploads/2023/01/halo_temperature_sensor-600x600.jpg 600w, https://www.hannathailand.com/wp-content/uploads/2023/01/halo_temperature_sensor-100x100.jpg 100w" width="235"/></p> <h4 style="font-weight: 500;"><strong>Built-In Temperature Sensor</strong></h4> <p>The HI11102 HALO pH electrode features a built-in thermistor temperature sensor that is in the tip of the indicating pH electrode. A thermistor temperature sensor provides for a high accuracy temperature reading and should be as close as possible to the indicating pH electrode in order to compensate for the effect that temperature has on the change in resistance of the glass. By having an accurate reading it is possible to provide a temperature compensated reading.</p> <p><img alt="" class="wp-image-8984 aligncenter" decoding="async" height="426" loading="lazy" sizes="(max-width: 426px) 100vw, 426px" src="https://www.hannathailand.com/wp-content/uploads/2023/01/ipadHannaApp-newscreen.png" srcset="https://www.hannathailand.com/wp-content/uploads/2023/01/ipadHannaApp-newscreen-600x600.jpg 600w, https://www.hannathailand.com/wp-content/uploads/2023/01/ipadHannaApp-newscreen-100x100.jpg 100w" width="426"/></p> <p style="text-align: center;"><strong>*iPad and stand not included</strong>.</p> <h4 style="font-weight: 500; text-align: center;"><strong>iOS and Android Compatibility</strong></h4> <p>The HI11102 HALO pH electrode is compatible with Apple or Android devices running the Hanna Lab App, available for download at no charge.</p> <p>The Hanna Lab App turns any compatible Apple or Android device into a full-featured pH meter. Functions include calibration, measurement, data logging, graphing and data sharing. Measurement and logging of pH and temperature at one-second intervals start as soon as the probe is connected. Measurements can be displayed alone on the display, with tabulated data, or as a graph. The graph can be panned and zoomed with pinch-to-zoom technology for enhanced viewing. Any readings that exceed user-defined alarm threshold are highlighted in yellow on the measurement screen, graph, and table. Readings that exceed the pH probe specifications are highlighted in red.</p> <p>Readings are automatically saved to a history file every hour, limited only by the available memory on the device. Readings in specific time intervals can also be saved. Saved log files may be annotated with measurement specific information and also shared via email in CSV (comma-separated values) format.</p> <p> </p> <h3><strong>Manual :</strong> <a href="https://hanna-worldwide.com/mwdownloads/download/link/id/480">Download</a></h3> <h3 class="spec-header" style="text-align: left;"><span style="color: #282828;"><strong>Specifications</strong></span></h3> <table width="652"> <tbody> <tr> <td width="179"><strong>SKU</strong></td> <td width="472"><strong>HI2202-02</strong></td> </tr> <tr> <td width="179"><strong>Product Name</strong></td> <td width="472"><strong>edge® blu Bluetooth® Smart pH Electrode and Meter – HI2202</strong></td> </tr> <tr> <td width="179"><strong>Quote Required</strong></td> <td width="472"><strong>Yes</strong></td> </tr> <tr> <td width="179"><strong>pH Range</strong></td> <td width="472"><strong>-2.000 to 16.000 pH (Standard Mode), -2.00 to 16.00 pH (Basic Mode), ±1000 mV</strong></td> </tr> <tr> <td width="179"><strong>pH Resolution</strong></td> <td width="472"><strong>0.001 pH, 0.01 pH, 0.1 mV</strong></td> </tr> <tr> <td width="179"><strong>pH Accuracy</strong></td> <td width="472"><strong>±0.2 mV, ±0.01 pH, ±0.002 pH</strong></td> </tr> <tr> <td width="179"><strong>pH Calibration</strong></td> <td width="472"><strong>5 points (standard mode)</strong><strong> 1.68, 4.01 (3.00</strong><strong>†</strong><strong>), 6.86, 7.01, 9.18, 10.01, 12.45, and two custom buffers; 3 points (basic mode) 4.01; 6.86; 7.01; 9.18; 10.01</strong></td> </tr> <tr> <td width="179"><strong>pH Temperature Compensation</strong></td> <td width="472"><strong>ATC</strong></td> </tr> <tr> <td width="179"><strong>pH CAL Check (electrode diagnostics)</strong></td> <td width="472"><strong>Yes</strong></td> </tr> <tr> <td width="179"><strong>pH Input impedence</strong></td> <td width="472"><strong>Bluetooth pH electrode input</strong></td> </tr> <tr> <td width="179"><strong>mV Range</strong></td> <td width="472"><strong>±1000.0 pH in mV</strong></td> </tr> <tr> <td width="179"><strong>mV Resolution</strong></td> <td width="472"><strong>0.1 mV</strong></td> </tr> <tr> <td width="179"><strong>mV Accuracy</strong></td> <td width="472"><strong>±0.2 mV</strong></td> </tr> <tr> <td width="179"><strong>Temperature Range</strong></td> <td width="472"><strong>-20.0 to 120.0 ºC, -4.0 to 248.0 °F</strong></td> </tr> <tr> <td width="179"><strong>Temperature Resolution</strong></td> <td width="472"><strong>0.1 °C, 0.1 °F</strong></td> </tr> <tr> <td width="179"><strong>Temperature Accuracy</strong></td> <td width="472"><strong>±0.5 °C, ±0.9 °F</strong></td> </tr> <tr> <td width="179"><strong>pH Electrode</strong></td> <td width="472"><strong>HI11102 Bluetooth pH electrode (included)</strong></td> </tr> <tr> <td width="179"><strong>Temperature Probe</strong></td> <td width="472"><strong>integrated into pH electrode</strong></td> </tr> <tr> <td width="179"><strong>Logging Type</strong></td> <td width="472"><strong>Log-on-demand, log-on-stability, and interval logging</strong></td> </tr> <tr> <td width="179"><strong>Logging Memory</strong></td> <td width="472"><strong>up to 1000 records; log-on-demand (max. 200 logs); manual log-on-stability (max. 200 logs); interval logging (max. 600 samples; 100 lots)</strong></td> </tr> <tr> <td width="179"><strong>Connectivity</strong></td> <td width="472"><strong>1 micro USB port for charging and PC connectivity, 1 USB port for flash storage</strong></td> </tr> <tr> <td width="179"><strong>GLP</strong></td> <td width="472"><strong>Yes</strong></td> </tr> <tr> <td width="179"><strong>Calibration Timeout Reminder</strong></td> <td width="472"><strong>Yes</strong></td> </tr> <tr> <td width="179"><strong>Autoend</strong></td> <td width="472"><strong>Yes</strong></td> </tr> <tr> <td width="179"><strong>Display</strong></td> <td width="472"><strong>segmented LCD</strong></td> </tr> <tr> <td width="179"><strong>Battery Type/Life</strong></td> <td width="472"><strong>built-in rechargeable battery with up to 8 hours of continuous use</strong></td> </tr> <tr> <td width="179"><strong>Power Supply</strong></td> <td width="472"><strong>5 VDC adapter (included)</strong></td> </tr> <tr> <td width="179"><strong>Environment</strong></td> <td width="472"><strong>0 to 50°C (32 to 122°F), RH max 95% non-condensing</strong></td> </tr> <tr> <td width="179"><strong>Dimensions</strong></td> <td width="472"><strong>202 x 140 x 12 mm (7.9” x 5.5” x .05”)</strong></td> </tr> <tr> <td width="179"><strong>Weight</strong></td> <td width="472"><strong>250 g (8.82 oz)</strong></td> </tr> <tr> <td width="179"><strong>Ordering Information</strong></td> <td width="472"><strong>HI2202 edge® blu includes benchtop docking station with electrode holder, wall mount cradle, USB cable, HI11102 glass body, gel filled pH electrode with temperature sensor, pH 4 buffer solution sachets, pH 7 buffer solution sachets, pH 10 buffer solution sachets, electrode cleaning solution sachets, 5 VDC power adapter, instruction manual and instrument quality certificate.</strong></td> </tr> </tbody> </table> <table class="data-table" id="product-attribute-specs-table-5"> <colgroup> <col width="25%"/> <col/></colgroup> </table> <p> </p> </div> | Hanna Instruments is proud to introduce the world’s most innovative DO meter: edge®. edge’s groundbreaking design is the culmination of Hanna’s vision, design capabilities, integrated production and world class R&D. edge is a single meter that can measure Dissolved Oxygen and is incredibly easy to use. | <div class="product-short-description"> <p>Hanna Instruments is proud to introduce the world’s most innovative DO meter: edge®.</p> <p>edge’s groundbreaking design is the culmination of Hanna’s vision, design capabilities, integrated production and world class R&amp;D. edge is a single meter that can measure Dissolved Oxygen and is incredibly easy to use.</p> </div> | https://www.hannathailand.com/wp-content/uploads/2023/01/HI2202.jpg | น้ำยามาตรฐานสอบเทียบ ค่ามาตรฐานความเค็ม , เครื่องวัดปริมาณโครเมี่ยม ช่วงสูง รุ่น HI723 , เครื่องวัดปริมาณคลอรีนอิสระ รุ่น HI701 , เครื่องวัดสีในน้ำตัวอย่าง HI727 , เครื่องวัดปริมาณฟอสเฟต ช่วงต่ำ รุ่น HI713 , เครื่องวัดปริมาณนิกเกิล ช่วงสูง รุ่น HI726 , ซัลไฟด์สารต้านอนุมูลอิสระบัฟเฟอร์ , เครื่องวัดปริมาณซิลิกา ช่วงต่ำ ในตัวอย่างน้ำ รุ่น HI705 | <a class="woocommerce-LoopProduct-link woocommerce-loop-product__link" href="https://www.hannathailand.com/product/hi7080l/">น้ำยามาตรฐานสอบเทียบ ค่ามาตรฐานความเค็ม</a> , <a class="woocommerce-LoopProduct-link woocommerce-loop-product__link" href="https://www.hannathailand.com/product/hi723-checker-hc-chromium-vi-hr/">เครื่องวัดปริมาณโครเมี่ยม ช่วงสูง รุ่น HI723</a> , <a class="woocommerce-LoopProduct-link woocommerce-loop-product__link" href="https://www.hannathailand.com/product/hi701-checker-hc-free-chlorine/">เครื่องวัดปริมาณคลอรีนอิสระ รุ่น HI701</a> , <a class="woocommerce-LoopProduct-link woocommerce-loop-product__link" href="https://www.hannathailand.com/product/hi727-checker-hc-color-of-water/">เครื่องวัดสีในน้ำตัวอย่าง HI727</a> , <a class="woocommerce-LoopProduct-link woocommerce-loop-product__link" href="https://www.hannathailand.com/product/hi713-checker-hc-phosphate-lr/">เครื่องวัดปริมาณฟอสเฟต ช่วงต่ำ รุ่น HI713</a> , <a class="woocommerce-LoopProduct-link woocommerce-loop-product__link" href="https://www.hannathailand.com/product/hi726-checker-hc-nickel-hr/">เครื่องวัดปริมาณนิกเกิล ช่วงสูง รุ่น HI726</a> , <a class="woocommerce-LoopProduct-link woocommerce-loop-product__link" href="https://www.hannathailand.com/product/hi4015-00/">ซัลไฟด์สารต้านอนุมูลอิสระบัฟเฟอร์</a> , <a class="woocommerce-LoopProduct-link woocommerce-loop-product__link" href="https://www.hannathailand.com/product/hi705-checker-hc-silica-lr/">เครื่องวัดปริมาณซิลิกา ช่วงต่ำ ในตัวอย่างน้ำ รุ่น HI705</a> | https://www.hannathailand.com/wp-content/uploads/2023/01/HI2202-600x600.jpg , https://www.hannathailand.com/wp-content/uploads/2023/01/HI2202-1-600x600.jpg , https://www.hannathailand.com/wp-content/uploads/2023/01/HI2202-2-600x600.jpg , https://www.hannathailand.com/wp-content/uploads/2023/01/HI2202-3-600x600.jpg , https://www.hannathailand.com/wp-content/uploads/2021/07/11-500x500.jpg , https://www.hannathailand.com/wp-content/uploads/2022/06/miniphotometerfurchromvihoch839_11-600x600.jpg , https://www.hannathailand.com/wp-content/uploads/2021/11/hi701-500x500.jpg , https://www.hannathailand.com/wp-content/uploads/2022/06/miniphotometerfurfarbe843_11-600x600.jpg , https://www.hannathailand.com/wp-content/uploads/2022/06/hi713_lg51caffcdce23e-600x600.jpg , https://www.hannathailand.com/wp-content/uploads/2022/06/miniphotometerfurnickelhoch841_11-600x600.jpg , https://www.hannathailand.com/wp-content/uploads/2021/07/7-500x500.jpg , https://www.hannathailand.com/wp-content/uploads/2022/06/hi705400-600x600.jpg
59 | เครื่องวัดค่ากรด-ด่าง (pH) แบบภาคสนาม รุ่น HI98161 สำหรับอุตสาหกรรมอาหาร | แบบภาคสนาม | https://www.hannathailand.com/product-category/ph-meter/fieldwork/ | https://www.hannathailand.com/product/ph-food/ | HI98161 | 39,590.00 | น้ำหนัก 0.4 กก. ขนาด 18.5 × 3.52 × 9.3 เซนติเมตร | <div aria-labelledby="tab-title-additional_information" class="woocommerce-Tabs-panel woocommerce-Tabs-panel--additional_information panel entry-content" id="tab-additional_information" role="tabpanel"> <table class="woocommerce-product-attributes shop_attributes"> <tr class="woocommerce-product-attributes-item woocommerce-product-attributes-item--weight"> <th class="woocommerce-product-attributes-item__label">น้ำหนัก</th> <td class="woocommerce-product-attributes-item__value">0.4 กก.</td> </tr> <tr class="woocommerce-product-attributes-item woocommerce-product-attributes-item--dimensions"> <th class="woocommerce-product-attributes-item__label">ขนาด</th> <td class="woocommerce-product-attributes-item__value">18.5 × 3.52 × 9.3 เซนติเมตร</td> </tr> </table> </div> | HI98161 เป็นเครื่องวัดค่า pH แบบพกพาที่ทนทาน กันน้ำ ที่วัดค่า pH และอุณหภูมิโดยใช้หัววัดค่า pH FC2023 Foodcare เฉพาะ มิเตอร์กันน้ำระดับมืออาชีพนี้เป็นไปตามมาตรฐาน IP67 HI98161 มาพร้อมกับอุปกรณ์เสริมที่จำเป็นทั้งหมดเพื่อทำการวัดค่า pH/อุณหภูมิ ซึ่งบรรจุอยู่ในกระเป๋าพกพาที่ทำจากเทอร์โมฟอร์มที่ทนทาน ซึ่งเก็บมาตรวัด โพรบ และบัฟเฟอร์การสอบเทียบเข้าที่อย่างปลอดภัย The HI98161 is a rugged, waterproof, portable pH meter that measures pH and temperature using the specialized FC2023 Foodcare pH electrode. This professional, waterproof meter complies with IP67 standards. The HI98161 is supplied with all necessary accessories to perform a pH/temperature measurement packaged into a durable thermoformed carrying case that holds the meters, probes and calibration buffers securely in place. Quick Connect DIn Connector USB Connection for Data Transfer Dedicated Help Button The FC2023 is the ideal electrode to measure the pH of milk, yogurt, meats, cheeses, fruit, sushi, rice, jams, jellies, dough, ice cream, yogurt, beverages, and juice. Conical Glass Tip Made from low-temperature glass, the conical shaped tip facilitates penetration of solids, semi-solids, and emulsions to directly measure pH in food products including meat, cheese, yogurt, and milk. Open Junction Reference The open junction uses a solid gel interface (viscolene) between the sample and the internal Ag/AgCl reference, preventing silver from entering the sample, preventing clogging for a fast, stable reading. PVDF Body Polyvinylidene fluoride (PVDF) is a food grade plastic that is resistant to most chemicals and solvents, as well as abrasion, fungal growth, and ultraviolet and nuclear radiation. On-Screen Features Setup screen Our extensive setup screen features a host of configurable options such as time, date, temperature units, and language for help screens and guides. Calibration pH calibration features detailed CAL Check™ messages. Users are guided through the calibration procedure with step-by-step on-screen instructions. GLP Comprehensive GLP functions are directly accessible by pressing the GLP key. Calibration data, including date, time, offset, slope, and buffers used in the last calibration can be reviewed. Features Contextual help at the press of a button Five-point pH calibration with seven standard buffers and five custom buffers Automatic Temperature Compensation (ATC) Displays overall condition of the pH electrode after calibration based on the offset and slope characteristics Calibration timeout to alert the user at a defined interval when the calibration has expired AutoHold freezes displayed measurement reading when stable GLP data including date, time, pH calibration buffers, offset, and slope 200 hour battery life with battery level displayed on measurement screen PC connectivity via a sealed opto-isolated micro USB and HI92000 software Manual : Download Specification SKU HI98161 Product Name Professional Foodcare Portable pH Meter – HI98161 Quote Required Yes pH Range -2.0 to 20.0 pH; -2.00 to 20.00 pH; -2.000 to 20.000 pH pH Resolution 0.1 pH; 0.01 pH; 0.001 pH pH Accuracy ±0.1; ±0.002 pH pH Calibration up to five point calibration, seven standard buffers available (1.68, 4.01, 6.86, 7.01, 9.18, 10.01, 12.45) + five custom buffers pH CAL Check (electrode diagnostics) Yes pH Input impedence 10¹² Ohms mV Range ±2000 mV mV Resolution 0.1 mV mV Accuracy ±0.2 mV Temperature Range -20.0 to 120.0°C (-4.0 to 248.0°F) Temperature Resolution 0.1°C (0.1°F) Temperature Accuracy ±0.4°C (±0.8°F) (excluding probe error) Temperature Compensation manual or automatic from -20.0 to 120.0°C (-4.0 to 248.0°F) pH Electrode FC2023 Foodcare PVDF body, pH electrode with internal temperature sensor, quick connect DIN connector and 1 m (3.3’ cable) Logging Memory 200 samples (100 pH and 100 mV range) Connectivity opto-isolated USB with optional HI 92000 software and micro USB cable Automatic Shut-Off user selectable GLP Yes Battery Type/Life 1.5V AA batteries (4) / approximately 200 hours of continuous use without backlight (50 hours with backlight) Environment 0 to 50°C (32 to 122°F); RH 100% (IP67) Dimensions 185 x 93 x 35.2 mm (7.3 x 3.6 x 1.4”) Weight 400gm Ordering Information HI98161 is supplied with FC2023 PVDF body pH electrode, HI7004M pH 4.01 buffer solution (230 mL), HI7007M pH 7.01 buffer solution (230 mL), HI700641 electrode cleaning solution for dairy products sachet (2), 100 mL plastic beaker (2), 1.5V AA batteries (4), HI92000 PC software, HI920015 micro USB cable, instruction manual with quick start guide, instrument quality certificate and HI720161 hard carrying case | <div aria-labelledby="tab-title-description" class="woocommerce-Tabs-panel woocommerce-Tabs-panel--description panel entry-content active" id="tab-description" role="tabpanel"> <p>HI98161 เป็นเครื่องวัดค่า pH แบบพกพาที่ทนทาน กันน้ำ ที่วัดค่า pH และอุณหภูมิโดยใช้หัววัดค่า pH FC2023 Foodcare เฉพาะ มิเตอร์กันน้ำระดับมืออาชีพนี้เป็นไปตามมาตรฐาน IP67 HI98161 มาพร้อมกับอุปกรณ์เสริมที่จำเป็นทั้งหมดเพื่อทำการวัดค่า pH/อุณหภูมิ ซึ่งบรรจุอยู่ในกระเป๋าพกพาที่ทำจากเทอร์โมฟอร์มที่ทนทาน ซึ่งเก็บมาตรวัด โพรบ และบัฟเฟอร์การสอบเทียบเข้าที่อย่างปลอดภัย</p> <p>The HI98161 is a rugged, waterproof, portable pH meter that measures pH and temperature using the specialized FC2023 Foodcare pH electrode. This professional, waterproof meter complies with IP67 standards. The HI98161 is supplied with all necessary accessories to perform a pH/temperature measurement packaged into a durable thermoformed carrying case that holds the meters, probes and calibration buffers securely in place.</p> <ul> <li>Quick Connect DIn Connector</li> <li>USB Connection for Data Transfer</li> <li>Dedicated Help Button</li> </ul> <div class="prod-view-details-left"> <p><img alt="HACCP pH meter for food and dairy" class="aligncenter" decoding="async" height="463" loading="lazy" src="https://hanna-worldwide.com/media/wysiwyg/products/testers/fc202.jpg" width="463"/>The FC2023 is the ideal electrode to measure the pH of milk, yogurt, meats, cheeses, fruit, sushi, rice, jams, jellies, dough, ice cream, yogurt, beverages, and juice.</p> </div> <div class="prod-view-details-right"> <p><img alt="conical glass tip" class="" decoding="async" height="233" loading="lazy" src="https://hanna-worldwide.com/media/wysiwyg/products/electrodes/fc202x-conical-tip.png" width="233"/></p> <h3><strong>Conical Glass Tip</strong></h3> <p>Made from low-temperature glass, the conical shaped tip facilitates penetration of solids, semi-solids, and emulsions to directly measure pH in food products including meat, cheese, yogurt, and milk.</p> <p><img alt="open junction reference" class="" decoding="async" height="223" loading="lazy" src="https://hanna-worldwide.com/media/wysiwyg/products/electrodes/fc202x-open-junction.png" width="223"/></p> <h3><strong>Open Junction Reference</strong></h3> <p>The open junction uses a solid gel interface (viscolene) between the sample and the internal Ag/AgCl reference, preventing silver from entering the sample, preventing clogging for a fast, stable reading.</p> <p><img alt="pvdf body" class="" decoding="async" height="225" loading="lazy" src="https://hanna-worldwide.com/media/wysiwyg/products/electrodes/pvdf-body.png" width="225"/></p> <h3><strong>PVDF Body</strong></h3> <p>Polyvinylidene fluoride (PVDF) is a food grade plastic that is resistant to most chemicals and solvents, as well as abrasion, fungal growth, and ultraviolet and nuclear radiation.</p> </div> <div class="prod-view-details-container"></div> <p> </p> <div class="prod-view-details-container"> <h2><strong>On-Screen Features</strong></h2> <div id="screen-left"><img alt="" class="" decoding="async" height="165" loading="lazy" src="https://hanna-worldwide.com/media/wysiwyg/products/portables/HI98161_setup.jpg" title="setup" width="289"/><span style="font-size: 105%;"><strong>Setup screen</strong></span><br/> Our extensive setup screen features a host of configurable options such as time, date, temperature units, and language for help screens and guides.</div> <div id="screen-center"><img alt="" class="" decoding="async" height="165" loading="lazy" src="https://hanna-worldwide.com/media/wysiwyg/products/portables/HI98161_Cal-Check.jpg" title="calibration" width="289"/><span style="font-size: 105%;"><strong>Calibration</strong></span><br/> pH calibration features detailed CAL Check™ messages. Users are guided through the calibration procedure with step-by-step on-screen instructions.</div> <div id="screen-right"><img alt="GLP" class="" decoding="async" height="165" loading="lazy" src="https://hanna-worldwide.com/media/wysiwyg/products/portables/HI98161_GLP.jpg" title="GLP" width="289"/><span style="font-size: 105%;"><strong>GLP</strong></span><br/> Comprehensive GLP functions are directly accessible by pressing the GLP key. Calibration data, including date, time, offset, slope, and buffers used in the last calibration can be reviewed.</div> <div class="prod-view-details-container"> <h2><strong>Features</strong></h2> <div class="prod-view-details-left"> <p>Contextual help at the press of a button</p> <p>Five-point pH calibration with seven standard buffers and five custom buffers</p> <p>Automatic Temperature Compensation (ATC)</p> <p>Displays overall condition of the pH electrode after calibration based on the offset and slope characteristics</p> <p>Calibration timeout to alert the user at a defined interval when the calibration has expired</p> <p>AutoHold freezes displayed measurement reading when stable</p> <p>GLP data including date, time, pH calibration buffers, offset, and slope</p> <p>200 hour battery life with battery level displayed on measurement screen</p> <p>PC connectivity via a sealed opto-isolated micro USB and HI92000 software</p> <h2><strong>Manual : <a href="https://hanna-worldwide.com/mwdownloads/download/link/id/2187">Download</a></strong></h2> <h2><strong>Specification</strong></h2> <table> <tbody> <tr> <td width="198"><strong>SKU</strong></td> <td width="403"><strong>HI98161</strong></td> </tr> <tr> <td width="198"><strong>Product Name</strong></td> <td width="403"><strong>Professional Foodcare Portable pH Meter – HI98161</strong></td> </tr> <tr> <td width="198"><strong>Quote Required</strong></td> <td width="403"><strong>Yes</strong></td> </tr> <tr> <td width="198"><strong>pH Range</strong></td> <td width="403"><strong>-2.0 to 20.0 pH; -2.00 to 20.00 pH; -2.000 to 20.000 pH</strong></td> </tr> <tr> <td width="198"><strong>pH Resolution</strong></td> <td width="403"><strong>0.1 pH; 0.01 pH; 0.001 pH</strong></td> </tr> <tr> <td width="198"><strong>pH Accuracy</strong></td> <td width="403"><strong>±0.1; ±0.002 pH</strong></td> </tr> <tr> <td width="198"><strong>pH Calibration</strong></td> <td width="403"><strong>up to five point calibration, seven standard buffers available (1.68, 4.01, 6.86, 7.01, 9.18, 10.01, 12.45) + five custom buffers</strong></td> </tr> <tr> <td width="198"><strong>pH CAL Check (electrode diagnostics)</strong></td> <td width="403"><strong>Yes</strong></td> </tr> <tr> <td width="198"><strong>pH Input impedence</strong></td> <td width="403"><strong>10¹² Ohms</strong></td> </tr> <tr> <td width="198"><strong>mV Range</strong></td> <td width="403"><strong>±2000 mV</strong></td> </tr> <tr> <td width="198"><strong>mV Resolution</strong></td> <td width="403"><strong>0.1 mV</strong></td> </tr> <tr> <td width="198"><strong>mV Accuracy</strong></td> <td width="403"><strong>±0.2 mV</strong></td> </tr> <tr> <td width="198"><strong>Temperature Range</strong></td> <td width="403"><strong>-20.0 to 120.0°C (-4.0 to 248.0°F)</strong></td> </tr> <tr> <td width="198"><strong>Temperature Resolution</strong></td> <td width="403"><strong>0.1°C (0.1°F)</strong></td> </tr> <tr> <td width="198"><strong>Temperature Accuracy</strong></td> <td width="403"><strong>±0.4°C (±0.8°F) (excluding probe error)</strong></td> </tr> <tr> <td width="198"><strong>Temperature Compensation</strong></td> <td width="403"><strong>manual or automatic from -20.0 to 120.0°C (-4.0 to 248.0°F)</strong></td> </tr> <tr> <td width="198"><strong>pH Electrode</strong></td> <td width="403"><strong>FC2023 Foodcare PVDF body, pH electrode with internal temperature sensor, quick connect DIN connector and 1 m (3.3’ cable)</strong></td> </tr> <tr> <td width="198"><strong>Logging Memory</strong></td> <td width="403"><strong>200 samples (100 pH and 100 mV range)</strong></td> </tr> <tr> <td width="198"><strong>Connectivity</strong></td> <td width="403"><strong>opto-isolated USB with optional HI 92000 software and micro USB cable</strong></td> </tr> <tr> <td width="198"><strong>Automatic Shut-Off</strong></td> <td width="403"><strong>user selectable</strong></td> </tr> <tr> <td width="198"><strong>GLP</strong></td> <td width="403"><strong>Yes</strong></td> </tr> <tr> <td width="198"><strong>Battery Type/Life</strong></td> <td width="403"><strong>1.5V AA batteries (4) / approximately 200 hours of continuous use without backlight (50 hours with backlight)</strong></td> </tr> <tr> <td width="198"><strong>Environment</strong></td> <td width="403"><strong>0 to 50°C (32 to 122°F); RH 100% (IP67)</strong></td> </tr> <tr> <td width="198"><strong>Dimensions</strong></td> <td width="403"><strong>185 x 93 x 35.2 mm (7.3 x 3.6 x 1.4”)</strong></td> </tr> <tr> <td width="198"><strong>Weight</strong></td> <td width="403"><strong>400gm</strong></td> </tr> <tr> <td width="198"><strong>Ordering Information</strong></td> <td width="403"><strong>HI98161 is supplied with FC2023 PVDF body pH electrode, HI7004M pH 4.01 buffer solution (230 mL), HI7007M pH 7.01 buffer solution (230 mL), HI700641 electrode cleaning solution for dairy products sachet (2), 100 mL plastic beaker (2), 1.5V AA batteries (4), HI92000 PC software, HI920015 micro USB cable, instruction manual with quick start guide, instrument quality certificate and HI720161 hard carrying case</strong></td> </tr> </tbody> </table> </div> </div> </div> </div> | The HI98161 is a rugged, waterproof, portable pH meter that measures pH and temperature using the specialized FC2023 Foodcare pH electrode. This professional, waterproof meter complies with IP67 standards. The HI98161 is supplied with all necessary accessories to perform a pH/temperature measurement packaged into a durable thermoformed carrying case that holds the meters, probes and calibration buffers securely in place. | <div class="product-short-description"> <p>The HI98161 is a rugged, waterproof, portable pH meter that measures pH and temperature using the specialized FC2023 Foodcare pH electrode. This professional, waterproof meter complies with IP67 standards. The HI98161 is supplied with all necessary accessories to perform a pH/temperature measurement packaged into a durable thermoformed carrying case that holds the meters, probes and calibration buffers securely in place.</p> </div> | https://www.hannathailand.com/wp-content/uploads/2022/09/HI98161.jpg | HI99141 pH Meter / Boiler & Cooling Towers , เครื่องวัดคุณภาพน้ำแบบหลายพารามิเตอร์ รุ่น HI98195 (pH/ORP/EC/Pressure/Temperature) , เครื่องวัดคุณภาพน้ำ แบบหลายพารามิเตอร์ ช่วงสูง รุ่น HI991301 (pH/EC/TDS/°C) , HI991002 pH/Redox°C Meter kompakt, wasserdicht , HI991404 pH/EC/TDS/°C-Monitor with Electrode, ATC – GRO’CHEK COMBO , เครื่องวัดคุณภาพน้ำ แบบหลายพารามิเตอร์ ช่วงต่ำ รุ่น HI991300 (pH/EC/TDS/°C) , HI991401 pH/°C-Monitor with Electrode, ATC – GRO’CHEK , เครื่องวัดคุณภาพน้ำแบบหลายพารามิเตอร์ แบบเชื่อมต่อผ่านบลูทูธ รุ่น HI98494 | <a class="woocommerce-LoopProduct-link woocommerce-loop-product__link" href="https://www.hannathailand.com/product/hi99141-ph-meter-boiler-cooling-towers/">HI99141 pH Meter / Boiler &amp; Cooling Towers</a> , <a class="woocommerce-LoopProduct-link woocommerce-loop-product__link" href="https://www.hannathailand.com/product/multiparameter-phorpecpressuretemperature-waterproof-meter/">เครื่องวัดคุณภาพน้ำแบบหลายพารามิเตอร์ รุ่น HI98195 (pH/ORP/EC/Pressure/Temperature)</a> , <a class="woocommerce-LoopProduct-link woocommerce-loop-product__link" href="https://www.hannathailand.com/product/multiparameter-ph-ec-tds-temp/">เครื่องวัดคุณภาพน้ำ แบบหลายพารามิเตอร์ ช่วงสูง รุ่น HI991301 (pH/EC/TDS/°C)</a> , <a class="woocommerce-LoopProduct-link woocommerce-loop-product__link" href="https://www.hannathailand.com/?post_type=product&amp;p=2550">HI991002 pH/Redox°C Meter kompakt, wasserdicht</a> , <a class="woocommerce-LoopProduct-link woocommerce-loop-product__link" href="https://www.hannathailand.com/?post_type=product&amp;p=4280">HI991404 pH/EC/TDS/°C-Monitor with Electrode, ATC – GRO’CHEK COMBO</a> , <a class="woocommerce-LoopProduct-link woocommerce-loop-product__link" href="https://www.hannathailand.com/product/hi991300-multiparameter-phectdsc-ec-to-3999-%c2%b5s/">เครื่องวัดคุณภาพน้ำ แบบหลายพารามิเตอร์ ช่วงต่ำ รุ่น HI991300 (pH/EC/TDS/°C)</a> , <a class="woocommerce-LoopProduct-link woocommerce-loop-product__link" href="https://www.hannathailand.com/?post_type=product&amp;p=4247">HI991401 pH/°C-Monitor with Electrode, ATC – GRO’CHEK</a> , <a class="woocommerce-LoopProduct-link woocommerce-loop-product__link" href="https://www.hannathailand.com/product/%e0%b9%80%e0%b8%84%e0%b8%a3%e0%b8%b7%e0%b9%88%e0%b8%ad%e0%b8%87%e0%b8%a7%e0%b8%b1%e0%b8%94%e0%b8%84%e0%b8%b8%e0%b8%93%e0%b8%a0%e0%b8%b2%e0%b8%9e%e0%b8%99%e0%b9%89%e0%b8%b3%e0%b9%81%e0%b8%9a%e0%b8%9a-2/">เครื่องวัดคุณภาพน้ำแบบหลายพารามิเตอร์ แบบเชื่อมต่อผ่านบลูทูธ รุ่น HI98494</a> | https://www.hannathailand.com/wp-content/uploads/2022/09/HI98161-600x600.jpg , https://www.hannathailand.com/wp-content/uploads/2022/09/HI98161-1-600x600.jpg , https://www.hannathailand.com/wp-content/uploads/2022/09/HI98161-2-600x600.jpg , https://www.hannathailand.com/wp-content/uploads/2021/12/hi99141_c720x720c83ee47ceef74c95b201cc053d482234-500x500.jpg , https://www.hannathailand.com/wp-content/uploads/2022/06/hi98195-600x600.jpg , https://www.hannathailand.com/wp-content/uploads/2022/06/hi991301_c720x720ddd0371e3b954215b89c0fdea8133f90-600x600.jpg , https://www.hannathailand.com/wp-content/uploads/2021/12/kompakteshandphmvmeter1507_11-500x500.jpg , https://www.hannathailand.com/wp-content/uploads/2021/12/phectdscindikatorbis3999s1515_11-500x500.jpg , https://www.hannathailand.com/wp-content/uploads/2022/06/hi991300_c720x72041235e8b36d4432eae66e66eb7a32aee-600x600.jpg , https://www.hannathailand.com/wp-content/uploads/2021/12/phcindikator1514_11-500x500.jpg , https://www.hannathailand.com/wp-content/uploads/2022/12/hi98494-600x600.jpg