## Sheet1
| ชื่อสินค้า | หมวดหมู่ | ลิงค์หมวดหมู่ | ลิงค์สินค้า | รหัสสินค้า | ราคา | SPECIFICATION | SPECIFICATION HTML | รายละเอียด | รายละเอียด HTML | รายละเอียด short | รายละเอียด short HTML | ภาพสินค้า | สินค้าที่เกียวข้อง | สินค้าที่เกี่ยวข้องพร้อมชื่อและลิงค์ | รูปครบๆ New
0 | ชุดทดสอบแอมโมเนีย สำหรับน้ำจืด (HI3824) | สินค้าทั้งหมด , ชุดทดสอบเคมี , แบบเทียบสี | https://www.hannathailand.com/product-category/test-kit/color/ | https://www.hannathailand.com/product/hi3824-%e0%b8%8a%e0%b8%b8%e0%b8%94%e0%b8%97%e0%b8%94%e0%b8%aa%e0%b8%ad%e0%b8%9a%e0%b9%81%e0%b8%ad%e0%b8%a1%e0%b9%82%e0%b8%a1%e0%b9%80%e0%b8%99%e0%b8%b5%e0%b8%a2-%e0%b8%aa%e0%b8%b3%e0%b8%ab%e0%b8%a3/ | HI3824 | 2,247.00 |  | <div aria-labelledby="tab-title-additional_information" class="woocommerce-Tabs-panel woocommerce-Tabs-panel--additional_information panel entry-content" id="tab-additional_information" role="tabpanel"> </div> | HI3824 เป็นชุดทดสอบทางเคมีที่ใช้การดัดแปลงวิธี Nessler เพื่อตรวจวัดแอมโมเนียในน้ำจืด HI3824 มาพร้อมกับรีเอเจนต์และอุปกรณ์ทั้งหมดที่จำเป็นสำหรับการทดสอบประมาณ 25 ครั้ง The HI3824 is a chemical test kit that uses an adaptation of the Nessler method to measure ammonia in fresh water. The HI3824 is supplied complete with all of the reagents and equipment necessary to perform approximately 25 tests. Pre-made reagents for ease of use All reagents marked with expiration date and lot number for traceability Color comparison cube for simple determination The HI3824 is a colorimetric chemical test kit that determines the ammonia concentration in fresh water within a 0.0 to 2.5 mg/L (ppm) range as NH3-N. The HI3824 is supplied with all of the necessary reagents and equipment to perform the analysis. The test kit contains enough reagents for perform approximately 25 tests. Features at-a-glance Complete setup All required materials are included with the test kit, such as the sample beaker, color comparison cube, and reagent dropper bottles. High resolution Readings from 0.0 to 2.5 mg/L NH3-N are determined to 0.5 mg/L resolution. Replacement reagents available There is no need to buy a new kit when reagents are exhausted. The HI3824-025 reagent set can be ordered to replace the reagents supplied with the kit. This reagent set comes with 1 (20mL) dropper bottle of Ammonia Reagent 1 for Fresh Water and 1 (20mL) dropper bottle of Nessler Reagent. Significance of Use Groundwater normally contains ammonia due to bacterial decay of plants and animals. However, concentrations of ammonia in rivers and drinking water reservoirs may indicate the presence of agricultural runoff or urban pollution. When the concentration of ammonia is high enough, it can alter the smell and taste of water. In industrial applications, high concentrations of ammonia can cause corrosion in pipes. Ammonia is also monitored in fresh water aquariums and fish farming applications because of its toxicity to fish. Order Information: HI 3824 test kit comes with 20 mL plastic beaker, color comparison cube, 20 mL ammonia reagent 1 (for fresh water) and 20 mL Nessler reagent Method Colorimetric Range 0.0-2.5 mg/L Smallest Increment 0.5 mg/L Chemical Method Nessler Number of Tests approx. 25 Weight 180 g | <div aria-labelledby="tab-title-description" class="woocommerce-Tabs-panel woocommerce-Tabs-panel--description panel entry-content active" id="tab-description" role="tabpanel"> <p>HI3824 เป็นชุดทดสอบทางเคมีที่ใช้การดัดแปลงวิธี Nessler เพื่อตรวจวัดแอมโมเนียในน้ำจืด HI3824 มาพร้อมกับรีเอเจนต์และอุปกรณ์ทั้งหมดที่จำเป็นสำหรับการทดสอบประมาณ 25 ครั้ง</p> <p><span style="color: #000000;">The HI3824 is a chemical test kit that uses an adaptation of the Nessler method to measure ammonia in fresh water. The HI3824 is supplied complete with all of the reagents and equipment necessary to perform approximately 25 tests.</span></p> <ul> <li><span style="color: #000000;">Pre-made reagents for ease of use</span></li> <li><span style="color: #000000;">All reagents marked with expiration date and lot number for traceability</span></li> <li><span style="color: #000000;">Color comparison cube for simple determination</span></li> </ul> <p><span style="color: #000000;">The HI3824 is a colorimetric chemical test kit that determines the ammonia concentration in fresh water within a 0.0 to 2.5 mg/L (ppm) range as NH<sub>3</sub>-N. The HI3824 is supplied with all of the necessary reagents and equipment to perform the analysis. The test kit contains enough reagents for perform approximately 25 tests.</span></p> <h2><span style="color: #000000;"><strong>Features at-a-glance</strong></span></h2> <p><span style="color: #000000;"><strong>Complete setup </strong></span></p> <ul> <li><span style="color: #000000;">All required materials are included with the test kit, such as the sample beaker, color comparison cube, and reagent dropper bottles.</span></li> </ul> <p><span style="color: #000000;"><strong>High resolution</strong></span></p> <ul> <li><span style="color: #000000;">Readings from 0.0 to 2.5 mg/L NH<sub>3</sub>-N are determined to 0.5 mg/L resolution.</span></li> </ul> <p><span style="color: #000000;"><strong>Replacement reagents available</strong></span></p> <ul> <li><span style="color: #000000;">There is no need to buy a new kit when reagents are exhausted. The <a href="https://hanna-worldwide.com/hi3824-025-ammonia-test-kit-for-fresh-water-replacements.html" rel="noopener" style="color: #000000;" target="_blank" title="HI3824-025">HI3824-025</a> reagent set can be ordered to replace the reagents supplied with the kit. This reagent set comes with 1 (20mL) dropper bottle of Ammonia Reagent 1 for Fresh Water and 1 (20mL) dropper bottle of Nessler Reagent.</span></li> </ul> <h2><span style="color: #000000;"><strong>Significance of Use</strong></span></h2> <p><span style="color: #000000;">Groundwater normally contains ammonia due to bacterial decay of plants and animals. However, concentrations of ammonia in rivers and drinking water reservoirs may indicate the presence of agricultural runoff or urban pollution. When the concentration of ammonia is high enough, it can alter the smell and taste of water. In industrial applications, high concentrations of ammonia can cause corrosion in pipes. Ammonia is also monitored in fresh water aquariums and fish farming applications because of its toxicity to fish.</span></p> <p><span style="font-size: 160%; color: #000000;"><strong>Order Information:</strong></span><br/> <span style="color: #000000;">HI 3824 test kit comes with 20 mL plastic beaker, color comparison cube, 20 mL ammonia reagent 1 (for fresh water) and 20 mL Nessler reagent</span></p> <table class="spec_table"> <tbody> <tr> <td><span style="color: #000000;">Method</span></td> <td></td> <td><span style="color: #000000;">Colorimetric</span></td> </tr> <tr> <td><span style="color: #000000;">Range</span></td> <td></td> <td><span style="color: #000000;">0.0-2.5 mg/L</span></td> </tr> <tr> <td><span style="color: #000000;">Smallest Increment</span></td> <td></td> <td><span style="color: #000000;">0.5 mg/L</span></td> </tr> <tr> <td><span style="color: #000000;">Chemical Method</span></td> <td></td> <td><span style="color: #000000;">Nessler</span></td> </tr> <tr> <td><span style="color: #000000;">Number of Tests</span></td> <td></td> <td><span style="color: #000000;">approx. 25</span></td> </tr> <tr> <td><span style="color: #000000;">Weight</span></td> <td></td> <td><span style="color: #000000;">180 g</span></td> </tr> </tbody> </table> </div> | ไม่มี | ไม่มี | https://www.hannathailand.com/wp-content/uploads/2023/10/hi3824_2.jpg | เครื่องวัดปริมาณแอมโมเนีย ช่วงสูง รุ่น HI733 , เครื่องวัดปริมาณนิกเกิล ช่วงสูง รุ่น HI726 , เครื่องวัดคลอรีน , สารละลายมาตรฐานความขุ่น 20 NTU , เครื่องวัดปริมาณแอมโมเนีย ช่วงต่ำ รุ่น HI700 , เครื่องวัดปริมาณไนไตรท์ ช่วงสูง ในตัวอย่างน้ำ รุ่น HI708 , เครื่องวัดปริมาณฟอสเฟต ช่วงสูง รุ่น HI717 , เครื่องวัดปริมาณไอโอดีน รุ่น HI718 | <a class="woocommerce-LoopProduct-link woocommerce-loop-product__link" href="https://www.hannathailand.com/product/hi733-checker-hc-ammonia-hr/">เครื่องวัดปริมาณแอมโมเนีย ช่วงสูง รุ่น HI733</a> , <a class="woocommerce-LoopProduct-link woocommerce-loop-product__link" href="https://www.hannathailand.com/product/hi726-checker-hc-nickel-hr/">เครื่องวัดปริมาณนิกเกิล ช่วงสูง รุ่น HI726</a> , <a class="woocommerce-LoopProduct-link woocommerce-loop-product__link" href="https://www.hannathailand.com/product/free-chlorine/">เครื่องวัดคลอรีน</a> , <a class="woocommerce-LoopProduct-link woocommerce-loop-product__link" href="https://www.hannathailand.com/product/hi93102-20/">สารละลายมาตรฐานความขุ่น 20 NTU</a> , <a class="woocommerce-LoopProduct-link woocommerce-loop-product__link" href="https://www.hannathailand.com/product/hi700-checker-hc-ammonia-lr/">เครื่องวัดปริมาณแอมโมเนีย ช่วงต่ำ รุ่น HI700</a> , <a class="woocommerce-LoopProduct-link woocommerce-loop-product__link" href="https://www.hannathailand.com/product/hi708-checker-hc-nitrite-hr/">เครื่องวัดปริมาณไนไตรท์ ช่วงสูง ในตัวอย่างน้ำ รุ่น HI708</a> , <a class="woocommerce-LoopProduct-link woocommerce-loop-product__link" href="https://www.hannathailand.com/product/hi717-checker-hc-phosphate-hr/">เครื่องวัดปริมาณฟอสเฟต ช่วงสูง รุ่น HI717</a> , <a class="woocommerce-LoopProduct-link woocommerce-loop-product__link" href="https://www.hannathailand.com/product/hi718-checker-hc-iodine/">เครื่องวัดปริมาณไอโอดีน รุ่น HI718</a> | https://www.hannathailand.com/wp-content/uploads/2022/06/miniphotometerfurammoniumhoch2418_11-600x600.jpg , https://www.hannathailand.com/wp-content/uploads/2022/06/miniphotometerfurnickelhoch841_11-600x600.jpg , https://www.hannathailand.com/wp-content/uploads/2021/07/1-500x500.jpg , https://www.hannathailand.com/wp-content/uploads/2021/07/9-500x500.jpg , https://www.hannathailand.com/wp-content/uploads/2022/06/hi700_400pxl-600x600.jpg , https://www.hannathailand.com/wp-content/uploads/2022/06/miniphotometerfurnitrithoch2420_11-600x600.jpg , https://www.hannathailand.com/wp-content/uploads/2022/06/miniphotometerfurphosphathoch827_11-600x600.jpg , https://www.hannathailand.com/wp-content/uploads/2022/06/miniphotometerfuriod829_11-600x600.jpg
1 | น้ำยาสอบเทียบมาตรฐานแบบรวดเร็ว (HI5036-050) | สารละลาย , สารละลาย , อุตสาหกรรมเพาะปลูกและเลี้ยงปลาทะเล | https://www.hannathailand.com/product-category/agriculture-aquaculture/ | https://www.hannathailand.com/product/hi5036-050/ | HI5036-050 | 963.00 | น้ำหนัก 0.5 กก. | <div aria-labelledby="tab-title-additional_information" class="woocommerce-Tabs-panel woocommerce-Tabs-panel--additional_information panel entry-content" id="tab-additional_information" role="tabpanel"> <table class="woocommerce-product-attributes shop_attributes"> <tr class="woocommerce-product-attributes-item woocommerce-product-attributes-item--weight"> <th class="woocommerce-product-attributes-item__label">น้ำหนัก</th> <td class="woocommerce-product-attributes-item__value">0.5 กก.</td> </tr> </table> </div> | HI5036-050 is a quick calibration solution for use with Hanna’s GroLine pH and/or EC/TDS meters. Using the Quick Cal function, found in compatible meters, allows for a single point calibration for pH and/or conductivity sensors. Each bottle has the lot number and expiration date. Hanna’s line of calibration solutions have been specially formulated to have an expiration of 5 years from the date of manufacture for an unopened bottle. The HI5036-050 is for 500 mL of calibration solution Hermetically sealed to maintain freshness One solution for calibrating two parameters Calibration solution value is pH 6.86 and 5.00 mS/cm Quick Calibration Solution Calibration solution for Gro line pH and EC/TDS meters pH calibration buffer value of pH 6.86 EC calibration standard value of 5,000 μS/cm (5.00 mS/cm) Air tight bottle with tamper-proof seal Ensures quality and freshness of solution Each bottle marked with lot number and expiration date Hanna buffers are specially formulated to have an expiration of 5 years from manufacture for an unopened bottle | <div aria-labelledby="tab-title-description" class="woocommerce-Tabs-panel woocommerce-Tabs-panel--description panel entry-content active" id="tab-description" role="tabpanel"> <p>HI5036-050 is a quick calibration solution for use with Hanna’s GroLine pH and/or EC/TDS meters. Using the Quick Cal function, found in compatible meters, allows for a single point calibration for pH and/or conductivity sensors. Each bottle has the lot number and expiration date. Hanna’s line of calibration solutions have been specially formulated to have an expiration of 5 years from the date of manufacture for an unopened bottle.</p> <p>The HI5036-050 is for 500 mL of calibration solution</p> <ul> <li>Hermetically sealed to maintain freshness</li> <li>One solution for calibrating two parameters</li> <li>Calibration solution value is pH 6.86 and 5.00 mS/cm</li> </ul> <h3><strong>Quick Calibration Solution</strong></h3> <ul> <li>Calibration solution for Gro line pH and EC/TDS meters</li> <li>pH calibration buffer value of pH 6.86</li> <li>EC calibration standard value of 5,000 μS/cm (5.00 mS/cm)</li> </ul> <h3><strong>Air tight bottle with tamper-proof seal</strong></h3> <ul> <li>Ensures quality and freshness of solution</li> </ul> <h3><strong>Each bottle marked with lot number and expiration date</strong></h3> <ul> <li>Hanna buffers are specially formulated to have an expiration of 5 years from manufacture for an unopened bottle</li> </ul> </div> | ไม่มี | ไม่มี | https://www.hannathailand.com/wp-content/uploads/2023/02/HI5036-050.jpg | HI5004-R08 – 4.01 pH@25°C – TQ – 3.78L farbcodiert , HI5010-01 – 10.01 pH@25°C – TQ – 1000ml , HI5006 – 6.00 pH@25°C – TQ – 500ml , HI5002 – 2.00 pH@25°C – TQ – 500ml , HI5010 – 10.01 pH@25°C – TQ – 500ml , HI5004 – 4.01 pH@25°C – TQ – 500ml , HI5007-G08 – 7.01 pH@25°C – TQ – 3.78L farbcodiert , HI5012 – 12.00 pH@25°C – TQ – 500ml | <a class="woocommerce-LoopProduct-link woocommerce-loop-product__link" href="https://www.hannathailand.com/product/hi5004-r08-4-01-ph25c-tq-3-78l-farbcodiert/">HI5004-R08 – 4.01 pH@25°C – TQ – 3.78L farbcodiert</a> , <a class="woocommerce-LoopProduct-link woocommerce-loop-product__link" href="https://www.hannathailand.com/product/hi5010-01-10-01-ph25c-tq-1000ml/">HI5010-01 – 10.01 pH@25°C – TQ – 1000ml</a> , <a class="woocommerce-LoopProduct-link woocommerce-loop-product__link" href="https://www.hannathailand.com/product/hi5006-6-00-ph25c-tq-500ml/">HI5006 – 6.00 pH@25°C – TQ – 500ml</a> , <a class="woocommerce-LoopProduct-link woocommerce-loop-product__link" href="https://www.hannathailand.com/product/hi5002-2-00-ph25c-tq-500ml/">HI5002 – 2.00 pH@25°C – TQ – 500ml</a> , <a class="woocommerce-LoopProduct-link woocommerce-loop-product__link" href="https://www.hannathailand.com/product/hi5010-10-01-ph25c-tq-500ml/">HI5010 – 10.01 pH@25°C – TQ – 500ml</a> , <a class="woocommerce-LoopProduct-link woocommerce-loop-product__link" href="https://www.hannathailand.com/product/hi5004-4-01-ph25c-tq-500ml/">HI5004 – 4.01 pH@25°C – TQ – 500ml</a> , <a class="woocommerce-LoopProduct-link woocommerce-loop-product__link" href="https://www.hannathailand.com/product/hi5007-g08-7-01-ph25c-tq-3-78l-farbcodiert/">HI5007-G08 – 7.01 pH@25°C – TQ – 3.78L farbcodiert</a> , <a class="woocommerce-LoopProduct-link woocommerce-loop-product__link" href="https://www.hannathailand.com/product/hi5012-12-00-ph25c-tq-500ml/">HI5012 – 12.00 pH@25°C – TQ – 500ml</a> | https://www.hannathailand.com/wp-content/uploads/2022/06/41pu0waxe7l_sl500_aa300_151cda7b5e667d-600x600.jpg , https://www.hannathailand.com/wp-content/uploads/2022/06/pufferph200flasche1lzertifikat515_11-600x600.jpg , https://www.hannathailand.com/wp-content/uploads/2022/06/pufferph100flasche500mlzertifikat502_1151cd775b89872-600x600.jpg , https://www.hannathailand.com/wp-content/uploads/2022/06/pufferph100flasche500mlzertifikat502_1151cd76f99c094-600x600.jpg , https://www.hannathailand.com/wp-content/uploads/2022/06/pufferph100flasche500mlzertifikat502_1151cd775b89872-600x600.jpg , https://www.hannathailand.com/wp-content/uploads/2022/06/pufferph100flasche500mlzertifikat502_1151cd775b89872-600x600.jpg , https://www.hannathailand.com/wp-content/uploads/2022/06/hi5007g081-600x600.jpg , https://www.hannathailand.com/wp-content/uploads/2022/06/pufferph100flasche500mlzertifikat502_1151cd775b89872-600x600.jpg
2 | สารละลายมาตรฐานสำหรับสอบเทียบความเค็ม แบบซอง HI70024P | สินค้าทั้งหมด | https://www.hannathailand.com/product-category/product-all/ | https://www.hannathailand.com/product/hi70024p/ | HI70024P | 1,765.00 | น้ำหนัก 0.8 กก. ขนาด 0.2 × 5 × 12 เซนติเมตร | <div aria-labelledby="tab-title-additional_information" class="woocommerce-Tabs-panel woocommerce-Tabs-panel--additional_information panel entry-content" id="tab-additional_information" role="tabpanel"> <table class="woocommerce-product-attributes shop_attributes"> <tr class="woocommerce-product-attributes-item woocommerce-product-attributes-item--weight"> <th class="woocommerce-product-attributes-item__label">น้ำหนัก</th> <td class="woocommerce-product-attributes-item__value">0.8 กก.</td> </tr> <tr class="woocommerce-product-attributes-item woocommerce-product-attributes-item--dimensions"> <th class="woocommerce-product-attributes-item__label">ขนาด</th> <td class="woocommerce-product-attributes-item__value">0.2 × 5 × 12 เซนติเมตร</td> </tr> </table> </div> | HI70024P is a premium quality 35.00 ppt marine salinity calibration standard that is NIST traceable and contained in portable single-use sachets. Each sachet has the lot number and expiration date stamped on it and is made of light block foil ensuring freshness each time one is opened. Hanna’s line of conductivity solutions have been specially formulated to have an expiration of 5 years from the date of manufacture for an unopened sachet. The HI70024P is for 25 sachets containing 20 mL of solution. 35.00 ppt @ 25°C salinity value. Temperature chart of the actual ppt value at various temperatures printed on each sachet Convenient packaging for one time use HI70024P is a premium quality 35.00 ppt marine salinity solution standardized with a conductivity meter that has been calibrated with potassium chloride NIST 2202 SRM (Standard Reference Material) in deionized water for analytical use in accordance with ISO 3696/BS3978. Additional equipment used in preparation of the solutions include certified weight-checked balances, Class A glassware and certified thermometers. Convenience of individual packaging Ideal for users that do not calibrate frequently Ideal for field use due to portability Every sachet is as fresh as the day it was packaged Light block packaging prevents oxidation from UV light that could alter the value Each sachet marked with lot number and expiration date Hanna solutions are specially formulated to have an expiration of 5 years from manufacture for an unopened sachet. Specification SKU HI70024P Product Name 35.00 ppt Marine Salinity Calibration Standard (25 x 20 ml) Quote Required Yes Description Marine Salinity Calibration Standard Concentration 35.00 ppt @ 25°C Package single use sachets Quantity 25 Size 20 ml | <div aria-labelledby="tab-title-description" class="woocommerce-Tabs-panel woocommerce-Tabs-panel--description panel entry-content active" id="tab-description" role="tabpanel"> <p><strong>HI70024P</strong> is a premium quality 35.00 ppt marine salinity calibration standard that is NIST traceable and contained in portable single-use sachets. Each sachet has the lot number and expiration date stamped on it and is made of light block foil ensuring freshness each time one is opened. Hanna’s line of conductivity solutions have been specially formulated to have an expiration of 5 years from the date of manufacture for an unopened sachet. The HI70024P is for 25 sachets containing 20 mL of solution.</p> <ul> <li>35.00 ppt @ 25°C salinity value.</li> <li>Temperature chart of the actual ppt value at various temperatures printed on each sachet</li> <li>Convenient packaging for one time use</li> </ul> <p dir="ltr">HI70024P is a premium quality 35.00 ppt marine salinity solution standardized with a conductivity meter that has been calibrated with potassium chloride NIST 2202 SRM (Standard Reference Material) in deionized water for analytical use in accordance with ISO 3696/BS3978. Additional equipment used in preparation of the solutions include certified weight-checked balances, Class A glassware and certified thermometers.</p> <h3 dir="ltr"><strong>Convenience of individual packaging</strong></h3> <ul> <li dir="ltr"> <p dir="ltr">Ideal for users that do not calibrate frequently</p> </li> <li dir="ltr"> <p dir="ltr">Ideal for field use due to portability</p> </li> <li dir="ltr"> <p dir="ltr">Every sachet is as fresh as the day it was packaged</p> </li> <li dir="ltr"> <p dir="ltr">Light block packaging prevents oxidation from UV light that could alter the value</p> </li> </ul> <h3 dir="ltr"><strong>Each sachet marked with lot number and expiration date</strong></h3> <ul> <li dir="ltr">Hanna solutions are specially formulated to have an expiration of 5 years from manufacture for an unopened sachet.</li> </ul> <h3><strong>Specification<br/> </strong></h3> <table> <tbody> <tr> <td width="142"><strong>SKU</strong></td> <td width="312"><strong>HI70024P</strong></td> </tr> <tr> <td width="142"><strong>Product Name</strong></td> <td width="312"><strong>35.00 ppt Marine Salinity Calibration Standard (25 x 20 ml)</strong></td> </tr> <tr> <td width="142"><strong>Quote Required</strong></td> <td width="312"><strong>Yes</strong></td> </tr> <tr> <td width="142"><strong>Description</strong></td> <td width="312"><strong>Marine Salinity Calibration Standard</strong></td> </tr> <tr> <td width="142"><strong>Concentration</strong></td> <td width="312"><strong>35.00 ppt @ 25°C</strong></td> </tr> <tr> <td width="142"><strong>Package</strong></td> <td width="312"><strong>single use sachets</strong></td> </tr> <tr> <td width="142"><strong>Quantity</strong></td> <td width="312"><strong>25</strong></td> </tr> <tr> <td width="142"><strong>Size</strong></td> <td width="312"><strong>20 ml</strong></td> </tr> </tbody> </table> <h3><strong> </strong></h3> <p> </p> </div> | ไม่มี | ไม่มี | https://www.hannathailand.com/wp-content/uploads/2023/05/images.jpeg | เครื่องวัดค่าเหล็ก รุ่น HI721 , น้ำยามาตรฐานสอบเทียบ ค่ามาตรฐานความเค็ม , เครื่องวัดปริมาณแอมโมเนีย ช่วงสูง รุ่น HI733 , เครื่องวัดปริมาณโครเมี่ยม ช่วงสูง รุ่น HI723 , เครื่องวัดปริมาณฟอสฟอรัส ช่วงต่ำมาก รุ่น HI736 , เครื่องควบคุมค่าความนำไฟฟ้า , เครื่องวัดปริมาณแอมโมเนีย ช่วงต่ำ รุ่น HI700 , น้ำยามาตรฐานสอบเทียบ | <a class="woocommerce-LoopProduct-link woocommerce-loop-product__link" href="https://www.hannathailand.com/product/hi721-checker-hc-iron/">เครื่องวัดค่าเหล็ก รุ่น HI721</a> , <a class="woocommerce-LoopProduct-link woocommerce-loop-product__link" href="https://www.hannathailand.com/product/hi7080l/">น้ำยามาตรฐานสอบเทียบ ค่ามาตรฐานความเค็ม</a> , <a class="woocommerce-LoopProduct-link woocommerce-loop-product__link" href="https://www.hannathailand.com/product/hi733-checker-hc-ammonia-hr/">เครื่องวัดปริมาณแอมโมเนีย ช่วงสูง รุ่น HI733</a> , <a class="woocommerce-LoopProduct-link woocommerce-loop-product__link" href="https://www.hannathailand.com/product/hi723-checker-hc-chromium-vi-hr/">เครื่องวัดปริมาณโครเมี่ยม ช่วงสูง รุ่น HI723</a> , <a class="woocommerce-LoopProduct-link woocommerce-loop-product__link" href="https://www.hannathailand.com/product/phosphorous-marine/">เครื่องวัดปริมาณฟอสฟอรัส ช่วงต่ำมาก รุ่น HI736</a> , <a class="woocommerce-LoopProduct-link woocommerce-loop-product__link" href="https://www.hannathailand.com/product/hi8931cn/">เครื่องควบคุมค่าความนำไฟฟ้า</a> , <a class="woocommerce-LoopProduct-link woocommerce-loop-product__link" href="https://www.hannathailand.com/product/hi700-checker-hc-ammonia-lr/">เครื่องวัดปริมาณแอมโมเนีย ช่วงต่ำ รุ่น HI700</a> , <a class="woocommerce-LoopProduct-link woocommerce-loop-product__link" href="https://www.hannathailand.com/product/hi9828-25/">น้ำยามาตรฐานสอบเทียบ</a> | https://www.hannathailand.com/wp-content/uploads/2023/05/images-600x600.jpeg , https://www.hannathailand.com/wp-content/uploads/2023/05/HI70024P-600x600.jpg , https://www.hannathailand.com/wp-content/uploads/2023/05/HI70024P-1-600x600.jpg , https://www.hannathailand.com/wp-content/uploads/2022/06/miniphotometerfureisen832_11-600x600.jpg , https://www.hannathailand.com/wp-content/uploads/2021/07/11-500x500.jpg , https://www.hannathailand.com/wp-content/uploads/2022/06/miniphotometerfurammoniumhoch2418_11-600x600.jpg , https://www.hannathailand.com/wp-content/uploads/2022/06/miniphotometerfurchromvihoch839_11-600x600.jpg , https://www.hannathailand.com/wp-content/uploads/2021/12/HI736-600x600.jpg , https://www.hannathailand.com/wp-content/uploads/2021/07/2-500x500.jpg , https://www.hannathailand.com/wp-content/uploads/2022/06/hi700_400pxl-600x600.jpg , https://www.hannathailand.com/wp-content/uploads/2021/07/8-500x500.jpg
3 | สารละลายสำหรับเก็บรักษาสภาพของหัววัดค่ากรด-ด่าง (HI70300L) | สารละลาย , สินค้าทั้งหมด , เครื่องวัดความเป็นกรด-ด่าง/โออาร์พี | https://www.hannathailand.com/product-category/ph-meter/ | https://www.hannathailand.com/product/storage-solution/ | HI70300L | 963.00 | น้ำหนัก 0.5 กก. | <div aria-labelledby="tab-title-additional_information" class="woocommerce-Tabs-panel woocommerce-Tabs-panel--additional_information panel entry-content" id="tab-additional_information" role="tabpanel"> <table class="woocommerce-product-attributes shop_attributes"> <tr class="woocommerce-product-attributes-item woocommerce-product-attributes-item--weight"> <th class="woocommerce-product-attributes-item__label">น้ำหนัก</th> <td class="woocommerce-product-attributes-item__value">0.5 กก.</td> </tr> </table> </div> | HI70300L is a storage solution prepared with reagent grade chemicals that can be used to ensure optimum performance of your pH and ORP electrodes. It is necessary to store a pH electrode in a solution in order to keep the glass membrane of the pH electrode hydrated. Ideally a storage solution should be used; never store an electrode in distilled or deionized water. The Hanna Instruments storage solution is specifically formulated to minimize microbial growth and to prevent any effects of diffusion/osmotic from storing a probe in a solution with the highly concentrated inner reference electrolyte. Storing your pH and/or ORP electrodes in a storage solution will also keep the junction clear. Maintaining the hydrated layer and clear junction will help to ensure a fast and reliable measurement. In the case of cleaning your pH electrode in one of our cleaning solutions, we recommend soaking the electrode in the HI70300L storage solution for at least one hour before taking measurements. Special formulation to minimize microbial growth and osmotic/diffusion effects between the solution and inner reference electrolyte Manufactured specifically for pH and ORP electrodes Clearly marked expiration date and lot number HI70300L is a solution that can be used to store your pH electrode*. To ensure an optimum response time, the glass sensor tip and the reference junction of the pH electrode should be kept moist and not be allowed to dry out when not in use. Placing the electrode in a small glass filled with storage solution or replacing the solution in the protective cap is a suitable way to store the electrode. The HI70300L should also be used to rehydrate the electrode after a cleaning procedure by soaking for at least one hour before taking measurements. * Never store pH or ORP electrodes in distilled or deionized water. Doing so will shorten the life of the sensor. Air tight bottle with tamper-proof seal Ensures quality and freshness of solution Each bottle marked with lot number and expiration date. Hanna storage solutions are specially formulated to have an expiration of 5 years from manufacture for an unopened bottle. | <div aria-labelledby="tab-title-description" class="woocommerce-Tabs-panel woocommerce-Tabs-panel--description panel entry-content active" id="tab-description" role="tabpanel"> <p>HI70300L is a storage solution prepared with reagent grade chemicals that can be used to ensure optimum performance of your pH and ORP electrodes. It is necessary to store a pH electrode in a solution in order to keep the glass membrane of the pH electrode hydrated. Ideally a storage solution should be used; never store an electrode in distilled or deionized water.</p> <p>The Hanna Instruments storage solution is specifically formulated to minimize microbial growth and to prevent any effects of diffusion/osmotic from storing a probe in a solution with the highly concentrated inner reference electrolyte. Storing your pH and/or ORP electrodes in a storage solution will also keep the junction clear. Maintaining the hydrated layer and clear junction will help to ensure a fast and reliable measurement.</p> <p>In the case of cleaning your pH electrode in one of our cleaning solutions, we recommend soaking the electrode in the HI70300L storage solution for at least one hour before taking measurements.</p> <ul> <li>Special formulation to minimize microbial growth and osmotic/diffusion effects between the solution and inner reference electrolyte</li> <li>Manufactured specifically for pH and ORP electrodes</li> <li>Clearly marked expiration date and lot number</li> </ul> <p style="font-weight: 400;">HI70300L is a solution that can be used to store your pH electrode*. To ensure an optimum response time, the glass sensor tip and the reference junction of the pH electrode should be kept moist and not be allowed to dry out when not in use. Placing the electrode in a small glass filled with storage solution or replacing the solution in the protective cap is a suitable way to store the electrode. The HI70300L should also be used to rehydrate the electrode after a cleaning procedure by soaking for at least one hour before taking measurements.</p> <p><img alt="" class="size-full wp-image-9440 aligncenter" decoding="async" height="363" loading="lazy" src="https://www.hannathailand.com/wp-content/uploads/2021/12/Screen_Shot_2015-01-23_at_3.44.52_PM.png" width="603"/></p> <p> </p> <p style="font-weight: 400;">* Never store pH or ORP electrodes in distilled or deionized water. Doing so will shorten the life of the sensor.</p> <h3 style="font-weight: 500;"><strong>Air tight bottle with tamper-proof seal</strong></h3> <ul style="font-weight: 400;"> <li>Ensures quality and freshness of solution</li> </ul> <h3 style="font-weight: 500;"><strong>Each bottle marked with lot number and expiration date.</strong></h3> <ul style="font-weight: 400;"> <li>Hanna storage solutions are specially formulated to have an expiration of 5 years from manufacture for an unopened bottle.</li> </ul> </div> | ไม่มี | ไม่มี | https://www.hannathailand.com/wp-content/uploads/2021/12/hi70300l_box-certificate.jpg | เครื่องวัดปริมาณฟอสฟอรัส ช่วงต่ำมาก รุ่น HI736 , เครื่องวัดปริมาณคลอรีนอิสระ รุ่น HI701 , เครื่องวัดปริมาณฟลูออไรด์ ช่วงต่ำ รุ่น HI729 , เครื่องวัดค่าเหล็ก รุ่น HI721 , เครื่องวัดปริมาณไนไตรท์ ช่วงสูง ในตัวอย่างน้ำ รุ่น HI708 , เครื่องวัดปริมาณฟอสเฟต ช่วงสูง รุ่น HI717 , สารละลายมาตรฐานความขุ่น 20 NTU , เครื่องวัดปริมาณโครเมี่ยม ช่วงสูง รุ่น HI723 | <a class="woocommerce-LoopProduct-link woocommerce-loop-product__link" href="https://www.hannathailand.com/product/phosphorous-marine/">เครื่องวัดปริมาณฟอสฟอรัส ช่วงต่ำมาก รุ่น HI736</a> , <a class="woocommerce-LoopProduct-link woocommerce-loop-product__link" href="https://www.hannathailand.com/product/hi701-checker-hc-free-chlorine/">เครื่องวัดปริมาณคลอรีนอิสระ รุ่น HI701</a> , <a class="woocommerce-LoopProduct-link woocommerce-loop-product__link" href="https://www.hannathailand.com/product/hi729-checker-hc-fluoride-lr/">เครื่องวัดปริมาณฟลูออไรด์ ช่วงต่ำ รุ่น HI729</a> , <a class="woocommerce-LoopProduct-link woocommerce-loop-product__link" href="https://www.hannathailand.com/product/hi721-checker-hc-iron/">เครื่องวัดค่าเหล็ก รุ่น HI721</a> , <a class="woocommerce-LoopProduct-link woocommerce-loop-product__link" href="https://www.hannathailand.com/product/hi708-checker-hc-nitrite-hr/">เครื่องวัดปริมาณไนไตรท์ ช่วงสูง ในตัวอย่างน้ำ รุ่น HI708</a> , <a class="woocommerce-LoopProduct-link woocommerce-loop-product__link" href="https://www.hannathailand.com/product/hi717-checker-hc-phosphate-hr/">เครื่องวัดปริมาณฟอสเฟต ช่วงสูง รุ่น HI717</a> , <a class="woocommerce-LoopProduct-link woocommerce-loop-product__link" href="https://www.hannathailand.com/product/hi93102-20/">สารละลายมาตรฐานความขุ่น 20 NTU</a> , <a class="woocommerce-LoopProduct-link woocommerce-loop-product__link" href="https://www.hannathailand.com/product/hi723-checker-hc-chromium-vi-hr/">เครื่องวัดปริมาณโครเมี่ยม ช่วงสูง รุ่น HI723</a> | https://www.hannathailand.com/wp-content/uploads/2021/12/hi70300l_box-certificate-600x600.jpg , https://www.hannathailand.com/wp-content/uploads/2021/12/hi70300l-600x600.jpg , https://www.hannathailand.com/wp-content/uploads/2021/12/HI736-600x600.jpg , https://www.hannathailand.com/wp-content/uploads/2021/11/hi701-500x500.jpg , https://www.hannathailand.com/wp-content/uploads/2022/06/miniphotometerfurfluoridniedrig844_11-600x600.jpg , https://www.hannathailand.com/wp-content/uploads/2022/06/miniphotometerfureisen832_11-600x600.jpg , https://www.hannathailand.com/wp-content/uploads/2022/06/miniphotometerfurnitrithoch2420_11-600x600.jpg , https://www.hannathailand.com/wp-content/uploads/2022/06/miniphotometerfurphosphathoch827_11-600x600.jpg , https://www.hannathailand.com/wp-content/uploads/2021/07/9-500x500.jpg , https://www.hannathailand.com/wp-content/uploads/2022/06/miniphotometerfurchromvihoch839_11-600x600.jpg
4 | สารละลายอิเล็กโทรไลต์สำหรับเติมหัววัดค่ากรด-ด่าง (HI7082L) | สินค้าทั้งหมด | https://www.hannathailand.com/product-category/product-all/ | https://www.hannathailand.com/product/electrolyte-for-ph-electrode/ | HI7082L | 4,280.00 | น้ำหนัก 0.5 กก. | <div aria-labelledby="tab-title-additional_information" class="woocommerce-Tabs-panel woocommerce-Tabs-panel--additional_information panel entry-content" id="tab-additional_information" role="tabpanel"> <table class="woocommerce-product-attributes shop_attributes"> <tr class="woocommerce-product-attributes-item woocommerce-product-attributes-item--weight"> <th class="woocommerce-product-attributes-item__label">น้ำหนัก</th> <td class="woocommerce-product-attributes-item__value">0.5 กก.</td> </tr> </table> </div> | HI7082 is a pH and ORP electrode fill solution that contains 3.5M KCl, which is specifically produced for double junction electrodes. The electrolyte level in refillable electrodes should be checked before performing any measurements. If the level is low, refill with the proper electrolyte solution to ensure optimum performance. This simple maintenance helps guarantee adequate head pressure to promote the flow of reference electrolyte into the sample being measured. Fill solution for double junction pH & ORP electrodes Convenient 30 mL bottles Clearly marked bottle with expiration date and lot number HI7082 is a 3.5M potassium chloride solution designed to refill the electrolyte solution of double junction electrodes. Double junction electrodes contain two chambers for electrolyte. An inner chamber that has the Ag/AgCl reference wire with a fill solution KCl + AgCl fill solution and an outer chamber that has a KCl fill solution. Using the KCl in the outer chamber provides for a silver free solution. This is important since silver can precipitate very easily in the presence of heavy metals and a biological buffer call Tris. This precipitate can clog the outer reference junction resulting in instability and a long response time. Hanna’s electrolyte fill solutions are made using high quality reagent-grade chemicals and are manufactured to the highest standards of precision and accuracy. Size : 30 ml *4 bottle | <div aria-labelledby="tab-title-description" class="woocommerce-Tabs-panel woocommerce-Tabs-panel--description panel entry-content active" id="tab-description" role="tabpanel"> <p>HI7082 is a pH and ORP electrode fill solution that contains 3.5M KCl, which is specifically produced for double junction electrodes. The electrolyte level in refillable electrodes should be checked before performing any measurements. If the level is low, refill with the proper electrolyte solution to ensure optimum performance. This simple maintenance helps guarantee adequate head pressure to promote the flow of reference electrolyte into the sample being measured.</p> <ul> <li>Fill solution for double junction pH &amp; ORP electrodes</li> <li>Convenient 30 mL bottles</li> <li>Clearly marked bottle with expiration date and lot number</li> </ul> <p>HI7082 is a 3.5M potassium chloride solution designed to refill the electrolyte solution of double junction electrodes. Double junction electrodes contain two chambers for electrolyte. An inner chamber that has the Ag/AgCl reference wire with a fill solution KCl + AgCl fill solution and an outer chamber that has a KCl fill solution. Using the KCl in the outer chamber provides for a silver free solution. This is important since silver can precipitate very easily in the presence of heavy metals and a biological buffer call Tris. This precipitate can clog the outer reference junction resulting in instability and a long response time.</p> <p>Hanna’s electrolyte fill solutions are made using high quality reagent-grade chemicals and are manufactured to the highest standards of precision and accuracy.</p> <p>Size : 30 ml *4 bottle<br/> <img alt="" class="size-full wp-image-9454 aligncenter" decoding="async" height="415" loading="lazy" src="https://www.hannathailand.com/wp-content/uploads/2021/12/electrode_fill_solutions_comparison.png" width="500"/></p> </div> | ไม่มี | ไม่มี | https://www.hannathailand.com/wp-content/uploads/2023/09/hi7082l_box.jpg | สารละลายมาตรฐานความขุ่น 20 NTU , น้ำยามาตรฐานสำหรับค่าโซเดียม , เครื่องควบคุมค่าความนำไฟฟ้า , เครื่องวัดปริมาณคลอรีนรวม รุ่น HI711 , เครื่องวัดปริมาณคลอรีนอิสระ รุ่น HI701 , เครื่องวัดปริมาณไนไตรท์ ช่วงต่ำ รุ่น HI707 , เครื่องวัดสีในน้ำตัวอย่าง HI727 , เครื่องวัดปริมาณฟอสฟอรัส ช่วงต่ำมาก รุ่น HI736 | <a class="woocommerce-LoopProduct-link woocommerce-loop-product__link" href="https://www.hannathailand.com/product/hi93102-20/">สารละลายมาตรฐานความขุ่น 20 NTU</a> , <a class="woocommerce-LoopProduct-link woocommerce-loop-product__link" href="https://www.hannathailand.com/product/hi7090l/">น้ำยามาตรฐานสำหรับค่าโซเดียม</a> , <a class="woocommerce-LoopProduct-link woocommerce-loop-product__link" href="https://www.hannathailand.com/product/hi8931cn/">เครื่องควบคุมค่าความนำไฟฟ้า</a> , <a class="woocommerce-LoopProduct-link woocommerce-loop-product__link" href="https://www.hannathailand.com/product/hi711-checker-hc-total-chlorine/">เครื่องวัดปริมาณคลอรีนรวม รุ่น HI711</a> , <a class="woocommerce-LoopProduct-link woocommerce-loop-product__link" href="https://www.hannathailand.com/product/hi701-checker-hc-free-chlorine/">เครื่องวัดปริมาณคลอรีนอิสระ รุ่น HI701</a> , <a class="woocommerce-LoopProduct-link woocommerce-loop-product__link" href="https://www.hannathailand.com/product/hi707-checker-hc-nitrite-lr/">เครื่องวัดปริมาณไนไตรท์ ช่วงต่ำ รุ่น HI707</a> , <a class="woocommerce-LoopProduct-link woocommerce-loop-product__link" href="https://www.hannathailand.com/product/hi727-checker-hc-color-of-water/">เครื่องวัดสีในน้ำตัวอย่าง HI727</a> , <a class="woocommerce-LoopProduct-link woocommerce-loop-product__link" href="https://www.hannathailand.com/product/phosphorous-marine/">เครื่องวัดปริมาณฟอสฟอรัส ช่วงต่ำมาก รุ่น HI736</a> | https://www.hannathailand.com/wp-content/uploads/2023/09/hi7082l_box-600x600.jpg , https://www.hannathailand.com/wp-content/uploads/2023/09/hi7082l-600x600.jpg , https://www.hannathailand.com/wp-content/uploads/2021/07/9-500x500.jpg , https://www.hannathailand.com/wp-content/uploads/2021/07/12-500x500.jpg , https://www.hannathailand.com/wp-content/uploads/2021/07/2-500x500.jpg , https://www.hannathailand.com/wp-content/uploads/2022/06/hi711_lg-600x600.jpg , https://www.hannathailand.com/wp-content/uploads/2021/11/hi701-500x500.jpg , https://www.hannathailand.com/wp-content/uploads/2022/06/hi707400-600x600.jpg , https://www.hannathailand.com/wp-content/uploads/2022/06/miniphotometerfurfarbe843_11-600x600.jpg , https://www.hannathailand.com/wp-content/uploads/2021/12/HI736-600x600.jpg
5 | เครื่องวัดกรดไซยานูริก พร้อมน้ำยาสอบเทียบ รุ่น HI97722C | สินค้าทั้งหมด , เครื่องโฟโตมิเตอร์ , แบบภาคสนาม | https://www.hannathailand.com/product-category/spectrophotometer/photometer-fieldwork/ | https://www.hannathailand.com/product/cyanuric-acid-2/ | HI97722C | 3,103.00 | น้ำหนัก 0.38 กก. ขนาด 14.25 × 10.25 × 5.05 เซนติเมตร | <div aria-labelledby="tab-title-additional_information" class="woocommerce-Tabs-panel woocommerce-Tabs-panel--additional_information panel entry-content" id="tab-additional_information" role="tabpanel"> <table class="woocommerce-product-attributes shop_attributes"> <tr class="woocommerce-product-attributes-item woocommerce-product-attributes-item--weight"> <th class="woocommerce-product-attributes-item__label">น้ำหนัก</th> <td class="woocommerce-product-attributes-item__value">0.38 กก.</td> </tr> <tr class="woocommerce-product-attributes-item woocommerce-product-attributes-item--dimensions"> <th class="woocommerce-product-attributes-item__label">ขนาด</th> <td class="woocommerce-product-attributes-item__value">14.25 × 10.25 × 5.05 เซนติเมตร</td> </tr> </table> </div> | HI97722C ใช้การปรับวิธีวัดความขุ่นเพื่อวัดความเข้มข้นของกรดไซยานูริกสูงถึง 80 มก./ลิตร (ppm) เมื่อเติมกรดไซยานูริกลงในตัวอย่าง สารรีเอเจนต์จะทำปฏิกิริยาทำให้เกิดสารแขวนลอยสีขาว ยิ่งความเข้มข้นของกรดไซยานูริกมากเท่าไร ตัวอย่างก็จะขุ่นมากขึ้นเท่านั้น การเปลี่ยนแปลงที่เกี่ยวข้องได้รับการวิเคราะห์ด้วยสีตามกฎเบียร์-แลมเบิร์ต เมื่อการเปลี่ยนแปลงความขุ่นของตัวอย่างที่ทำปฏิกิริยาเพิ่มขึ้น การดูดกลืนแสงที่ความยาวคลื่นจำเพาะของแสงก็จะเพิ่มขึ้นเช่นกัน ในขณะที่การส่งผ่านลดลง กรดไซยานูริก (CYA) เป็นที่รู้จักกันดีที่สุดว่าเป็นสารทำปฏิกิริยาที่ทำให้เสถียรสำหรับคลอรีน มีการใช้กันอย่างแพร่หลายในสระว่ายน้ำและโปรแกรมทรีตเมนต์สปาเพื่อชะลอการสลายตัวของกรดไฮโปคลอรัส ในบริเวณสระว่ายน้ำด้านนอก กระบวนการนี้จะถูกเร่งโดยผลของรังสียูวี เมื่อนำไปใช้อย่างเหมาะสม จะสามารถประหยัดการใช้คลอรีนปกติในสระน้ำได้มากถึง 80% ในช่วงเดือนที่มีนักท่องเที่ยวหนาแน่น กรดไซยานูริกยังใช้ในสารฟอกขาวที่มีคลอรีน สารกำจัดวัชพืชแบบคัดเลือก และสารฟอกขาว Cyanuric acid (CYA) is best known as a stabilizing reagent for chlorine. It is widely applied in swimming pool and spa treatment programs to slow down the decomposition of hypochlorous acid. In outside pool areas, this process is accelerated by the effects of UV rays. When applied properly it can save up to 80% of normal chlorine consumption in pools during peak months. Cyanuric acid is also used in chlorinated bleaches, selective herbicides and whitening agents. The HI97722C uses an adaptation of the turbidimetric method to measure cyanuric acid concentrations up to 80 mg/L (ppm). When added to a sample containing cyanuric acid, the reagent will react to cause a white suspension; the greater the concentration of cyanuric acid, the more turbid the sample. The associated change is colorimetrically analyzed according to the Beer-Lambert Law. As the change in turbidity of the reacted sample increases, absorbance at a specific wavelength of light also increases, while transmittance decreases. LED that generates very little heat. 8 nm narrowband interference filter that is accurate to +/- 1 nm. Reference detector that modulates the voltage to LED for consistent light output. A concave focusing lens that reduces errors from imperfections in the cuvette. HI97722C is an advanced portable photometer for the measurement of cyanuric acid in water. This meter offers a superior optical system that utilizes a reference detector and narrow band interference filters for extremely fast and repeatable measurements. No warm up time before taking a measurement Tutorial mode for step-by-step instructions CAL Check to verify meter performance On-Screen Features CAL Check Advanced features including CAL-Check to verify performance and if necessary, recalibrate. Setup Options Backlit dot matrix LCD that offers an exceptionally intuitive user interface that is easy to read and understand. Tutorial Mode Tutorial mode for step-by-step instructions to guide a first-time user in how to perform a measurement correctly. Reaction Timer Built-in reaction timer that ensures consistency amongst multiple users. Manual : Download Specification SKU HI97722C Product Name Cyanuric Acid Portable Photometer with CAL Check Quote Required Yes Cyanuric Acid Range 0 to 80 mg/L (as CYA) Cyanuric Acid Resolution 1 mg/L Cyanuric Acid Accuracy ±1 mg/L ±15% of reading at 25°C Cyanuric Acid Method adaptation of Turbidimetric Method Photometer/Colorimeter Light Source LED with 525 nm bandpass filter Photometer/Colorimeter Light Detector silicon photocell Bandpass Filter Bandwidth 8 nm Bandpass Filter Wavelength Accuracy ±1.0 nm Cuvette Type round 24.6 mm diameter (22 mm inside) GLP yes Display 128 x 64 pixel B/W LCD with backlight Logging Memory 50 readings Battery Type/Life 1.5 V AA Alkaline (3 pcs.) / > 800 measurements (without backlight) Automatic Shut-Off after 15 minutes of inactivity (30 minutes before a READ measurement) Environment 0 to 50°C (32 to 122°F); 0 to 100% RH (IP67) Weight 380 g (13.4 oz.) Dimensions 142.5 x 102.5 x 50.5 mm (5.6 x 4.0 x 2.0″) Ordering Information HI97722C is supplied with CAL Check standards, cuvettes (2), caps (2), plastic inserts for cuvette, (2), scissors, cuvette cleaning cloth, 1.5V AA batteries (3), instruction manual, and instrument quality certificate packaged in a rugged, thermoformed carrying case. | <div aria-labelledby="tab-title-description" class="woocommerce-Tabs-panel woocommerce-Tabs-panel--description panel entry-content active" id="tab-description" role="tabpanel"> <div class="prod-view-details-right"> <p>HI97722C ใช้การปรับวิธีวัดความขุ่นเพื่อวัดความเข้มข้นของกรดไซยานูริกสูงถึง 80 มก./ลิตร (ppm) เมื่อเติมกรดไซยานูริกลงในตัวอย่าง สารรีเอเจนต์จะทำปฏิกิริยาทำให้เกิดสารแขวนลอยสีขาว ยิ่งความเข้มข้นของกรดไซยานูริกมากเท่าไร ตัวอย่างก็จะขุ่นมากขึ้นเท่านั้น การเปลี่ยนแปลงที่เกี่ยวข้องได้รับการวิเคราะห์ด้วยสีตามกฎเบียร์-แลมเบิร์ต เมื่อการเปลี่ยนแปลงความขุ่นของตัวอย่างที่ทำปฏิกิริยาเพิ่มขึ้น การดูดกลืนแสงที่ความยาวคลื่นจำเพาะของแสงก็จะเพิ่มขึ้นเช่นกัน ในขณะที่การส่งผ่านลดลง</p> <p>กรดไซยานูริก (CYA) เป็นที่รู้จักกันดีที่สุดว่าเป็นสารทำปฏิกิริยาที่ทำให้เสถียรสำหรับคลอรีน มีการใช้กันอย่างแพร่หลายในสระว่ายน้ำและโปรแกรมทรีตเมนต์สปาเพื่อชะลอการสลายตัวของกรดไฮโปคลอรัส ในบริเวณสระว่ายน้ำด้านนอก กระบวนการนี้จะถูกเร่งโดยผลของรังสียูวี เมื่อนำไปใช้อย่างเหมาะสม จะสามารถประหยัดการใช้คลอรีนปกติในสระน้ำได้มากถึง 80% ในช่วงเดือนที่มีนักท่องเที่ยวหนาแน่น กรดไซยานูริกยังใช้ในสารฟอกขาวที่มีคลอรีน สารกำจัดวัชพืชแบบคัดเลือก และสารฟอกขาว</p> <p style="font-weight: 400;">Cyanuric acid (CYA) is best known as a stabilizing reagent for chlorine. It is widely applied in swimming pool and spa treatment programs to slow down the decomposition of hypochlorous acid. In outside pool areas, this process is accelerated by the effects of UV rays. When applied properly it can save up to 80% of normal chlorine consumption in pools during peak months. Cyanuric acid is also used in chlorinated bleaches, selective herbicides and whitening agents.</p> <p style="font-weight: 400;">The HI97722C uses an adaptation of the turbidimetric method to measure cyanuric acid concentrations up to 80 mg/L (ppm). When added to a sample containing cyanuric acid, the reagent will react to cause a white suspension; the greater the concentration of cyanuric acid, the more turbid the sample. The associated change is colorimetrically analyzed according to the Beer-Lambert Law. As the change in turbidity of the reacted sample increases, absorbance at a specific wavelength of light also increases, while transmittance decreases.</p> <ul> <li>LED that generates very little heat.</li> </ul> <ul> <li>8 nm narrowband interference filter that is accurate to +/- 1 nm.</li> </ul> <ul> <li>Reference detector that modulates the voltage to LED for consistent light output.</li> </ul> <ul> <li>A concave focusing lens that reduces errors from imperfections in the cuvette.</li> </ul> <p>HI97722C is an advanced portable photometer for the measurement of cyanuric acid in water. This meter offers a superior optical system that utilizes a reference detector and narrow band interference filters for extremely fast and repeatable measurements.</p> <ul> <li>No warm up time before taking a measurement</li> <li>Tutorial mode for step-by-step instructions</li> <li>CAL Check to verify meter performance</li> </ul> <h3 style="font-weight: 800;">On-Screen Features</h3> <p><b><strong>CAL Check</strong></b><br/> Advanced features including CAL-Check to verify performance and if necessary, recalibrate.</p> <p><b><strong>Setup Options</strong></b><br/> Backlit dot matrix LCD that offers an exceptionally intuitive user interface that is easy to read and understand.</p> <p><b><strong>Tutorial Mode</strong></b><br/> Tutorial mode for step-by-step instructions to guide a first-time user in how to perform a measurement correctly.</p> <p><b><strong>Reaction Timer</strong></b><br/> Built-in reaction timer that ensures consistency amongst multiple users.</p> </div> <h3><strong style="font-size: 16.2px;"><span style="font-size: 140%;">Manual : <a href="https://hanna-worldwide.com/mwdownloads/download/link/id/1785" style="color: #000000;">Download</a></span></strong></h3> <div class="prod-view-details-right"> <p><span style="color: #000000;"><strong><span style="font-size: 140%;">Specification </span></strong></span></p> <table> <tbody> <tr> <td width="179"><strong>SKU</strong></td> <td width="422"><strong>HI97722C</strong></td> </tr> <tr> <td width="179"><strong>Product Name</strong></td> <td width="422"><strong>Cyanuric Acid Portable Photometer with CAL Check</strong></td> </tr> <tr> <td width="179"><strong>Quote Required</strong></td> <td width="422"><strong>Yes</strong></td> </tr> <tr> <td width="179"><strong>Cyanuric Acid Range</strong></td> <td width="422"><strong>0 to 80 mg/L (as CYA)</strong></td> </tr> <tr> <td width="179"><strong>Cyanuric Acid Resolution</strong></td> <td width="422"><strong>1 mg/L</strong></td> </tr> <tr> <td width="179"><strong>Cyanuric Acid Accuracy</strong></td> <td width="422"><strong>±1 mg/L ±15% of reading at 25°C</strong></td> </tr> <tr> <td width="179"><strong>Cyanuric Acid Method</strong></td> <td width="422"><strong>adaptation of Turbidimetric Method</strong></td> </tr> <tr> <td width="179"><strong>Photometer/Colorimeter Light Source</strong></td> <td width="422"><strong>LED with 525 nm bandpass filter</strong></td> </tr> <tr> <td width="179"><strong>Photometer/Colorimeter Light Detector</strong></td> <td width="422"><strong>silicon photocell</strong></td> </tr> <tr> <td width="179"><strong>Bandpass Filter Bandwidth</strong></td> <td width="422"><strong>8 nm</strong></td> </tr> <tr> <td width="179"><strong>Bandpass Filter Wavelength Accuracy</strong></td> <td width="422"><strong>±1.0 nm</strong></td> </tr> <tr> <td width="179"><strong>Cuvette Type</strong></td> <td width="422"><strong>round 24.6 mm diameter (22 mm inside)</strong></td> </tr> <tr> <td width="179"><strong>GLP</strong></td> <td width="422"><strong>yes</strong></td> </tr> <tr> <td width="179"><strong>Display</strong></td> <td width="422"><strong>128 x 64 pixel B/W LCD with backlight</strong></td> </tr> <tr> <td width="179"><strong>Logging Memory</strong></td> <td width="422"><strong>50 readings</strong></td> </tr> <tr> <td width="179"><strong>Battery Type/Life</strong></td> <td width="422"><strong>1.5 V AA Alkaline (3 pcs.) / &gt; 800 measurements (without backlight)</strong></td> </tr> <tr> <td width="179"><strong>Automatic Shut-Off</strong></td> <td width="422"><strong>after 15 minutes of inactivity (30 minutes before a READ measurement)</strong></td> </tr> <tr> <td width="179"><strong>Environment</strong></td> <td width="422"><strong>0 to 50°C (32 to 122°F); 0 to 100% RH (IP67)</strong></td> </tr> <tr> <td width="179"><strong>Weight</strong></td> <td width="422"><strong>380 g (13.4 oz.)</strong></td> </tr> <tr> <td width="179"><strong>Dimensions</strong></td> <td width="422"><strong>142.5 x 102.5 x 50.5 mm (5.6 x 4.0 x 2.0″)</strong></td> </tr> <tr> <td width="179"><strong>Ordering Information</strong></td> <td width="422"><strong>HI97722C is supplied with CAL Check standards, cuvettes (2), caps (2), plastic inserts for cuvette, (2), scissors, cuvette cleaning cloth, 1.5V AA batteries (3), instruction manual, and instrument quality certificate packaged in a rugged, thermoformed carrying case.</strong></td> </tr> </tbody> </table> </div> </div> | ไม่มี | ไม่มี | https://www.hannathailand.com/wp-content/uploads/2024/01/hi97722.jpg | เครื่องวัดปริมาณฟอสเฟต ช่วงสูง รุ่น HI717 , เครื่องวัดปริมาณคลอรีนรวม รุ่น HI711 , เครื่องควบคุมค่าความนำไฟฟ้า , เครื่องวัดปริมาณฟอสฟอรัส ช่วงสูง รุ่น HI706 , เครื่องวัดปริมาณโบรมีน ในตัวอย่างน้ำ รุ่น HI716 , เครื่องวัดปริมาณไอโอดีน รุ่น HI718 , น้ำยามาตรฐานสอบเทียบ , เครื่องวัดปริมาณซิลิกา ช่วงต่ำ ในตัวอย่างน้ำ รุ่น HI705 | <a class="woocommerce-LoopProduct-link woocommerce-loop-product__link" href="https://www.hannathailand.com/product/hi717-checker-hc-phosphate-hr/">เครื่องวัดปริมาณฟอสเฟต ช่วงสูง รุ่น HI717</a> , <a class="woocommerce-LoopProduct-link woocommerce-loop-product__link" href="https://www.hannathailand.com/product/hi711-checker-hc-total-chlorine/">เครื่องวัดปริมาณคลอรีนรวม รุ่น HI711</a> , <a class="woocommerce-LoopProduct-link woocommerce-loop-product__link" href="https://www.hannathailand.com/product/hi8931cn/">เครื่องควบคุมค่าความนำไฟฟ้า</a> , <a class="woocommerce-LoopProduct-link woocommerce-loop-product__link" href="https://www.hannathailand.com/product/hi706-checker-hc-phosphorous-hr/">เครื่องวัดปริมาณฟอสฟอรัส ช่วงสูง รุ่น HI706</a> , <a class="woocommerce-LoopProduct-link woocommerce-loop-product__link" href="https://www.hannathailand.com/product/hi716-checker-hc-bromine/">เครื่องวัดปริมาณโบรมีน ในตัวอย่างน้ำ รุ่น HI716</a> , <a class="woocommerce-LoopProduct-link woocommerce-loop-product__link" href="https://www.hannathailand.com/product/hi718-checker-hc-iodine/">เครื่องวัดปริมาณไอโอดีน รุ่น HI718</a> , <a class="woocommerce-LoopProduct-link woocommerce-loop-product__link" href="https://www.hannathailand.com/product/hi9828-25/">น้ำยามาตรฐานสอบเทียบ</a> , <a class="woocommerce-LoopProduct-link woocommerce-loop-product__link" href="https://www.hannathailand.com/product/hi705-checker-hc-silica-lr/">เครื่องวัดปริมาณซิลิกา ช่วงต่ำ ในตัวอย่างน้ำ รุ่น HI705</a> | https://www.hannathailand.com/wp-content/uploads/2022/06/miniphotometerfurphosphathoch827_11-600x600.jpg , https://www.hannathailand.com/wp-content/uploads/2022/06/hi711_lg-600x600.jpg , https://www.hannathailand.com/wp-content/uploads/2021/07/2-500x500.jpg , https://www.hannathailand.com/wp-content/uploads/2022/06/hi706_400-600x600.jpg , https://www.hannathailand.com/wp-content/uploads/2022/06/miniphotometerfurfreiesgesamtchlor704_11-600x600.jpg , https://www.hannathailand.com/wp-content/uploads/2022/06/miniphotometerfuriod829_11-600x600.jpg , https://www.hannathailand.com/wp-content/uploads/2021/07/8-500x500.jpg , https://www.hannathailand.com/wp-content/uploads/2022/06/hi705400-600x600.jpg
6 | เครื่องวัดกรดไซยานูริก แบบภาคสนาม รุ่น HI97722 | สินค้าทั้งหมด , เครื่องโฟโตมิเตอร์ , แบบภาคสนาม | https://www.hannathailand.com/product-category/spectrophotometer/photometer-fieldwork/ | https://www.hannathailand.com/product/cyanuric-acid/ | HI97722 | 3,103.00 | น้ำหนัก 0.38 กก. ขนาด 14.25 × 10.25 × 5.05 เซนติเมตร | <div aria-labelledby="tab-title-additional_information" class="woocommerce-Tabs-panel woocommerce-Tabs-panel--additional_information panel entry-content" id="tab-additional_information" role="tabpanel"> <table class="woocommerce-product-attributes shop_attributes"> <tr class="woocommerce-product-attributes-item woocommerce-product-attributes-item--weight"> <th class="woocommerce-product-attributes-item__label">น้ำหนัก</th> <td class="woocommerce-product-attributes-item__value">0.38 กก.</td> </tr> <tr class="woocommerce-product-attributes-item woocommerce-product-attributes-item--dimensions"> <th class="woocommerce-product-attributes-item__label">ขนาด</th> <td class="woocommerce-product-attributes-item__value">14.25 × 10.25 × 5.05 เซนติเมตร</td> </tr> </table> </div> | HI97722 ใช้การปรับวิธีวัดความขุ่นเพื่อวัดความเข้มข้นของกรดไซยานูริกสูงถึง 80 มก./ลิตร (ppm) เมื่อเติมกรดไซยานูริกลงในตัวอย่าง สารรีเอเจนต์จะทำปฏิกิริยาทำให้เกิดสารแขวนลอยสีขาว ยิ่งความเข้มข้นของกรดไซยานูริกมากเท่าไร ตัวอย่างก็จะขุ่นมากขึ้นเท่านั้น การเปลี่ยนแปลงที่เกี่ยวข้องได้รับการวิเคราะห์ด้วยสีตามกฎเบียร์-แลมเบิร์ต เมื่อการเปลี่ยนแปลงความขุ่นของตัวอย่างที่ทำปฏิกิริยาเพิ่มขึ้น การดูดกลืนแสงที่ความยาวคลื่นจำเพาะของแสงก็จะเพิ่มขึ้นเช่นกัน ในขณะที่การส่งผ่านลดลง กรดไซยานูริก (CYA) เป็นที่รู้จักกันดีที่สุดว่าเป็นสารทำปฏิกิริยาที่ทำให้เสถียรสำหรับคลอรีน มีการใช้กันอย่างแพร่หลายในสระว่ายน้ำและโปรแกรมทรีตเมนต์สปาเพื่อชะลอการสลายตัวของกรดไฮโปคลอรัส ในบริเวณสระว่ายน้ำด้านนอก กระบวนการนี้จะถูกเร่งโดยผลของรังสียูวี เมื่อนำไปใช้อย่างเหมาะสม จะสามารถประหยัดการใช้คลอรีนปกติในสระน้ำได้มากถึง 80% ในช่วงเดือนที่มีนักท่องเที่ยวหนาแน่น กรดไซยานูริกยังใช้ในสารฟอกขาวที่มีคลอรีน สารกำจัดวัชพืชแบบคัดเลือก และสารฟอกขาว Cyanuric acid (CYA) is best known as a stabilizing reagent for chlorine. It is widely applied in swimming pool and spa treatment programs to slow down the decomposition of hypochlorous acid. In outside pool areas, this process is accelerated by the effects of UV rays. When applied properly it can save up to 80% of normal chlorine consumption in pools during peak months. Cyanuric acid is also used in chlorinated bleaches, selective herbicides and whitening agents. The HI97722 uses an adaptation of the turbidimetric method to measure cyanuric acid concentrations up to 80 mg/L (ppm). When added to a sample containing cyanuric acid, the reagent will react to cause a white suspension; the greater the concentration of cyanuric acid, the more turbid the sample. The associated change is colorimetrically analyzed according to the Beer-Lambert Law. As the change in turbidity of the reacted sample increases, absorbance at a specific wavelength of light also increases, while transmittance decreases. LED that generates very little heat. 8 nm narrowband interference filter that is accurate to +/- 1 nm. Reference detector that modulates the voltage to LED for consistent light output. A concave focusing lens that reduces errors from imperfections in the cuvette. HI97722 is an advanced portable photometer for the measurement of cyanuric acid in water. This meter offers a superior optical system that utilizes a reference detector and narrow band interference filters for extremely fast and repeatable measurements. No warm up time before taking a measurement Tutorial mode for step-by-step instructions CAL Check to verify meter performance On-Screen Features CAL Check Advanced features including CAL-Check to verify performance and if necessary, recalibrate. Setup Options Backlit dot matrix LCD that offers an exceptionally intuitive user interface that is easy to read and understand. Tutorial Mode Tutorial mode for step-by-step instructions to guide a first-time user in how to perform a measurement correctly. Reaction Timer Built-in reaction timer that ensures consistency amongst multiple users. Manual : Download Specification SKU HI97722 Product Name Cyanuric Acid Portable Photometer Quote Required Yes Cyanuric Acid Range 0 to 80 mg/L (as CYA) Cyanuric Acid Resolution 1 mg/L Cyanuric Acid Accuracy ±1 mg/L ±15% of reading at 25°C Cyanuric Acid Method adaptation of Turbidimetric Method Photometer/Colorimeter Light Source LED with 525 nm bandpass filter Photometer/Colorimeter Light Detector silicon photocell Bandpass Filter Bandwidth 8 nm Bandpass Filter Wavelength Accuracy ±1.0 nm Cuvette Type round 24.6 mm diameter (22 mm inside) GLP yes Display 128 x 64 pixel B/W LCD with backlight Logging Memory 50 readings Battery Type/Life 1.5 V AA Alkaline (3 pcs.) / > 800 measurements (without backlight) Automatic Shut-Off after 15 minutes of inactivity (30 minutes before a READ measurement) Environment 0 to 50°C (32 to 122°F); 0 to 100% RH (IP67) Weight 380 g (13.4 oz.) Dimensions 142.5 x 102.5 x 50.5 mm (5.6 x 4.0 x 2.0″) Ordering Information HI97722C is supplied with cuvettes (2), caps (2), plastic stopper(2), 1.5V AA batteries (3), instruction manual, and instrument quality certificate | <div aria-labelledby="tab-title-description" class="woocommerce-Tabs-panel woocommerce-Tabs-panel--description panel entry-content active" id="tab-description" role="tabpanel"> <div class="prod-view-details-right"> <p>HI97722 ใช้การปรับวิธีวัดความขุ่นเพื่อวัดความเข้มข้นของกรดไซยานูริกสูงถึง 80 มก./ลิตร (ppm) เมื่อเติมกรดไซยานูริกลงในตัวอย่าง สารรีเอเจนต์จะทำปฏิกิริยาทำให้เกิดสารแขวนลอยสีขาว ยิ่งความเข้มข้นของกรดไซยานูริกมากเท่าไร ตัวอย่างก็จะขุ่นมากขึ้นเท่านั้น การเปลี่ยนแปลงที่เกี่ยวข้องได้รับการวิเคราะห์ด้วยสีตามกฎเบียร์-แลมเบิร์ต เมื่อการเปลี่ยนแปลงความขุ่นของตัวอย่างที่ทำปฏิกิริยาเพิ่มขึ้น การดูดกลืนแสงที่ความยาวคลื่นจำเพาะของแสงก็จะเพิ่มขึ้นเช่นกัน ในขณะที่การส่งผ่านลดลง</p> <p>กรดไซยานูริก (CYA) เป็นที่รู้จักกันดีที่สุดว่าเป็นสารทำปฏิกิริยาที่ทำให้เสถียรสำหรับคลอรีน มีการใช้กันอย่างแพร่หลายในสระว่ายน้ำและโปรแกรมทรีตเมนต์สปาเพื่อชะลอการสลายตัวของกรดไฮโปคลอรัส ในบริเวณสระว่ายน้ำด้านนอก กระบวนการนี้จะถูกเร่งโดยผลของรังสียูวี เมื่อนำไปใช้อย่างเหมาะสม จะสามารถประหยัดการใช้คลอรีนปกติในสระน้ำได้มากถึง 80% ในช่วงเดือนที่มีนักท่องเที่ยวหนาแน่น กรดไซยานูริกยังใช้ในสารฟอกขาวที่มีคลอรีน สารกำจัดวัชพืชแบบคัดเลือก และสารฟอกขาว</p> <p style="font-weight: 400;">Cyanuric acid (CYA) is best known as a stabilizing reagent for chlorine. It is widely applied in swimming pool and spa treatment programs to slow down the decomposition of hypochlorous acid. In outside pool areas, this process is accelerated by the effects of UV rays. When applied properly it can save up to 80% of normal chlorine consumption in pools during peak months. Cyanuric acid is also used in chlorinated bleaches, selective herbicides and whitening agents.</p> <p style="font-weight: 400;">The HI97722 uses an adaptation of the turbidimetric method to measure cyanuric acid concentrations up to 80 mg/L (ppm). When added to a sample containing cyanuric acid, the reagent will react to cause a white suspension; the greater the concentration of cyanuric acid, the more turbid the sample. The associated change is colorimetrically analyzed according to the Beer-Lambert Law. As the change in turbidity of the reacted sample increases, absorbance at a specific wavelength of light also increases, while transmittance decreases.</p> <ul> <li>LED that generates very little heat.</li> </ul> <ul> <li>8 nm narrowband interference filter that is accurate to +/- 1 nm.</li> </ul> <ul> <li>Reference detector that modulates the voltage to LED for consistent light output.</li> </ul> <ul> <li>A concave focusing lens that reduces errors from imperfections in the cuvette.</li> </ul> <p>HI97722 is an advanced portable photometer for the measurement of cyanuric acid in water. This meter offers a superior optical system that utilizes a reference detector and narrow band interference filters for extremely fast and repeatable measurements.</p> <ul> <li>No warm up time before taking a measurement</li> <li>Tutorial mode for step-by-step instructions</li> <li>CAL Check to verify meter performance</li> </ul> <h3 style="font-weight: 800;">On-Screen Features</h3> <p><b><strong>CAL Check</strong></b><br/> Advanced features including CAL-Check to verify performance and if necessary, recalibrate.</p> <p><b><strong>Setup Options</strong></b><br/> Backlit dot matrix LCD that offers an exceptionally intuitive user interface that is easy to read and understand.</p> <p><b><strong>Tutorial Mode</strong></b><br/> Tutorial mode for step-by-step instructions to guide a first-time user in how to perform a measurement correctly.</p> <p><b><strong>Reaction Timer</strong></b><br/> Built-in reaction timer that ensures consistency amongst multiple users.</p> </div> <h3><strong style="font-size: 16.2px;"><span style="font-size: 140%;">Manual : <a href="https://hanna-worldwide.com/mwdownloads/download/link/id/1785" style="color: #000000;">Download</a></span></strong></h3> <div class="prod-view-details-right"> <p><span style="color: #000000;"><strong><span style="font-size: 140%;">Specification </span></strong></span></p> <table> <tbody> <tr> <td width="179"><strong>SKU</strong></td> <td width="422"><strong>HI97722</strong></td> </tr> <tr> <td width="179"><strong>Product Name</strong></td> <td width="422"><strong>Cyanuric Acid Portable Photometer</strong></td> </tr> <tr> <td width="179"><strong>Quote Required</strong></td> <td width="422"><strong>Yes</strong></td> </tr> <tr> <td width="179"><strong>Cyanuric Acid Range</strong></td> <td width="422"><strong>0 to 80 mg/L (as CYA)</strong></td> </tr> <tr> <td width="179"><strong>Cyanuric Acid Resolution</strong></td> <td width="422"><strong>1 mg/L</strong></td> </tr> <tr> <td width="179"><strong>Cyanuric Acid Accuracy</strong></td> <td width="422"><strong>±1 mg/L ±15% of reading at 25°C</strong></td> </tr> <tr> <td width="179"><strong>Cyanuric Acid Method</strong></td> <td width="422"><strong>adaptation of Turbidimetric Method</strong></td> </tr> <tr> <td width="179"><strong>Photometer/Colorimeter Light Source</strong></td> <td width="422"><strong>LED with 525 nm bandpass filter</strong></td> </tr> <tr> <td width="179"><strong>Photometer/Colorimeter Light Detector</strong></td> <td width="422"><strong>silicon photocell</strong></td> </tr> <tr> <td width="179"><strong>Bandpass Filter Bandwidth</strong></td> <td width="422"><strong>8 nm</strong></td> </tr> <tr> <td width="179"><strong>Bandpass Filter Wavelength Accuracy</strong></td> <td width="422"><strong>±1.0 nm</strong></td> </tr> <tr> <td width="179"><strong>Cuvette Type</strong></td> <td width="422"><strong>round 24.6 mm diameter (22 mm inside)</strong></td> </tr> <tr> <td width="179"><strong>GLP</strong></td> <td width="422"><strong>yes</strong></td> </tr> <tr> <td width="179"><strong>Display</strong></td> <td width="422"><strong>128 x 64 pixel B/W LCD with backlight</strong></td> </tr> <tr> <td width="179"><strong>Logging Memory</strong></td> <td width="422"><strong>50 readings</strong></td> </tr> <tr> <td width="179"><strong>Battery Type/Life</strong></td> <td width="422"><strong>1.5 V AA Alkaline (3 pcs.) / &gt; 800 measurements (without backlight)</strong></td> </tr> <tr> <td width="179"><strong>Automatic Shut-Off</strong></td> <td width="422"><strong>after 15 minutes of inactivity (30 minutes before a READ measurement)</strong></td> </tr> <tr> <td width="179"><strong>Environment</strong></td> <td width="422"><strong>0 to 50°C (32 to 122°F); 0 to 100% RH (IP67)</strong></td> </tr> <tr> <td width="179"><strong>Weight</strong></td> <td width="422"><strong>380 g (13.4 oz.)</strong></td> </tr> <tr> <td width="179"><strong>Dimensions</strong></td> <td width="422"><strong>142.5 x 102.5 x 50.5 mm (5.6 x 4.0 x 2.0″)</strong></td> </tr> <tr> <td width="179"><strong>Ordering Information</strong></td> <td width="422"><strong>HI97722C is supplied with cuvettes (2), caps (2), plastic stopper(2), 1.5V AA batteries (3), instruction manual, and instrument quality certificate </strong></td> </tr> </tbody> </table> </div> </div> | ไม่มี | ไม่มี | https://www.hannathailand.com/wp-content/uploads/2024/01/hi97722.jpg | เครื่องวัดปริมาณนิกเกิล ช่วงสูง รุ่น HI726 , เซ็นเซอร์วัดออกซิเจนในน้ำสำหรับ HI9829 มัลติพารามิเตอร์ , เครื่องวัดปริมาณไนไตรท์ ช่วงสูง ในตัวอย่างน้ำ รุ่น HI708 , ซัลไฟด์สารต้านอนุมูลอิสระบัฟเฟอร์ , เครื่องวัดปริมาณแอมโมเนีย ช่วงสูง รุ่น HI733 , น้ำยามาตรฐานสอบเทียบ ค่ามาตรฐานความเค็ม , เครื่องวัดคลอรีน , เครื่องวัดปริมาณโบรมีน ในตัวอย่างน้ำ รุ่น HI716 | <a class="woocommerce-LoopProduct-link woocommerce-loop-product__link" href="https://www.hannathailand.com/product/hi726-checker-hc-nickel-hr/">เครื่องวัดปริมาณนิกเกิล ช่วงสูง รุ่น HI726</a> , <a class="woocommerce-LoopProduct-link woocommerce-loop-product__link" href="https://www.hannathailand.com/product/hi7609829-2/">เซ็นเซอร์วัดออกซิเจนในน้ำสำหรับ HI9829 มัลติพารามิเตอร์</a> , <a class="woocommerce-LoopProduct-link woocommerce-loop-product__link" href="https://www.hannathailand.com/product/hi708-checker-hc-nitrite-hr/">เครื่องวัดปริมาณไนไตรท์ ช่วงสูง ในตัวอย่างน้ำ รุ่น HI708</a> , <a class="woocommerce-LoopProduct-link woocommerce-loop-product__link" href="https://www.hannathailand.com/product/hi4015-00/">ซัลไฟด์สารต้านอนุมูลอิสระบัฟเฟอร์</a> , <a class="woocommerce-LoopProduct-link woocommerce-loop-product__link" href="https://www.hannathailand.com/product/hi733-checker-hc-ammonia-hr/">เครื่องวัดปริมาณแอมโมเนีย ช่วงสูง รุ่น HI733</a> , <a class="woocommerce-LoopProduct-link woocommerce-loop-product__link" href="https://www.hannathailand.com/product/hi7080l/">น้ำยามาตรฐานสอบเทียบ ค่ามาตรฐานความเค็ม</a> , <a class="woocommerce-LoopProduct-link woocommerce-loop-product__link" href="https://www.hannathailand.com/product/free-chlorine/">เครื่องวัดคลอรีน</a> , <a class="woocommerce-LoopProduct-link woocommerce-loop-product__link" href="https://www.hannathailand.com/product/hi716-checker-hc-bromine/">เครื่องวัดปริมาณโบรมีน ในตัวอย่างน้ำ รุ่น HI716</a> | https://www.hannathailand.com/wp-content/uploads/2022/06/miniphotometerfurnickelhoch841_11-600x600.jpg , https://www.hannathailand.com/wp-content/uploads/2021/07/5-500x500.jpg , https://www.hannathailand.com/wp-content/uploads/2022/06/miniphotometerfurnitrithoch2420_11-600x600.jpg , https://www.hannathailand.com/wp-content/uploads/2021/07/7-500x500.jpg , https://www.hannathailand.com/wp-content/uploads/2022/06/miniphotometerfurammoniumhoch2418_11-600x600.jpg , https://www.hannathailand.com/wp-content/uploads/2021/07/11-500x500.jpg , https://www.hannathailand.com/wp-content/uploads/2021/07/1-500x500.jpg , https://www.hannathailand.com/wp-content/uploads/2022/06/miniphotometerfurfreiesgesamtchlor704_11-600x600.jpg
7 | เครื่องวัดคลอรีนรวมและคลอรีนอิสระ พร้อมน้ำยาสอบเทียบ รุ่น HI97771C | สินค้าทั้งหมด , เครื่องโฟโตมิเตอร์ , แบบภาคสนาม | https://www.hannathailand.com/product-category/spectrophotometer/photometer-fieldwork/ | https://www.hannathailand.com/product/chlorine-freetotal-3/ | HI97771C | 3,103.00 | น้ำหนัก 0.38 กก. ขนาด 14.25 × 10.25 × 5.05 เซนติเมตร | <div aria-labelledby="tab-title-additional_information" class="woocommerce-Tabs-panel woocommerce-Tabs-panel--additional_information panel entry-content" id="tab-additional_information" role="tabpanel"> <table class="woocommerce-product-attributes shop_attributes"> <tr class="woocommerce-product-attributes-item woocommerce-product-attributes-item--weight"> <th class="woocommerce-product-attributes-item__label">น้ำหนัก</th> <td class="woocommerce-product-attributes-item__value">0.38 กก.</td> </tr> <tr class="woocommerce-product-attributes-item woocommerce-product-attributes-item--dimensions"> <th class="woocommerce-product-attributes-item__label">ขนาด</th> <td class="woocommerce-product-attributes-item__value">14.25 × 10.25 × 5.05 เซนติเมตร</td> </tr> </table> </div> | HI97771C เป็นโฟโตมิเตอร์แบบพกพาขั้นสูงสำหรับการวัดคลอรีนรวมอิสระและช่วงสูงพิเศษในน้ำ มิเตอร์นี้มีระบบออพติคอลที่เหนือกว่าซึ่งใช้ตัวตรวจจับอ้างอิงและตัวกรองสัญญาณรบกวนย่านความถี่แคบเพื่อการวัดที่รวดเร็วและทำซ้ำได้ . ไม่ต้องวอร์มเครื่องก่อนทำการวัด โหมดการสอนสำหรับคำแนะนำทีละขั้นตอน อ่านค่าคลอรีนรวมได้สูงสุด 500 มก./ลิตร HI97771C is an advanced portable photometer for the measurement of free and ultra high range total chlorine in water. This meter offers a superior optical system that utilizes a reference detector and narrow band interference filters for extremely fast and repeatable measurements. . No warm up time before taking a measurement Tutorial mode for step-by-step instructions Readings up to 500 mg/L total chlorine Details Chlorine is a common chemical used by for disinfection. High levels of chlorine, whether in liquid or produced by electrolysis of salt, is used in a variety of industries including produce washing, food processing, and the disinfection of medical equipment due to its’ effectiveness as a biocide. The 2017 FDA Food Code 4-501.114 states that based on temperature the chlorine concentration of equipment wash water should be between 25 and 100 mg/L. The HI97771C has an innovative optical system that offers superior performance in accuracy, repeatability, and the short amount of time it takes to perform a measurement. This compact, waterproof meter is extremely user friendly with a tutorial mode that walks the user graphically, step by step, in performing a measurement. The use of a backlit dot matrix LED allows the use of virtual keys which makes the operation of the meter very intuitive including selecting different methods, reviewing GLP data, recalling the last 50 measurements, and customizing the meter to user preferences. Photometer Optical System LED that generates very little heat 8 nm narrowband interference filter that is accurate to +/- 1 nm and offers 25% increase in light efficiency. Reference detector that modulates the voltage to LED for consistent light output. A concave focusing lens that reduces errors from imperfections in the cuvette On-Screen Features CAL Check Advanced features including CAL-Check to verify performance, GLP for last calibration date, setup options and the ability to see all accessories used with the meter. Tutorial Mode When enabled, the tutorial mode will guide the user step by step through the measurement process . Method Options Choice of powder or economical liquid reagents for chlorin measurments. HI97771 FEATURES/BENEFITS: Stable Light Source: The internal reference system of the HI97771 photometer compensates for any drifts due to power fluctuations or ambient temperature changes. With a stable source of light the readings are fast and stable between your blank (zero) measurement and sample measurement.. High Efficiency Light Source: LED light sources offer superior performance compared to tungsten lamps. LEDs have a much higher luminous efficiency, providing more light while using less power. They also produce little heat, which could otherwise affect electronic stability. High Quality Filters: Improved optical filters ensure greater wavelength accuracy and allow a brighter, stronger signal to be received. The end result is higher measurement stability and less wavelength error. Greater Light Yield: A focusing lens collects all of the light that exits the cuvette, eliminating errors from imperfections and scratches that may be present in the glass. The use of the convex lens reduces the need for indexing cuvettes.. CAL Check Functionality: Hanna’s exclusive CAL Check feature allows for performance verification and calibration of the meter using NIST traceable standards. Our CAL Check standard vials are developed to simulate a specific absorbance value at each wavelength to verify the accuracy of subsequent readings. Mulitple Measurement Methods: Users can select the use of powder reagents supplied in packets or the use of low cost liquid reagents supplied in a dropper bottle. Built-in Reaction Timer: Waiting the proper reaction time is of key importance when performing colorimetric measurements. The countdown timer displays the time remaining until a measurement will be taken, ensuring consistent results between sample measurements and users. Large Cuvette Size: The sample cell of the HI97771 fits a round, glass cuvette with a 25 mm path length. The relatively long path length of the sample cuvette allows the light to pass through more of the sample solution, ensuring accurate measurements even in low absorbance samples. Intuitive Dot Matrix Display: The HI97771 is designed with a backlit, graphic LCD. With virtual keys, a battery status indicator, and error messages. Users will find the meter interface intuitive and easy to read. A dedicated help key provides information relating to the current meter operation, and can be used at any stage in the setup or measurement process to show contextual help. Auto-off Protection: The meter uses three common AA batteries that allow for about 800 measurements to be taken. The auto-off feature automatically shuts off the meter after 15 minutes of inactivity in order conserve battery life. Free Chlorine Range 0.00 to 5.00 mg/L (as Cl2) Free Chlorine Resolution 0.01 mg/L Free Chlorine Accuracy ±0.03 mg/L ±3% of reading Total Chlorine Range 0 to 500 mg/L (as Cl2) Total Chlorine Resolution 1 mg/L Total Chlorine Accuracy ±3 mg/L ±3% of reading Chlorine Method free chlorine: adaptation of the EPA 330.5 DPD method total chlorine: adaptation of the Standard Methods for Examination of Water and Wastewater, 20th edition, 4500-Cl. Photometer/Colorimeter Light Source Light emitting diode Photometer/Colorimeter Light Detector silicon photocell with narrow band interference filter @ 525 nm Bandpass Filter Bandwidth 8 nm Bandpass Filter Wavelength Accuracy ±1.0 nm Cuvette Type round, 24.6 mm diameter (22 mm inside) GLP date, time of last calibration Display 128 x 64 pixel B/W LCD with backlight Logging Type automatic logging Logging Memory 50 measurement Battery Type/Life 1.5V AA battery (3 pcs.) / > 800 measurements (without backlight) Automatic Shut-Off After 15 minutes of inactivity (30 minutes before a READ measurement) Environment 0 to 50°C (32 to 122°F); relative humidity: 100% (IP67) Weight 380 g (13.4 oz.) with batteries Dimensions 142.5 x 102.5 x 50.5 mm (5.6 x 4.0 x 2.0″) Ordering Information HI97771 is supplied with cuvettes (2), caps (2), plastic inserts for cuvettes (2), 1.5V AA batteries (3), instruction manual, and instrument quality certificate HI97771C is supplied with CAL-Check standards, cuvettes (2), caps (2), plastic inserts for cuvettes (2), scissors, cuvette cleaning cloth, 1.5V AA batteries (3), instruction manual, and instrument quality certificate. | <div aria-labelledby="tab-title-description" class="woocommerce-Tabs-panel woocommerce-Tabs-panel--description panel entry-content active" id="tab-description" role="tabpanel"> <p><span style="color: #000000;">HI97771C เป็นโฟโตมิเตอร์แบบพกพาขั้นสูงสำหรับการวัดคลอรีนรวมอิสระและช่วงสูงพิเศษในน้ำ มิเตอร์นี้มีระบบออพติคอลที่เหนือกว่าซึ่งใช้ตัวตรวจจับอ้างอิงและตัวกรองสัญญาณรบกวนย่านความถี่แคบเพื่อการวัดที่รวดเร็วและทำซ้ำได้ .</span></p> <ul> <li><span style="color: #000000;">ไม่ต้องวอร์มเครื่องก่อนทำการวัด</span></li> <li><span style="color: #000000;">โหมดการสอนสำหรับคำแนะนำทีละขั้นตอน</span></li> <li><span style="color: #000000;">อ่านค่าคลอรีนรวมได้สูงสุด 500 มก./ลิตร</span></li> </ul> <p><span style="color: #000000;">HI97771C is an advanced portable photometer for the measurement of free and ultra high range total chlorine in water. This meter offers a superior optical system that utilizes a reference detector and narrow band interference filters for extremely fast and repeatable measurements. .</span></p> <ul> <li><span style="color: #000000;">No warm up time before taking a measurement</span></li> <li><span style="color: #000000;">Tutorial mode for step-by-step instructions</span></li> <li><span style="color: #000000;">Readings up to 500 mg/L total chlorine</span></li> </ul> <div class="tab-content"> <h2><span style="color: #000000;">Details</span></h2> <div class="std"> <p><span style="color: #000000;">Chlorine is a common chemical used by for disinfection. High levels of chlorine, whether in liquid or produced by electrolysis of salt, is used in a variety of industries including produce washing, food processing, and the disinfection of medical equipment due to its’ effectiveness as a biocide. The 2017 FDA Food Code 4-501.114<strong> </strong>states that based on temperature the chlorine concentration of equipment wash water should be between 25 and 100 mg/L<strong>. </strong></span></p> <p><span style="color: #000000;">The HI97771C has an innovative optical system that offers superior performance in accuracy, repeatability, and the short amount of time it takes to perform a measurement. This compact, waterproof meter is extremely user friendly with a tutorial mode that walks the user graphically, step by step, in performing a measurement. </span></p> <p><span style="color: #000000;">The use of a backlit dot matrix LED allows the use of virtual keys which makes the operation of the meter very intuitive including selecting different methods, reviewing GLP data, recalling the last 50 measurements, and customizing the meter to user preferences.</span></p> <p><span style="color: #000000;"><strong><span style="font-size: 120%;">Photometer Optical System</span></strong></span></p> <div class="prod-view-details-container"> <div class="prod-view-details-right"> <ul> <li><span style="color: #000000;">LED that generates very little heat</span></li> </ul> <ul> <li><span style="color: #000000;">8 nm narrowband interference filter that is accurate to +/- 1 nm and offers 25% increase in light efficiency.</span></li> </ul> <ul> <li><span style="color: #000000;">Reference detector that modulates the voltage to LED for consistent light output.</span></li> </ul> <ul> <li><span style="color: #000000;">A concave focusing lens that reduces errors from imperfections in the cuvette</span></li> </ul> </div> <div><span style="color: #000000;"><strong><span style="font-size: 120%;">On-Screen Features</span></strong></span></div> <div> <div class="prod-view-details-container"> <div id="screen-left"> <p><span style="color: #000000;"><strong>CAL Check</strong></span><br/> <span style="color: #000000;">Advanced features including CAL-Check to verify performance, GLP for last calibration date, setup options and the ability to see all accessories used with the meter.</span></p> </div> <div id="screen-center"> <p><span style="color: #000000;"><strong>Tutorial Mode</strong></span><br/> <span style="color: #000000;">When enabled, the tutorial mode will guide the user step by step through the measurement process .</span></p> </div> <div id="screen-right"> <p><span style="color: #000000;"><strong>Method Options</strong></span><br/> <span style="color: #000000;">Choice of powder or economical liquid reagents for chlorin measurments.</span></p> </div> </div> </div> </div> <div class="prod-view-details-container"> <h3><span style="color: #000000;">HI97771 FEATURES/BENEFITS:</span></h3> <div class="prod-view-details-left"> <p><span style="color: #000000;"><strong>Stable Light Source:</strong></span></p> <ul> <li><span style="color: #000000;">The internal reference system of the HI97771 photometer compensates for any drifts due to power fluctuations or ambient temperature changes. With a stable source of light the readings are fast and stable between your blank (zero) measurement and sample measurement..</span></li> </ul> <p><span style="color: #000000;"><strong>High Efficiency Light Source:</strong></span></p> <ul> <li><span style="color: #000000;">LED light sources offer superior performance compared to tungsten lamps. LEDs have a much higher luminous efficiency, providing more light while using less power. They also produce little heat, which could otherwise affect electronic stability.</span></li> </ul> <p><span style="color: #000000;"><strong>High Quality Filters:</strong></span></p> <ul> <li><span style="color: #000000;">Improved optical filters ensure greater wavelength accuracy and allow a brighter, stronger signal to be received. The end result is higher measurement stability and less wavelength error.</span></li> </ul> <p><span style="color: #000000;"><strong>Greater Light Yield:</strong></span></p> <ul> <li> <p class="Normal1"><span style="color: #000000;">A focusing lens collects all of the light that exits the cuvette, eliminating errors from imperfections and scratches that may be present in the glass. The use of the convex lens reduces the need for indexing cuvettes..</span></p> </li> </ul> <p><span style="color: #000000;"><strong>CAL Check Functionality:</strong></span></p> <ul> <li><span style="color: #000000;">Hanna’s exclusive CAL Check feature allows for performance verification and calibration of the meter using NIST traceable standards. Our CAL Check standard vials are developed to simulate a specific absorbance value at each wavelength to verify the accuracy of subsequent readings.</span></li> </ul> </div> <div class="prod-view-details-right"> <p><span style="color: #000000;"><strong>Mulitple Measurement Methods:</strong></span></p> <ul> <li><span style="color: #000000;">Users can select the use of powder reagents supplied in packets or the use of low cost liquid reagents supplied in a dropper bottle.</span></li> </ul> <p><span style="color: #000000;"><strong>Built-in Reaction Timer:</strong></span></p> <ul> <li> <p class="Normal1"><span style="color: #000000;">Waiting the proper reaction time is of key importance when performing colorimetric measurements. The countdown timer displays the time remaining until a measurement will be taken, ensuring consistent results between sample measurements and users.</span></p> </li> </ul> <p><span style="color: #000000;"><strong>Large Cuvette Size:</strong></span></p> <ul> <li><span style="color: #000000;">The sample cell of the HI97771 fits a round, glass cuvette with a 25 mm path length. The relatively long path length of the sample cuvette allows the light to pass through more of the sample solution, ensuring accurate measurements even in low absorbance samples.</span></li> </ul> <p><span style="color: #000000;"><strong>Intuitive Dot Matrix Display:</strong></span></p> <ul> <li><span style="color: #000000;">The HI97771 is designed with a backlit, graphic LCD. With virtual keys, a battery status indicator, and error messages. Users will find the meter interface intuitive and easy to read. A dedicated help key provides information relating to the current meter operation, and can be used at any stage in the setup or measurement process to show contextual help.</span></li> </ul> <p><span style="color: #000000;"><strong>Auto-off Protection:</strong></span></p> <ul> <li> <p class="Normal1"><span style="color: #000000;">The meter uses three common AA batteries that allow for about 800 measurements to be taken. The auto-off feature automatically shuts off the meter after 15 minutes of inactivity in order conserve battery life.</span></p> </li> </ul> </div> </div> <div></div> </div> </div> <div class="tab-content"> <div class="box-collateral box-additional" id="spec"> <table class="data-table" id="product-attribute-specs-table-1"> <colgroup> <col width="25%"/> <col/></colgroup> <tbody> <tr class="first odd"> <th class="label"><span style="color: #000000;">Free Chlorine Range</span></th> <td class="data last"><span style="color: #000000;">0.00 to 5.00 mg/L (as Cl2)</span></td> </tr> <tr class="even"> <th class="label"><span style="color: #000000;">Free Chlorine Resolution</span></th> <td class="data last"><span style="color: #000000;">0.01 mg/L</span></td> </tr> <tr class="odd"> <th class="label"><span style="color: #000000;">Free Chlorine Accuracy</span></th> <td class="data last"><span style="color: #000000;">±0.03 mg/L ±3% of reading</span></td> </tr> <tr class="even"> <th class="label"><span style="color: #000000;">Total Chlorine Range</span></th> <td class="data last"><span style="color: #000000;">0 to 500 mg/L (as Cl2)</span></td> </tr> <tr class="odd"> <th class="label"><span style="color: #000000;">Total Chlorine Resolution</span></th> <td class="data last"><span style="color: #000000;">1 mg/L</span></td> </tr> <tr class="even"> <th class="label"><span style="color: #000000;">Total Chlorine Accuracy</span></th> <td class="data last"><span style="color: #000000;">±3 mg/L ±3% of reading</span></td> </tr> <tr class="last odd"> <th class="label"><span style="color: #000000;">Chlorine Method</span></th> <td class="data last"><span style="color: #000000;">free chlorine: adaptation of the EPA 330.5 DPD method total chlorine: adaptation of the Standard Methods for Examination of Water and Wastewater, 20th edition, 4500-Cl.</span></td> </tr> </tbody> </table> <table class="data-table" id="product-attribute-specs-table-2"> <colgroup> <col width="25%"/> <col/></colgroup> <tbody> <tr class="first odd"> <th class="label"><span style="color: #000000;">Photometer/Colorimeter Light Source</span></th> <td class="data last"><span style="color: #000000;">Light emitting diode</span></td> </tr> <tr class="even"> <th class="label"><span style="color: #000000;">Photometer/Colorimeter Light Detector</span></th> <td class="data last"><span style="color: #000000;">silicon photocell with narrow band interference filter @ 525 nm</span></td> </tr> <tr class="odd"> <th class="label"><span style="color: #000000;">Bandpass Filter Bandwidth</span></th> <td class="data last"><span style="color: #000000;">8 nm</span></td> </tr> <tr class="even"> <th class="label"><span style="color: #000000;">Bandpass Filter Wavelength Accuracy</span></th> <td class="data last"><span style="color: #000000;">±1.0 nm</span></td> </tr> <tr class="odd"> <th class="label"><span style="color: #000000;">Cuvette Type</span></th> <td class="data last"><span style="color: #000000;">round, 24.6 mm diameter (22 mm inside)</span></td> </tr> <tr class="even"> <th class="label"><span style="color: #000000;">GLP</span></th> <td class="data last"><span style="color: #000000;">date, time of last calibration</span></td> </tr> <tr class="odd"> <th class="label"><span style="color: #000000;">Display</span></th> <td class="data last"><span style="color: #000000;">128 x 64 pixel B/W LCD with backlight</span></td> </tr> <tr class="even"> <th class="label"><span style="color: #000000;">Logging Type</span></th> <td class="data last"><span style="color: #000000;">automatic logging</span></td> </tr> <tr class="odd"> <th class="label"><span style="color: #000000;">Logging Memory</span></th> <td class="data last"><span style="color: #000000;">50 measurement</span></td> </tr> <tr class="even"> <th class="label"><span style="color: #000000;">Battery Type/Life</span></th> <td class="data last"><span style="color: #000000;">1.5V AA battery (3 pcs.) / &gt; 800 measurements (without backlight)</span></td> </tr> <tr class="odd"> <th class="label"><span style="color: #000000;">Automatic Shut-Off</span></th> <td class="data last"><span style="color: #000000;">After 15 minutes of inactivity (30 minutes before a READ measurement)</span></td> </tr> <tr class="even"> <th class="label"><span style="color: #000000;">Environment</span></th> <td class="data last"><span style="color: #000000;">0 to 50°C (32 to 122°F); relative humidity: 100% (IP67)</span></td> </tr> <tr class="odd"> <th class="label"><span style="color: #000000;">Weight</span></th> <td class="data last"><span style="color: #000000;">380 g (13.4 oz.) with batteries</span></td> </tr> <tr class="even"> <th class="label"><span style="color: #000000;">Dimensions</span></th> <td class="data last"><span style="color: #000000;">142.5 x 102.5 x 50.5 mm (5.6 x 4.0 x 2.0″)</span></td> </tr> <tr class="last odd"> <th class="label"><span style="color: #000000;">Ordering Information</span></th> <td class="data last"><span style="color: #000000;">HI97771 is supplied with cuvettes (2), caps (2), plastic inserts for cuvettes (2), 1.5V AA batteries (3), instruction manual, and instrument quality certificate HI97771C is supplied with CAL-Check standards, cuvettes (2), caps (2), plastic inserts for cuvettes (2), scissors, cuvette cleaning cloth, 1.5V AA batteries (3), instruction manual, and instrument quality certificate.</span></td> </tr> </tbody> </table> </div> </div> </div> | ไม่มี | ไม่มี | https://www.hannathailand.com/wp-content/uploads/2024/01/hi97771_angle_1_2.jpg | เครื่องวัดปริมาณแอมโมเนีย ในน้ำ รุ่น HI715 , เครื่องวัดปริมาณโครเมี่ยม ช่วงสูง รุ่น HI723 , น้ำยามาตรฐานสอบเทียบ , เครื่องวัดคลอรีน , น้ำยามาตรฐานสอบเทียบ ค่ามาตรฐานความเค็ม , เครื่องวัดปริมาณฟอสฟอรัส ช่วงสูง รุ่น HI706 , เครื่องวัดปริมาณซิลิกา ช่วงต่ำ ในตัวอย่างน้ำ รุ่น HI705 , เครื่องวัดปริมาณแอมโมเนีย ช่วงสูง รุ่น HI733 | <a class="woocommerce-LoopProduct-link woocommerce-loop-product__link" href="https://www.hannathailand.com/product/hi715-checker-hc-ammonia-mr/">เครื่องวัดปริมาณแอมโมเนีย ในน้ำ รุ่น HI715</a> , <a class="woocommerce-LoopProduct-link woocommerce-loop-product__link" href="https://www.hannathailand.com/product/hi723-checker-hc-chromium-vi-hr/">เครื่องวัดปริมาณโครเมี่ยม ช่วงสูง รุ่น HI723</a> , <a class="woocommerce-LoopProduct-link woocommerce-loop-product__link" href="https://www.hannathailand.com/product/hi9828-25/">น้ำยามาตรฐานสอบเทียบ</a> , <a class="woocommerce-LoopProduct-link woocommerce-loop-product__link" href="https://www.hannathailand.com/product/free-chlorine/">เครื่องวัดคลอรีน</a> , <a class="woocommerce-LoopProduct-link woocommerce-loop-product__link" href="https://www.hannathailand.com/product/hi7083l/">น้ำยามาตรฐานสอบเทียบ ค่ามาตรฐานความเค็ม</a> , <a class="woocommerce-LoopProduct-link woocommerce-loop-product__link" href="https://www.hannathailand.com/product/hi706-checker-hc-phosphorous-hr/">เครื่องวัดปริมาณฟอสฟอรัส ช่วงสูง รุ่น HI706</a> , <a class="woocommerce-LoopProduct-link woocommerce-loop-product__link" href="https://www.hannathailand.com/product/hi705-checker-hc-silica-lr/">เครื่องวัดปริมาณซิลิกา ช่วงต่ำ ในตัวอย่างน้ำ รุ่น HI705</a> , <a class="woocommerce-LoopProduct-link woocommerce-loop-product__link" href="https://www.hannathailand.com/product/hi733-checker-hc-ammonia-hr/">เครื่องวัดปริมาณแอมโมเนีย ช่วงสูง รุ่น HI733</a> | https://www.hannathailand.com/wp-content/uploads/2022/06/miniphotometerfurammoniakmittel2416_11-600x600.jpg , https://www.hannathailand.com/wp-content/uploads/2022/06/miniphotometerfurchromvihoch839_11-600x600.jpg , https://www.hannathailand.com/wp-content/uploads/2021/07/8-500x500.jpg , https://www.hannathailand.com/wp-content/uploads/2021/07/1-500x500.jpg , https://www.hannathailand.com/wp-content/uploads/2021/07/10-500x500.jpg , https://www.hannathailand.com/wp-content/uploads/2022/06/hi706_400-600x600.jpg , https://www.hannathailand.com/wp-content/uploads/2022/06/hi705400-600x600.jpg , https://www.hannathailand.com/wp-content/uploads/2022/06/miniphotometerfurammoniumhoch2418_11-600x600.jpg
8 | เครื่องวัดคลอรีนอิสระ พร้อมน้ำยาสอบเทียบ รุ่น HI97701C | สินค้าทั้งหมด , เครื่องโฟโตมิเตอร์ , แบบภาคสนาม | https://www.hannathailand.com/product-category/spectrophotometer/photometer-fieldwork/ | https://www.hannathailand.com/product/free-chlorine-2/ | HI97701C | 3,103.00 | น้ำหนัก 0.38 กก. ขนาด 14.25 × 10.25 × 5.05 เซนติเมตร | <div aria-labelledby="tab-title-additional_information" class="woocommerce-Tabs-panel woocommerce-Tabs-panel--additional_information panel entry-content" id="tab-additional_information" role="tabpanel"> <table class="woocommerce-product-attributes shop_attributes"> <tr class="woocommerce-product-attributes-item woocommerce-product-attributes-item--weight"> <th class="woocommerce-product-attributes-item__label">น้ำหนัก</th> <td class="woocommerce-product-attributes-item__value">0.38 กก.</td> </tr> <tr class="woocommerce-product-attributes-item woocommerce-product-attributes-item--dimensions"> <th class="woocommerce-product-attributes-item__label">ขนาด</th> <td class="woocommerce-product-attributes-item__value">14.25 × 10.25 × 5.05 เซนติเมตร</td> </tr> </table> </div> | HI97701C เป็นโฟโตมิเตอร์แบบพกพาขั้นสูงสำหรับการตรวจวัดคลอรีนอิสระในน้ำ มิเตอร์นี้มีระบบออพติคอลที่เหนือกว่าซึ่งใช้ตัวตรวจจับอ้างอิงและตัวกรองสัญญาณรบกวนย่านความถี่แคบเพื่อการวัดที่รวดเร็วและทำซ้ำได้ ย่านวัดคลอรีนอิสระ 0.00 ถึง 5.00 mg/L (ppm) ความละเอียด 0.01 mg/L ความถูกต้อง ±0.03 mg/L ±3% พร้อมใบรับรองจาก USA HI97701C is an advanced portable photometer for the measurement of free chlorine in water. This meter offers a superior optical system that utilizes a reference detector and narrow band interference filters for extremely fast and repeatable measurements. CAL Check to verify meter performance Tutorial mode for step-by-step instructions Choice of powder or cost saving liquid reagents Details Chlorine is a common chemical used by many due to is disinfection, oxidation and bleaching properties. In swimming pools, drinking water, and food processing chlorine is used to disinfect and keep bacteria from growing. In metal finishing it used as an oxidizer to convert cyanide in wastewater to cyanate while in the pulp and paper industry it used to bleach wood pulp so that paper is white. The HI97701C is designed to measure free chlorine in water up to 5.00 mg/L (ppm). The HI97701C has an innovative optical system that offers superior performance in accuracy, repeatability, and the short amount of time it takes to perform a measurement. This compact, waterproof meter is extremely user friendly with a tutorial mode that walks the user graphically, step by step, in performing a measurement. The use of a backlit dot matrix LED allows the use of virtual keys which makes the operation of the meter very intuitive including selecting different methods, reviewing GLP data, recalling the last 50 measurements, and customizing the meter to user preferences. HI97701C is completely waterproof including the cuvette holder that is designed with ridges to protect the optical path from getting scratched by the cuvette and a gasketed battery compartment that holds three common AA batteries. The compact design fits comfortable in the hand for use in the field or on a table for benchtop use. The LCD is 71 mm (2.75″) by 37 mm (1.6″) and is backlit for easy viewing under all conditions. Photometer optical system LED that generates very little heat 8 nm narrowband interference filter that is accurate to +/- 1 nm and offers 25% increase in light efficiency. Reference detector that modulates the voltage to LED for consistent light output. A concave focusing lens that reduces errors from imperfections in the cuvette On-Screen Features CAL Check With the use of our CAL Check standards the performance can be verified and if out od specification have the calibration value updated. Tutorial Mode When enabled, the tutorial mode will guide the user step by step through the measurement process . Method Options For chlorine, the pre-programmed calibration curves are updated based on a choice of either powder or liquid reagents. HI97701 FEATURES/BENEFITS: Stable Light Source: The internal reference system of the HI97701C photometer compensates for any drifts due to power fluctuations or ambient temperature changes. With a stable source of light the readings are fast and stable between your blank (zero) measurement and sample measurement.. High Efficiency Light Source: LED light sources offer superior performance compared to tungsten lamps. LEDs have a much higher luminous efficiency, providing more light while using less power. They also produce little heat, which could otherwise affect electronic stability. High Quality Filters: Improved optical filters ensure greater wavelength accuracy and allow a brighter, stronger signal to be received. The end result is higher measurement stability and less wavelength error. Greater Light Yield: A focusing lens collects all of the light that exits the cuvette, eliminating errors from imperfections and scratches that may be present in the glass. The use of the convex lens reduces the need for indexing cuvettes.. CAL Check Functionality: Hanna’s exclusive CAL Check feature allows for performance verification and calibration of the meter using NIST traceable standards. Our CAL Check standard vials are developed to simulate a specific absorbance value at each wavelength to verify the accuracy of subsequent readings. Mulitple Measurement Methods: Users can select the use of powder reagents supplied in packets or the use of low cost liquid reagents supplied in a dropper bottle. Built-in Reaction Timer: Waiting the proper reaction time is of key importance when performing colorimetric measurements. The countdown timer displays the time remaining until a measurement will be taken, ensuring consistent results between sample measurements and users. Large Cuvette Size: The sample cell of the HI97701 fits a round, glass cuvette with a 25 mm path length. The relatively long path length of the sample cuvette allows the light to pass through more of the sample solution, ensuring accurate measurements even in low absorbance samples. Intuitive Dot Matrix Display: The HI97701C is designed with a backlit, graphic LCD. With virtual keys, a battery status indicator, and error messages. Users will find the meter interface intuitive and easy to read. A dedicated help key provides information relating to the current meter operation, and can be used at any stage in the setup or measurement process to show contextual help. Auto-off Protection: The meter uses three common AA batteries that allow for about 800 measurements to be taken. The auto-off feature automatically shuts off the meter after 15 minutes of inactivity in order conserve battery life. Free Chlorine Range 0.00 to 5.00 mg/L (as Cl2) Free Chlorine Resolution 0.01 mg/L Free Chlorine Accuracy ±0.03 mg/L ±3% of reading Chlorine Method adaptation of the EPA 330.5 DPD method Photometer/Colorimeter Light Source Light emitting diode Photometer/Colorimeter Light Detector silicon photocell with narrow band interference filter @ 525 nm Bandpass Filter Bandwidth 8 nm Bandpass Filter Wavelength Accuracy ±1.0 nm Cuvette Type round, 24.6 mm diameter (22 mm inside) GLP date, time of last calibration Display 128 x 64 pixel B/W LCD with backlight Logging Type automatic logging Logging Memory 50 measurement Battery Type/Life 1.5V AA battery (3 pcs.) / > 800 measurements (without backlight) Automatic Shut-Off After 15 minutes of inactivity (30 minutes before a READ measurement) Environment 0 to 50°C (32 to 122°F); relative humidity: 100% (IP67) Weight 380 g (13.4 oz.) with batteries Dimensions 142.5 x 102.5 x 50.5 mm (5.6 x 4.0 x 2.0″) Ordering Information HI97701 is supplied with cuvettes (2), caps (2), plastic inserts for cuvettes (2), 1.5V AA batteries (3), instruction manual, and instrument quality certificate. Kit :HI97701C is supplied with CAL-Check standards, cuvettes (2), caps (2), plastic inserts for cuvette, (2), scissors, cuvette cleaning cloth, 1.5V AA batteries (3), instruction manual, and instrument quality certificate. | <div aria-labelledby="tab-title-description" class="woocommerce-Tabs-panel woocommerce-Tabs-panel--description panel entry-content active" id="tab-description" role="tabpanel"> <p><span style="color: #000000;">HI97701C เป็นโฟโตมิเตอร์แบบพกพาขั้นสูงสำหรับการตรวจวัดคลอรีนอิสระในน้ำ มิเตอร์นี้มีระบบออพติคอลที่เหนือกว่าซึ่งใช้ตัวตรวจจับอ้างอิงและตัวกรองสัญญาณรบกวนย่านความถี่แคบเพื่อการวัดที่รวดเร็วและทำซ้ำได้</span></p> <ul> <li><span style="color: #000000;">ย่านวัดคลอรีนอิสระ 0.00 ถึง 5.00 mg/L (ppm)</span></li> <li><span style="color: #000000;">ความละเอียด 0.01 mg/L</span></li> <li><span style="color: #000000;">ความถูกต้อง ±0.03 mg/L ±3%</span></li> <li><span style="color: #000000;">พร้อมใบรับรองจาก USA</span></li> </ul> <p><span style="color: #000000;">HI97701C is an advanced portable photometer for the measurement of free chlorine in water. This meter offers a superior optical system that utilizes a reference detector and narrow band interference filters for extremely fast and repeatable measurements.</span></p> <ul> <li><span style="color: #000000;">CAL Check to verify meter performance</span></li> <li><span style="color: #000000;">Tutorial mode for step-by-step instructions</span></li> <li><span style="color: #000000;">Choice of powder or cost saving liquid reagents</span></li> </ul> <div class="tab-content"> <h2><span style="color: #000000;">Details</span></h2> <div class="std"> <p><span style="color: #000000;">Chlorine is a common chemical used by many due to is disinfection, oxidation and bleaching properties. In swimming pools, drinking water, and food processing chlorine is used to disinfect and keep bacteria from growing. In metal finishing it used as an oxidizer to convert cyanide in wastewater to cyanate while in the pulp and paper industry it used to bleach wood pulp so that paper is white. The HI97701C is designed to measure free chlorine in water up to 5.00 mg/L (ppm).</span></p> <p><span style="color: #000000;">The HI97701C has an innovative optical system that offers superior performance in accuracy, repeatability, and the short amount of time it takes to perform a measurement. This compact, waterproof meter is extremely user friendly with a tutorial mode that walks the user graphically, step by step, in performing a measurement. The use of a backlit dot matrix LED allows the use of virtual keys which makes the operation of the meter very intuitive including selecting different methods, reviewing GLP data, recalling the last 50 measurements, and customizing the meter to user preferences.</span></p> <p><span style="color: #000000;">HI97701C is completely waterproof including the cuvette holder that is designed with ridges to protect the optical path from getting scratched by the cuvette and a gasketed battery compartment that holds three common AA batteries. The compact design fits comfortable in the hand for use in the field or on a table for benchtop use. The LCD is 71 mm (2.75″) by 37 mm (1.6″) and is backlit for easy viewing under all conditions.</span></p> <div class="prod-view-details-container"> <div class="prod-view-details-left"><span style="font-size: 120%;"><strong><span style="color: #000000;">Photometer optical system</span></strong></span></div> <div class="prod-view-details-right"> <ul> <li><span style="color: #000000;">LED that generates very little heat</span></li> </ul> <ul> <li><span style="color: #000000;">8 nm narrowband interference filter that is accurate to +/- 1 nm and offers 25% increase in light efficiency.</span></li> </ul> <ul> <li><span style="color: #000000;">Reference detector that modulates the voltage to LED for consistent light output.</span></li> </ul> <ul> <li><span style="color: #000000;">A concave focusing lens that reduces errors from imperfections in the cuvette</span></li> </ul> </div> </div> <p><span style="font-size: 22.68px; color: #000000;">On-Screen Features</span></p> <div class="prod-view-details-container"> <div id="screen-left"> <p><span style="color: #000000;"><strong>CAL Check</strong></span><br/> <span style="color: #000000;">With the use of our CAL Check standards the performance can be verified and if out od specification have the calibration value updated.</span></p> </div> <div id="screen-center"> <p><span style="color: #000000;"><strong>Tutorial Mode</strong></span><br/> <span style="color: #000000;">When enabled, the tutorial mode will guide the user step by step through the measurement process .</span></p> </div> <div id="screen-right"> <p><span style="color: #000000;"><strong>Method Options</strong></span><br/> <span style="color: #000000;">For chlorine, the pre-programmed calibration curves are updated based on a choice of either powder or liquid reagents.</span></p> </div> </div> <div class="prod-view-details-container"> <h3><span style="color: #000000;">HI97701 FEATURES/BENEFITS:</span></h3> <div class="prod-view-details-left"> <p><span style="color: #000000;"><strong>Stable Light Source:</strong></span></p> <ul> <li><span style="color: #000000;">The internal reference system of the HI97701C photometer compensates for any drifts due to power fluctuations or ambient temperature changes. With a stable source of light the readings are fast and stable between your blank (zero) measurement and sample measurement..</span></li> </ul> <p><span style="color: #000000;"><strong>High Efficiency Light Source:</strong></span></p> <ul> <li><span style="color: #000000;">LED light sources offer superior performance compared to tungsten lamps. LEDs have a much higher luminous efficiency, providing more light while using less power. They also produce little heat, which could otherwise affect electronic stability.</span></li> </ul> <p><span style="color: #000000;"><strong>High Quality Filters:</strong></span></p> <ul> <li><span style="color: #000000;">Improved optical filters ensure greater wavelength accuracy and allow a brighter, stronger signal to be received. The end result is higher measurement stability and less wavelength error.</span></li> </ul> <p><span style="color: #000000;"><strong>Greater Light Yield:</strong></span></p> <ul> <li> <p class="Normal1"><span style="color: #000000;">A focusing lens collects all of the light that exits the cuvette, eliminating errors from imperfections and scratches that may be present in the glass. The use of the convex lens reduces the need for indexing cuvettes..</span></p> </li> </ul> <p><span style="color: #000000;"><strong>CAL Check Functionality:</strong></span></p> <ul> <li><span style="color: #000000;">Hanna’s exclusive CAL Check feature allows for performance verification and calibration of the meter using NIST traceable standards. Our CAL Check standard vials are developed to simulate a specific absorbance value at each wavelength to verify the accuracy of subsequent readings.</span></li> </ul> <p><span style="color: #000000;"><strong>Mulitple Measurement Methods:</strong></span></p> </div> <div class="prod-view-details-right"> <ul> <li><span style="color: #000000;">Users can select the use of powder reagents supplied in packets or the use of low cost liquid reagents supplied in a dropper bottle.</span></li> </ul> <p><span style="color: #000000;"><strong>Built-in Reaction Timer:</strong></span></p> <ul> <li> <p class="Normal1"><span style="color: #000000;">Waiting the proper reaction time is of key importance when performing colorimetric measurements. The countdown timer displays the time remaining until a measurement will be taken, ensuring consistent results between sample measurements and users.</span></p> </li> </ul> <p><span style="color: #000000;"><strong>Large Cuvette Size:</strong></span></p> <ul> <li><span style="color: #000000;">The sample cell of the HI97701 fits a round, glass cuvette with a 25 mm path length. The relatively long path length of the sample cuvette allows the light to pass through more of the sample solution, ensuring accurate measurements even in low absorbance samples.</span></li> </ul> <p><span style="color: #000000;"><strong>Intuitive Dot Matrix Display:</strong></span></p> <ul> <li><span style="color: #000000;">The HI97701C is designed with a backlit, graphic LCD. With virtual keys, a battery status indicator, and error messages. Users will find the meter interface intuitive and easy to read. A dedicated help key provides information relating to the current meter operation, and can be used at any stage in the setup or measurement process to show contextual help.</span></li> </ul> <p><span style="color: #000000;"><strong>Auto-off Protection:</strong></span></p> <ul> <li> <p class="Normal1"><span style="color: #000000;">The meter uses three common AA batteries that allow for about 800 measurements to be taken. The auto-off feature automatically shuts off the meter after 15 minutes of inactivity in order conserve battery life.</span></p> </li> </ul> </div> </div> <div></div> </div> </div> <div class="tab-content"> <div class="box-collateral box-additional" id="spec"> <table class="data-table" id="product-attribute-specs-table-1"> <colgroup> <col width="25%"/> <col/></colgroup> <tbody> <tr class="first odd"> <th class="label"><span style="color: #000000;">Free Chlorine Range</span></th> <td class="data last"><span style="color: #000000;">0.00 to 5.00 mg/L (as Cl2)</span></td> </tr> <tr class="even"> <th class="label"><span style="color: #000000;">Free Chlorine Resolution</span></th> <td class="data last"><span style="color: #000000;">0.01 mg/L</span></td> </tr> <tr class="odd"> <th class="label"><span style="color: #000000;">Free Chlorine Accuracy</span></th> <td class="data last"><span style="color: #000000;">±0.03 mg/L ±3% of reading</span></td> </tr> <tr class="last even"> <th class="label"><span style="color: #000000;">Chlorine Method</span></th> <td class="data last"><span style="color: #000000;">adaptation of the EPA 330.5 DPD method</span></td> </tr> </tbody> </table> <table class="data-table" id="product-attribute-specs-table-2"> <colgroup> <col width="25%"/> <col/></colgroup> <tbody> <tr class="first odd"> <th class="label"><span style="color: #000000;">Photometer/Colorimeter Light Source</span></th> <td class="data last"><span style="color: #000000;">Light emitting diode</span></td> </tr> <tr class="even"> <th class="label"><span style="color: #000000;">Photometer/Colorimeter Light Detector</span></th> <td class="data last"><span style="color: #000000;">silicon photocell with narrow band interference filter @ 525 nm</span></td> </tr> <tr class="odd"> <th class="label"><span style="color: #000000;">Bandpass Filter Bandwidth</span></th> <td class="data last"><span style="color: #000000;">8 nm</span></td> </tr> <tr class="even"> <th class="label"><span style="color: #000000;">Bandpass Filter Wavelength Accuracy</span></th> <td class="data last"><span style="color: #000000;">±1.0 nm</span></td> </tr> <tr class="odd"> <th class="label"><span style="color: #000000;">Cuvette Type</span></th> <td class="data last"><span style="color: #000000;">round, 24.6 mm diameter (22 mm inside)</span></td> </tr> <tr class="even"> <th class="label"><span style="color: #000000;">GLP</span></th> <td class="data last"><span style="color: #000000;">date, time of last calibration</span></td> </tr> <tr class="odd"> <th class="label"><span style="color: #000000;">Display</span></th> <td class="data last"><span style="color: #000000;">128 x 64 pixel B/W LCD with backlight</span></td> </tr> <tr class="even"> <th class="label"><span style="color: #000000;">Logging Type</span></th> <td class="data last"><span style="color: #000000;">automatic logging</span></td> </tr> <tr class="odd"> <th class="label"><span style="color: #000000;">Logging Memory</span></th> <td class="data last"><span style="color: #000000;">50 measurement</span></td> </tr> <tr class="even"> <th class="label"><span style="color: #000000;">Battery Type/Life</span></th> <td class="data last"><span style="color: #000000;">1.5V AA battery (3 pcs.) / &gt; 800 measurements (without backlight)</span></td> </tr> <tr class="odd"> <th class="label"><span style="color: #000000;">Automatic Shut-Off</span></th> <td class="data last"><span style="color: #000000;">After 15 minutes of inactivity (30 minutes before a READ measurement)</span></td> </tr> <tr class="even"> <th class="label"><span style="color: #000000;">Environment</span></th> <td class="data last"><span style="color: #000000;">0 to 50°C (32 to 122°F); relative humidity: 100% (IP67)</span></td> </tr> <tr class="odd"> <th class="label"><span style="color: #000000;">Weight</span></th> <td class="data last"><span style="color: #000000;">380 g (13.4 oz.) with batteries</span></td> </tr> <tr class="even"> <th class="label"><span style="color: #000000;">Dimensions</span></th> <td class="data last"><span style="color: #000000;">142.5 x 102.5 x 50.5 mm (5.6 x 4.0 x 2.0″)</span></td> </tr> <tr class="last odd"> <th class="label"><span style="color: #000000;">Ordering Information</span></th> <td class="data last"><span style="color: #000000;">HI97701 is supplied with cuvettes (2), caps (2), plastic inserts for cuvettes (2), 1.5V AA batteries (3), instruction manual, and instrument quality certificate. Kit :HI97701C is supplied with CAL-Check standards, cuvettes (2), caps (2), plastic inserts for cuvette, (2), scissors, cuvette cleaning cloth, 1.5V AA batteries (3), instruction manual, and instrument quality certificate.</span></td> </tr> </tbody> </table> </div> </div> </div> | ไม่มี | ไม่มี | https://www.hannathailand.com/wp-content/uploads/2024/01/untitled_12.jpg | เครื่องวัดปริมาณโครเมี่ยม ช่วงสูง รุ่น HI723 , เครื่องวัดปริมาณไอโอดีน รุ่น HI718 , เครื่องวัดปริมาณแอมโมเนีย ช่วงต่ำ รุ่น HI700 , เครื่องวัดค่าเหล็ก รุ่น HI721 , เครื่องวัดปริมาณคลอรีนอิสระ รุ่น HI701 , เครื่องวัดปริมาณโบรมีน ในตัวอย่างน้ำ รุ่น HI716 , ซัลไฟด์สารต้านอนุมูลอิสระบัฟเฟอร์ , เครื่องวัดปริมาณนิกเกิล ช่วงสูง รุ่น HI726 | <a class="woocommerce-LoopProduct-link woocommerce-loop-product__link" href="https://www.hannathailand.com/product/hi723-checker-hc-chromium-vi-hr/">เครื่องวัดปริมาณโครเมี่ยม ช่วงสูง รุ่น HI723</a> , <a class="woocommerce-LoopProduct-link woocommerce-loop-product__link" href="https://www.hannathailand.com/product/hi718-checker-hc-iodine/">เครื่องวัดปริมาณไอโอดีน รุ่น HI718</a> , <a class="woocommerce-LoopProduct-link woocommerce-loop-product__link" href="https://www.hannathailand.com/product/hi700-checker-hc-ammonia-lr/">เครื่องวัดปริมาณแอมโมเนีย ช่วงต่ำ รุ่น HI700</a> , <a class="woocommerce-LoopProduct-link woocommerce-loop-product__link" href="https://www.hannathailand.com/product/hi721-checker-hc-iron/">เครื่องวัดค่าเหล็ก รุ่น HI721</a> , <a class="woocommerce-LoopProduct-link woocommerce-loop-product__link" href="https://www.hannathailand.com/product/hi701-checker-hc-free-chlorine/">เครื่องวัดปริมาณคลอรีนอิสระ รุ่น HI701</a> , <a class="woocommerce-LoopProduct-link woocommerce-loop-product__link" href="https://www.hannathailand.com/product/hi716-checker-hc-bromine/">เครื่องวัดปริมาณโบรมีน ในตัวอย่างน้ำ รุ่น HI716</a> , <a class="woocommerce-LoopProduct-link woocommerce-loop-product__link" href="https://www.hannathailand.com/product/hi4015-00/">ซัลไฟด์สารต้านอนุมูลอิสระบัฟเฟอร์</a> , <a class="woocommerce-LoopProduct-link woocommerce-loop-product__link" href="https://www.hannathailand.com/product/hi726-checker-hc-nickel-hr/">เครื่องวัดปริมาณนิกเกิล ช่วงสูง รุ่น HI726</a> | https://www.hannathailand.com/wp-content/uploads/2022/06/miniphotometerfurchromvihoch839_11-600x600.jpg , https://www.hannathailand.com/wp-content/uploads/2022/06/miniphotometerfuriod829_11-600x600.jpg , https://www.hannathailand.com/wp-content/uploads/2022/06/hi700_400pxl-600x600.jpg , https://www.hannathailand.com/wp-content/uploads/2022/06/miniphotometerfureisen832_11-600x600.jpg , https://www.hannathailand.com/wp-content/uploads/2021/11/hi701-500x500.jpg , https://www.hannathailand.com/wp-content/uploads/2022/06/miniphotometerfurfreiesgesamtchlor704_11-600x600.jpg , https://www.hannathailand.com/wp-content/uploads/2021/07/7-500x500.jpg , https://www.hannathailand.com/wp-content/uploads/2022/06/miniphotometerfurnickelhoch841_11-600x600.jpg
9 | เครื่องวัดคลอรีนอิสระและคลอรีนรวม พร้อมน้ำยาสอบเทียบ รุ่น HI97711C | สินค้าทั้งหมด , เครื่องโฟโตมิเตอร์ , แบบภาคสนาม | https://www.hannathailand.com/product-category/spectrophotometer/photometer-fieldwork/ | https://www.hannathailand.com/product/chlorine-freetotal/ | HI97711C | 3,103.00 | น้ำหนัก 0.38 กก. ขนาด 14.25 × 10.25 × 5.05 เซนติเมตร | <div aria-labelledby="tab-title-additional_information" class="woocommerce-Tabs-panel woocommerce-Tabs-panel--additional_information panel entry-content" id="tab-additional_information" role="tabpanel"> <table class="woocommerce-product-attributes shop_attributes"> <tr class="woocommerce-product-attributes-item woocommerce-product-attributes-item--weight"> <th class="woocommerce-product-attributes-item__label">น้ำหนัก</th> <td class="woocommerce-product-attributes-item__value">0.38 กก.</td> </tr> <tr class="woocommerce-product-attributes-item woocommerce-product-attributes-item--dimensions"> <th class="woocommerce-product-attributes-item__label">ขนาด</th> <td class="woocommerce-product-attributes-item__value">14.25 × 10.25 × 5.05 เซนติเมตร</td> </tr> </table> </div> | HI97711C เป็นโฟโตมิเตอร์แบบพกพาขั้นสูงสำหรับการตรวจวัดคลอรีนอิสระและคลอรีนทั้งหมดในน้ำ มิเตอร์นี้มีระบบออพติคอลที่เหนือกว่าซึ่งใช้ตัวตรวจจับอ้างอิงและตัวกรองสัญญาณรบกวนย่านความถี่แคบเพื่อการวัดที่รวดเร็วและทำซ้ำได้ ไม่ต้องวอร์มเครื่องก่อนทำการวัด โหมดการสอนสำหรับคำแนะนำทีละขั้นตอน ใช้รีเอเจนต์แบบผงหรือของเหลวแบบประหยัดต้นทุน HI97711C is an advanced portable photometer for the measurement of free and total chlorine in water. This meter offers a superior optical system that utilizes a reference detector and narrow band interference filters for extremely fast and repeatable measurements. No warm up time before taking a measurement Tutorial mode for step-by-step instructions Uses either powder or cost saving liquid reagents Chlorine is a common chemical used by many due to is disinfection, oxidation and bleaching properties. In swimming pools, drinking water, and food processing chlorine is used to disinfect and keep bacteria from growing. In metal finishing it used as an oxidizer to convert cyanide in wastewater to cyanate while in the pulp and paper industry it used to bleach wood pulp so that paper is white. The HI97711C is designed to measure low levels of free and total chlorine in water up to 5.00 mg/L (ppm). The HI97711C has an innovative optical system that offers superior performance in accuracy, repeatability, and the short amount of time it takes to perform a measurement. This compact, waterproof meter is extremely user friendly with a tutorial mode that walks the user graphically, step by step, in performing a measurement. The use of a backlit dot matrix LED allows the use of virtual keys which makes the operation of the meter very intuitive including selecting different methods, reviewing GLP data, recalling the last 50 measurements, and customizing the meter to user preferences. LED that generates very little heat 8 nm narrowband interference filter that is accurate to +/- 1 nm and offers 25% increase in light efficiency. Reference detector that modulates the voltage to LED for consistent light output. A concave focusing lens that reduces errors from imperfections in the cuvette Feature: Stable Light Source: The internal reference system of the HI97711C photometer compensates for any drifts due to power fluctuations or ambient temperature changes. With a stable source of light the readings are fast and stable between your blank (zero) measurement and sample measurement.. High Efficiency Light Source: LED light sources offer superior performance compared to tungsten lamps. LEDs have a much higher luminous efficiency, providing more light while using less power. They also produce little heat, which could otherwise affect electronic stability. High Quality Filters: Improved optical filters ensure greater wavelength accuracy and allow a brighter, stronger signal to be received. The end result is higher measurement stability and less wavelength error. Greater Light Yield: A focusing lens collects all of the light that exits the cuvette, eliminating errors from imperfections and scratches that may be present in the glass. The use of the convex lens reduces the need for indexing cuvettes.. CAL Check Functionality: Hanna’s exclusive CAL Check feature allows for performance verification and calibration of the meter using NIST traceable standards. Our CAL Check standard vials are developed to simulate a specific absorbance value at each wavelength to verify the accuracy of subsequent readings. Mulitple Measurement Methods: Users can select the use of powder reagents supplied in packets or the use of low cost liquid reagents supplied in a dropper bottle. Built-in Reaction Timer: Waiting the proper reaction time is of key importance when performing colorimetric measurements. The countdown timer displays the time remaining until a measurement will be taken, ensuring consistent results between sample measurements and users. Large Cuvette Size: The sample cell of the HI97711C fits a round, glass cuvette with a 25 mm path length. The relatively long path length of the sample cuvette allows the light to pass through more of the sample solution, ensuring accurate measurements even in low absorbance samples. Intuitive Dot Matrix Display: The HI97711C is designed with a backlit, graphic LCD. With virtual keys, a battery status indicator, and error messages. Users will find the meter interface intuitive and easy to read. A dedicated help key provides information relating to the current meter operation, and can be used at any stage in the setup or measurement process to show contextual help. Auto-off Protection: The meter uses three common AA batteries that allow for about 800 measurements to be taken. The auto-off feature automatically shuts off the meter after 15 minutes of inactivity in order conserve battery life. Specification: SKU HI97711C Product Name Free and Total Chlorine Portable Photometer with CAL Check Quote Required Yes Free Chlorine Range 0.00 to 5.00 mg/L (as Cl2) Free Chlorine Resolution 0.01 mg/L Free Chlorine Accuracy ±0.03 mg/L ±3% of reading Total Chlorine Range 0.00 to 5.00 mg/L (as Cl2) Total Chlorine Resolution 0.01 mg/L Total Chlorine Accuracy ±0.03 mg/L ±3% of reading Chlorine Method Adaptation of the EPA 330.5 DPD method Photometer/Colorimeter Light Source Light emitting diode Photometer/Colorimeter Light Detector silicon photocell with narrow band interference filter @ 525 nm Bandpass Filter Bandwidth 8 nm Bandpass Filter Wavelength Accuracy ±1.0 nm Cuvette Type round, 24.6 mm diameter (22 mm inside) GLP date, time of last calibration Display 128 x 64 pixel B/W LCD with backlight Logging Type automatic logging Logging Memory 50 measurement Battery Type/Life 1.5V AA battery (3 pcs.) / > 800 measurements (without backlight) Automatic Shut-Off After 15 minutes of inactivity (30 minutes before a READ measurement) Environment 0 to 50°C (32 to 122°F); relative humidity Weight 380 g (13.4 oz.) with batteries Dimensions 142.5 x 102.5 x 50.5 mm (5.6 x 4.0 x 2.0″) Ordering Information HI97711 is supplied with cuvettes (2), caps (2), plastic inserts for cuvettes (2), 1.5V AA batteries (3), instruction manual, and instrument quality certificate. | <div aria-labelledby="tab-title-description" class="woocommerce-Tabs-panel woocommerce-Tabs-panel--description panel entry-content active" id="tab-description" role="tabpanel"> <p>HI97711C เป็นโฟโตมิเตอร์แบบพกพาขั้นสูงสำหรับการตรวจวัดคลอรีนอิสระและคลอรีนทั้งหมดในน้ำ มิเตอร์นี้มีระบบออพติคอลที่เหนือกว่าซึ่งใช้ตัวตรวจจับอ้างอิงและตัวกรองสัญญาณรบกวนย่านความถี่แคบเพื่อการวัดที่รวดเร็วและทำซ้ำได้</p> <ul> <li>ไม่ต้องวอร์มเครื่องก่อนทำการวัด</li> <li>โหมดการสอนสำหรับคำแนะนำทีละขั้นตอน</li> <li>ใช้รีเอเจนต์แบบผงหรือของเหลวแบบประหยัดต้นทุน</li> </ul> <p>HI97711C is an advanced portable photometer for the measurement of free and total chlorine in water. This meter offers a superior optical system that utilizes a reference detector and narrow band interference filters for extremely fast and repeatable measurements.</p> <ul> <li>No warm up time before taking a measurement</li> <li>Tutorial mode for step-by-step instructions</li> <li>Uses either powder or cost saving liquid reagents</li> </ul> <div class="tab-content"> <div class="std"> <p>Chlorine is a common chemical used by many due to is disinfection, oxidation and bleaching properties. In swimming pools, drinking water, and food processing chlorine is used to disinfect and keep bacteria from growing. In metal finishing it used as an oxidizer to convert cyanide in wastewater to cyanate while in the pulp and paper industry it used to bleach wood pulp so that paper is white.</p> <p>The HI97711C is designed to measure low levels of free and total chlorine in water up to 5.00 mg/L (ppm).</p> <p>The HI97711C has an innovative optical system that offers superior performance in accuracy, repeatability, and the short amount of time it takes to perform a measurement. This compact, waterproof meter is extremely user friendly with a tutorial mode that walks the user graphically, step by step, in performing a measurement. The use of a backlit dot matrix LED allows the use of virtual keys which makes the operation of the meter very intuitive including selecting different methods, reviewing GLP data, recalling the last 50 measurements, and customizing the meter to user preferences.</p> <div class="prod-view-details-container"> <div class="prod-view-details-right"> <ul> <li>LED that generates very little heat</li> </ul> <ul> <li>8 nm narrowband interference filter that is accurate to +/- 1 nm and offers 25% increase in light efficiency.</li> </ul> <ul> <li>Reference detector that modulates the voltage to LED for consistent light output.</li> <li>A concave focusing lens that reduces errors from imperfections in the cuvette</li> </ul> <p><span style="color: #000000;"><strong>Feature:</strong></span></p> </div> </div> <div class="prod-view-details-container"> <div class="prod-view-details-left"> <p><strong>Stable Light Source:</strong></p> <ul> <li>The internal reference system of the HI97711C photometer compensates for any drifts due to power fluctuations or ambient temperature changes. With a stable source of light the readings are fast and stable between your blank (zero) measurement and sample measurement..</li> </ul> <p><strong>High Efficiency Light Source:</strong></p> <ul> <li>LED light sources offer superior performance compared to tungsten lamps. LEDs have a much higher luminous efficiency, providing more light while using less power. They also produce little heat, which could otherwise affect electronic stability.</li> </ul> <p><strong>High Quality Filters:</strong></p> <ul> <li>Improved optical filters ensure greater wavelength accuracy and allow a brighter, stronger signal to be received. The end result is higher measurement stability and less wavelength error.</li> </ul> <p><strong>Greater Light Yield:</strong></p> <ul> <li> <p class="Normal1">A focusing lens collects all of the light that exits the cuvette, eliminating errors from imperfections and scratches that may be present in the glass. The use of the convex lens reduces the need for indexing cuvettes..</p> </li> </ul> <p><strong>CAL Check Functionality:</strong></p> <ul> <li>Hanna’s exclusive CAL Check feature allows for performance verification and calibration of the meter using NIST traceable standards. Our CAL Check standard vials are developed to simulate a specific absorbance value at each wavelength to verify the accuracy of subsequent readings.</li> </ul> <p><strong>Mulitple Measurement Methods:</strong></p> </div> <div class="prod-view-details-right"> <ul> <li>Users can select the use of powder reagents supplied in packets or the use of low cost liquid reagents supplied in a dropper bottle.</li> </ul> <p><strong>Built-in Reaction Timer:</strong></p> <ul> <li> <p class="Normal1">Waiting the proper reaction time is of key importance when performing colorimetric measurements. The countdown timer displays the time remaining until a measurement will be taken, ensuring consistent results between sample measurements and users.</p> </li> </ul> <p><strong>Large Cuvette Size:</strong></p> <ul> <li>The sample cell of the HI97711C fits a round, glass cuvette with a 25 mm path length. The relatively long path length of the sample cuvette allows the light to pass through more of the sample solution, ensuring accurate measurements even in low absorbance samples.</li> </ul> <p><strong>Intuitive Dot Matrix Display:</strong></p> <ul> <li>The HI97711C is designed with a backlit, graphic LCD. With virtual keys, a battery status indicator, and error messages. Users will find the meter interface intuitive and easy to read. A dedicated help key provides information relating to the current meter operation, and can be used at any stage in the setup or measurement process to show contextual help.</li> </ul> <p><strong>Auto-off Protection:</strong></p> <ul> <li> <p class="Normal1">The meter uses three common AA batteries that allow for about 800 measurements to be taken. The auto-off feature automatically shuts off the meter after 15 minutes of inactivity in order conserve battery life.</p> </li> </ul> </div> </div> </div> </div> <div class="tab-content"> <div class="std"> <div> <p><span style="color: #000000;"><strong>Specification:</strong></span></p> <p> </p> </div> <div> <table> <tbody> <tr> <td width="179"><strong>SKU</strong></td> <td width="422"><strong>HI97711C</strong></td> </tr> <tr> <td width="179"><strong>Product Name</strong></td> <td width="422"><strong>Free and Total Chlorine Portable Photometer with CAL Check</strong></td> </tr> <tr> <td width="179"><strong>Quote Required</strong></td> <td width="422"><strong>Yes</strong></td> </tr> <tr> <td width="179"><strong>Free Chlorine Range</strong></td> <td width="422"><strong>0.00 to 5.00 mg/L (as Cl2)</strong></td> </tr> <tr> <td width="179"><strong>Free Chlorine Resolution</strong></td> <td width="422"><strong>0.01 mg/L</strong></td> </tr> <tr> <td width="179"><strong>Free Chlorine Accuracy</strong></td> <td width="422"><strong>±0.03 mg/L ±3% of reading</strong></td> </tr> <tr> <td width="179"><strong>Total Chlorine Range</strong></td> <td width="422"><strong>0.00 to 5.00 mg/L (as Cl2)</strong></td> </tr> <tr> <td width="179"><strong>Total Chlorine Resolution</strong></td> <td width="422"><strong>0.01 mg/L</strong></td> </tr> <tr> <td width="179"><strong>Total Chlorine Accuracy</strong></td> <td width="422"><strong>±0.03 mg/L ±3% of reading</strong></td> </tr> <tr> <td width="179"><strong>Chlorine Method</strong></td> <td width="422"><strong>Adaptation of the EPA 330.5 DPD method</strong></td> </tr> <tr> <td width="179"><strong>Photometer/Colorimeter Light Source</strong></td> <td width="422"><strong>Light emitting diode</strong></td> </tr> <tr> <td width="179"><strong>Photometer/Colorimeter Light Detector</strong></td> <td width="422"><strong>silicon photocell with narrow band interference filter @ 525 nm</strong></td> </tr> <tr> <td width="179"><strong>Bandpass Filter Bandwidth</strong></td> <td width="422"><strong>8 nm</strong></td> </tr> <tr> <td width="179"><strong>Bandpass Filter Wavelength Accuracy</strong></td> <td width="422"><strong>±1.0 nm</strong></td> </tr> <tr> <td width="179"><strong>Cuvette Type</strong></td> <td width="422"><strong>round, 24.6 mm diameter (22 mm inside)</strong></td> </tr> <tr> <td width="179"><strong>GLP</strong></td> <td width="422"><strong>date, time of last calibration</strong></td> </tr> <tr> <td width="179"><strong>Display</strong></td> <td width="422"><strong>128 x 64 pixel B/W LCD with backlight</strong></td> </tr> <tr> <td width="179"><strong>Logging Type</strong></td> <td width="422"><strong>automatic logging</strong></td> </tr> <tr> <td width="179"><strong>Logging Memory</strong></td> <td width="422"><strong>50 measurement</strong></td> </tr> <tr> <td width="179"><strong>Battery Type/Life</strong></td> <td width="422"><strong>1.5V AA battery (3 pcs.) / &gt; 800 measurements (without backlight)</strong></td> </tr> <tr> <td width="179"><strong>Automatic Shut-Off</strong></td> <td width="422"><strong>After 15 minutes of inactivity (30 minutes before a READ measurement)</strong></td> </tr> <tr> <td width="179"><strong>Environment</strong></td> <td width="422"><strong>0 to 50°C (32 to 122°F); relative humidity</strong></td> </tr> <tr> <td width="179"><strong>Weight</strong></td> <td width="422"><strong>380 g (13.4 oz.) with batteries</strong></td> </tr> <tr> <td width="179"><strong>Dimensions</strong></td> <td width="422"><strong>142.5 x 102.5 x 50.5 mm (5.6 x 4.0 x 2.0″)</strong></td> </tr> <tr> <td width="179"><strong>Ordering Information</strong></td> <td width="422"><strong>HI97711 is supplied with cuvettes (2), caps (2), plastic inserts for cuvettes (2), 1.5V AA batteries (3), instruction manual, and instrument quality certificate. </strong></td> </tr> </tbody> </table> </div> </div> </div> <div class="tab-content"> <div class="box-collateral box-additional" id="spec"></div> </div> </div> | ไม่มี | ไม่มี | https://www.hannathailand.com/wp-content/uploads/2024/01/hi97711_angle.jpg | เครื่องวัดปริมาณฟลูออไรด์ ช่วงต่ำ รุ่น HI729 , เครื่องวัดปริมาณไอโอดีน รุ่น HI718 , เครื่องวัดค่าเหล็ก รุ่น HI721 , น้ำยามาตรฐานสอบเทียบ ค่ามาตรฐานความเค็ม , เครื่องวัดปริมาณนิกเกิล ช่วงสูง รุ่น HI726 , เครื่องวัดปริมาณแอมโมเนีย ช่วงต่ำ รุ่น HI700 , น้ำยามาตรฐานสำหรับค่าโซเดียม , เครื่องวัดปริมาณฟอสเฟต ช่วงต่ำ รุ่น HI713 | <a class="woocommerce-LoopProduct-link woocommerce-loop-product__link" href="https://www.hannathailand.com/product/hi729-checker-hc-fluoride-lr/">เครื่องวัดปริมาณฟลูออไรด์ ช่วงต่ำ รุ่น HI729</a> , <a class="woocommerce-LoopProduct-link woocommerce-loop-product__link" href="https://www.hannathailand.com/product/hi718-checker-hc-iodine/">เครื่องวัดปริมาณไอโอดีน รุ่น HI718</a> , <a class="woocommerce-LoopProduct-link woocommerce-loop-product__link" href="https://www.hannathailand.com/product/hi721-checker-hc-iron/">เครื่องวัดค่าเหล็ก รุ่น HI721</a> , <a class="woocommerce-LoopProduct-link woocommerce-loop-product__link" href="https://www.hannathailand.com/product/hi7080l/">น้ำยามาตรฐานสอบเทียบ ค่ามาตรฐานความเค็ม</a> , <a class="woocommerce-LoopProduct-link woocommerce-loop-product__link" href="https://www.hannathailand.com/product/hi726-checker-hc-nickel-hr/">เครื่องวัดปริมาณนิกเกิล ช่วงสูง รุ่น HI726</a> , <a class="woocommerce-LoopProduct-link woocommerce-loop-product__link" href="https://www.hannathailand.com/product/hi700-checker-hc-ammonia-lr/">เครื่องวัดปริมาณแอมโมเนีย ช่วงต่ำ รุ่น HI700</a> , <a class="woocommerce-LoopProduct-link woocommerce-loop-product__link" href="https://www.hannathailand.com/product/hi7090l/">น้ำยามาตรฐานสำหรับค่าโซเดียม</a> , <a class="woocommerce-LoopProduct-link woocommerce-loop-product__link" href="https://www.hannathailand.com/product/hi713-checker-hc-phosphate-lr/">เครื่องวัดปริมาณฟอสเฟต ช่วงต่ำ รุ่น HI713</a> | https://www.hannathailand.com/wp-content/uploads/2024/01/hi97711_angle-600x600.jpg , https://www.hannathailand.com/wp-content/uploads/2024/01/hi97711_battery-compartment-2100x2100-7f303a10-e279-4570-b33b-0f889277af2d-600x600.jpg , https://www.hannathailand.com/wp-content/uploads/2024/01/hi97711_hand-help-2100x2100-f3185105-e5e6-44fc-a23d-bb0a6f26aae3-600x600.jpg , https://www.hannathailand.com/wp-content/uploads/2024/01/hi97711_hand-read-2100x2100-c3b91944-2927-44b7-8beb-e49a237d25ee-600x600.jpg , https://www.hannathailand.com/wp-content/uploads/2024/01/hi97711_overhead-2-2100x2100-dbe4663d-d308-49da-9482-12aa28d2c642-600x600.jpg , https://www.hannathailand.com/wp-content/uploads/2022/06/miniphotometerfurfluoridniedrig844_11-600x600.jpg , https://www.hannathailand.com/wp-content/uploads/2022/06/miniphotometerfuriod829_11-600x600.jpg , https://www.hannathailand.com/wp-content/uploads/2022/06/miniphotometerfureisen832_11-600x600.jpg , https://www.hannathailand.com/wp-content/uploads/2021/07/11-500x500.jpg , https://www.hannathailand.com/wp-content/uploads/2022/06/miniphotometerfurnickelhoch841_11-600x600.jpg , https://www.hannathailand.com/wp-content/uploads/2022/06/hi700_400pxl-600x600.jpg , https://www.hannathailand.com/wp-content/uploads/2021/07/12-500x500.jpg , https://www.hannathailand.com/wp-content/uploads/2022/06/hi713_lg51caffcdce23e-600x600.jpg
10 | เครื่องวัดคลอรีนอิสระและคลอรีนรวม แบบภาคสนาม รุ่น HI97711 | สินค้าทั้งหมด , เครื่องโฟโตมิเตอร์ , แบบภาคสนาม | https://www.hannathailand.com/product-category/spectrophotometer/photometer-fieldwork/ | https://www.hannathailand.com/product/chlorine-freetotal-2/ | HI97711 | 3,103.00 | น้ำหนัก 0.38 กก. ขนาด 14.25 × 10.25 × 5.05 เซนติเมตร | <div aria-labelledby="tab-title-additional_information" class="woocommerce-Tabs-panel woocommerce-Tabs-panel--additional_information panel entry-content" id="tab-additional_information" role="tabpanel"> <table class="woocommerce-product-attributes shop_attributes"> <tr class="woocommerce-product-attributes-item woocommerce-product-attributes-item--weight"> <th class="woocommerce-product-attributes-item__label">น้ำหนัก</th> <td class="woocommerce-product-attributes-item__value">0.38 กก.</td> </tr> <tr class="woocommerce-product-attributes-item woocommerce-product-attributes-item--dimensions"> <th class="woocommerce-product-attributes-item__label">ขนาด</th> <td class="woocommerce-product-attributes-item__value">14.25 × 10.25 × 5.05 เซนติเมตร</td> </tr> </table> </div> | HI97711 เป็นโฟโตมิเตอร์แบบพกพาขั้นสูงสำหรับการตรวจวัดคลอรีนอิสระและคลอรีนทั้งหมดในน้ำ มิเตอร์นี้มีระบบออพติคอลที่เหนือกว่าซึ่งใช้ตัวตรวจจับอ้างอิงและตัวกรองสัญญาณรบกวนย่านความถี่แคบเพื่อการวัดที่รวดเร็วและทำซ้ำได้ ไม่มีเวลาอุ่นเครื่องก่อนทำการวัด โหมดการสอนสำหรับคำแนะนำทีละขั้นตอน ใช้รีเอเจนต์แบบผงหรือของเหลวแบบประหยัดต้นทุน HI97711 is an advanced portable photometer for the measurement of free and total chlorine in water. This meter offers a superior optical system that utilizes a reference detector and narrow band interference filters for extremely fast and repeatable measurements. No warm up time before taking a measurement Tutorial mode for step-by-step instructions Uses either powder or cost saving liquid reagents Chlorine is a common chemical used by many due to is disinfection, oxidation and bleaching properties. In swimming pools, drinking water, and food processing chlorine is used to disinfect and keep bacteria from growing. In metal finishing it used as an oxidizer to convert cyanide in wastewater to cyanate while in the pulp and paper industry it used to bleach wood pulp so that paper is white. The HI97711 is designed to measure low levels of free and total chlorine in water up to 5.00 mg/L (ppm). The HI97711 has an innovative optical system that offers superior performance in accuracy, repeatability, and the short amount of time it takes to perform a measurement. This compact, waterproof meter is extremely user friendly with a tutorial mode that walks the user graphically, step by step, in performing a measurement. The use of a backlit dot matrix LED allows the use of virtual keys which makes the operation of the meter very intuitive including selecting different methods, reviewing GLP data, recalling the last 50 measurements, and customizing the meter to user preferences. LED that generates very little heat 8 nm narrowband interference filter that is accurate to +/- 1 nm and offers 25% increase in light efficiency. Reference detector that modulates the voltage to LED for consistent light output. A concave focusing lens that reduces errors from imperfections in the cuvette HI97711 FEATURES/BENEFITS: Stable Light Source: The internal reference system of the HI97711 photometer compensates for any drifts due to power fluctuations or ambient temperature changes. With a stable source of light the readings are fast and stable between your blank (zero) measurement and sample measurement.. High Efficiency Light Source: LED light sources offer superior performance compared to tungsten lamps. LEDs have a much higher luminous efficiency, providing more light while using less power. They also produce little heat, which could otherwise affect electronic stability. High Quality Filters: Improved optical filters ensure greater wavelength accuracy and allow a brighter, stronger signal to be received. The end result is higher measurement stability and less wavelength error. Greater Light Yield: A focusing lens collects all of the light that exits the cuvette, eliminating errors from imperfections and scratches that may be present in the glass. The use of the convex lens reduces the need for indexing cuvettes.. CAL Check Functionality: Hanna’s exclusive CAL Check feature allows for performance verification and calibration of the meter using NIST traceable standards. Our CAL Check standard vials are developed to simulate a specific absorbance value at each wavelength to verify the accuracy of subsequent readings. Mulitple Measurement Methods: Users can select the use of powder reagents supplied in packets or the use of low cost liquid reagents supplied in a dropper bottle. Built-in Reaction Timer: Waiting the proper reaction time is of key importance when performing colorimetric measurements. The countdown timer displays the time remaining until a measurement will be taken, ensuring consistent results between sample measurements and users. Large Cuvette Size: The sample cell of the HI97711 fits a round, glass cuvette with a 25 mm path length. The relatively long path length of the sample cuvette allows the light to pass through more of the sample solution, ensuring accurate measurements even in low absorbance samples. Intuitive Dot Matrix Display: The HI97711 is designed with a backlit, graphic LCD. With virtual keys, a battery status indicator, and error messages. Users will find the meter interface intuitive and easy to read. A dedicated help key provides information relating to the current meter operation, and can be used at any stage in the setup or measurement process to show contextual help. Auto-off Protection: The meter uses three common AA batteries that allow for about 800 measurements to be taken. The auto-off feature automatically shuts off the meter after 15 minutes of inactivity in order conserve battery life. Manual : Download Specification : SKU HI97711 Product Name Free and Total Chlorine Portable Photometer with CAL Check Quote Required Yes Free Chlorine Range 0.00 to 5.00 mg/L (as Cl2) Free Chlorine Resolution 0.01 mg/L Free Chlorine Accuracy ±0.03 mg/L ±3% of reading Total Chlorine Range 0.00 to 5.00 mg/L (as Cl2) Total Chlorine Resolution 0.01 mg/L Total Chlorine Accuracy ±0.03 mg/L ±3% of reading Chlorine Method Adaptation of the EPA 330.5 DPD method Photometer/Colorimeter Light Source Light emitting diode Photometer/Colorimeter Light Detector silicon photocell with narrow band interference filter @ 525 nm Bandpass Filter Bandwidth 8 nm Bandpass Filter Wavelength Accuracy ±1.0 nm Cuvette Type round, 24.6 mm diameter (22 mm inside) GLP date, time of last calibration Display 128 x 64 pixel B/W LCD with backlight Logging Type automatic logging Logging Memory 50 measurement Battery Type/Life 1.5V AA battery (3 pcs.) / > 800 measurements (without backlight) Automatic Shut-Off After 15 minutes of inactivity (30 minutes before a READ measurement) Environment 0 to 50°C (32 to 122°F); relative humidity Weight 380 g (13.4 oz.) with batteries Dimensions 142.5 x 102.5 x 50.5 mm (5.6 x 4.0 x 2.0″) Ordering Information HI97711 is supplied with cuvettes (2), caps (2), plastic inserts for cuvettes (2), 1.5V AA batteries (3), instruction manual, and instrument quality certificate. | <div aria-labelledby="tab-title-description" class="woocommerce-Tabs-panel woocommerce-Tabs-panel--description panel entry-content active" id="tab-description" role="tabpanel"> <p>HI97711 เป็นโฟโตมิเตอร์แบบพกพาขั้นสูงสำหรับการตรวจวัดคลอรีนอิสระและคลอรีนทั้งหมดในน้ำ มิเตอร์นี้มีระบบออพติคอลที่เหนือกว่าซึ่งใช้ตัวตรวจจับอ้างอิงและตัวกรองสัญญาณรบกวนย่านความถี่แคบเพื่อการวัดที่รวดเร็วและทำซ้ำได้</p> <ul> <li>ไม่มีเวลาอุ่นเครื่องก่อนทำการวัด</li> <li>โหมดการสอนสำหรับคำแนะนำทีละขั้นตอน</li> <li>ใช้รีเอเจนต์แบบผงหรือของเหลวแบบประหยัดต้นทุน</li> </ul> <p>HI97711 is an advanced portable photometer for the measurement of free and total chlorine in water. This meter offers a superior optical system that utilizes a reference detector and narrow band interference filters for extremely fast and repeatable measurements.</p> <ul> <li>No warm up time before taking a measurement</li> <li>Tutorial mode for step-by-step instructions</li> <li>Uses either powder or cost saving liquid reagents</li> </ul> <div class="tab-content"> <div class="std"> <p>Chlorine is a common chemical used by many due to is disinfection, oxidation and bleaching properties. In swimming pools, drinking water, and food processing chlorine is used to disinfect and keep bacteria from growing. In metal finishing it used as an oxidizer to convert cyanide in wastewater to cyanate while in the pulp and paper industry it used to bleach wood pulp so that paper is white. The HI97711 is designed to measure low levels of free and total chlorine in water up to 5.00 mg/L (ppm).</p> <p>The HI97711 has an innovative optical system that offers superior performance in accuracy, repeatability, and the short amount of time it takes to perform a measurement. This compact, waterproof meter is extremely user friendly with a tutorial mode that walks the user graphically, step by step, in performing a measurement. The use of a backlit dot matrix LED allows the use of virtual keys which makes the operation of the meter very intuitive including selecting different methods, reviewing GLP data, recalling the last 50 measurements, and customizing the meter to user preferences.</p> <div class="prod-view-details-container"> <div class="prod-view-details-right"> <ul> <li>LED that generates very little heat</li> </ul> <ul> <li>8 nm narrowband interference filter that is accurate to +/- 1 nm and offers 25% increase in light efficiency.</li> </ul> <ul> <li>Reference detector that modulates the voltage to LED for consistent light output.</li> </ul> <ul> <li>A concave focusing lens that reduces errors from imperfections in the cuvette</li> </ul> </div> </div> <div class="prod-view-details-container"> <h3>HI97711 FEATURES/BENEFITS:</h3> <div class="prod-view-details-left"> <p><strong>Stable Light Source:</strong></p> <ul> <li>The internal reference system of the HI97711 photometer compensates for any drifts due to power fluctuations or ambient temperature changes. With a stable source of light the readings are fast and stable between your blank (zero) measurement and sample measurement..</li> </ul> <p><strong>High Efficiency Light Source:</strong></p> <ul> <li>LED light sources offer superior performance compared to tungsten lamps. LEDs have a much higher luminous efficiency, providing more light while using less power. They also produce little heat, which could otherwise affect electronic stability.</li> </ul> <p><strong>High Quality Filters:</strong></p> <ul> <li>Improved optical filters ensure greater wavelength accuracy and allow a brighter, stronger signal to be received. The end result is higher measurement stability and less wavelength error.</li> </ul> <p><strong>Greater Light Yield:</strong></p> <ul> <li> <p class="Normal1">A focusing lens collects all of the light that exits the cuvette, eliminating errors from imperfections and scratches that may be present in the glass. The use of the convex lens reduces the need for indexing cuvettes..</p> </li> </ul> <p><strong>CAL Check Functionality:</strong></p> <ul> <li>Hanna’s exclusive CAL Check feature allows for performance verification and calibration of the meter using NIST traceable standards. Our CAL Check standard vials are developed to simulate a specific absorbance value at each wavelength to verify the accuracy of subsequent readings.</li> </ul> <p> </p> </div> <div class="prod-view-details-right"> <p><strong>Mulitple Measurement Methods:</strong></p> <ul> <li>Users can select the use of powder reagents supplied in packets or the use of low cost liquid reagents supplied in a dropper bottle.</li> </ul> <p><strong>Built-in Reaction Timer:</strong></p> <ul> <li> <p class="Normal1">Waiting the proper reaction time is of key importance when performing colorimetric measurements. The countdown timer displays the time remaining until a measurement will be taken, ensuring consistent results between sample measurements and users.</p> </li> </ul> <p><strong>Large Cuvette Size:</strong></p> <ul> <li>The sample cell of the HI97711 fits a round, glass cuvette with a 25 mm path length. The relatively long path length of the sample cuvette allows the light to pass through more of the sample solution, ensuring accurate measurements even in low absorbance samples.</li> </ul> <p><strong>Intuitive Dot Matrix Display:</strong></p> <ul> <li>The HI97711 is designed with a backlit, graphic LCD. With virtual keys, a battery status indicator, and error messages. Users will find the meter interface intuitive and easy to read. A dedicated help key provides information relating to the current meter operation, and can be used at any stage in the setup or measurement process to show contextual help.</li> </ul> <p><strong>Auto-off Protection:</strong></p> <ul> <li> <p class="Normal1">The meter uses three common AA batteries that allow for about 800 measurements to be taken. The auto-off feature automatically shuts off the meter after 15 minutes of inactivity in order conserve battery life.</p> </li> </ul> <h3><strong>Manual : <a href="https://hanna-worldwide.com/mwdownloads/download/link/id/1797">Download</a></strong></h3> <h3><strong>Specification : </strong></h3> <table> <tbody> <tr> <td width="179"><strong>SKU</strong></td> <td width="422"><strong>HI97711</strong></td> </tr> <tr> <td width="179"><strong>Product Name</strong></td> <td width="422"><strong>Free and Total Chlorine Portable Photometer with CAL Check</strong></td> </tr> <tr> <td width="179"><strong>Quote Required</strong></td> <td width="422"><strong>Yes</strong></td> </tr> <tr> <td width="179"><strong>Free Chlorine Range</strong></td> <td width="422"><strong>0.00 to 5.00 mg/L (as Cl2)</strong></td> </tr> <tr> <td width="179"><strong>Free Chlorine Resolution</strong></td> <td width="422"><strong>0.01 mg/L</strong></td> </tr> <tr> <td width="179"><strong>Free Chlorine Accuracy</strong></td> <td width="422"><strong>±0.03 mg/L ±3% of reading</strong></td> </tr> <tr> <td width="179"><strong>Total Chlorine Range</strong></td> <td width="422"><strong>0.00 to 5.00 mg/L (as Cl2)</strong></td> </tr> <tr> <td width="179"><strong>Total Chlorine Resolution</strong></td> <td width="422"><strong>0.01 mg/L</strong></td> </tr> <tr> <td width="179"><strong>Total Chlorine Accuracy</strong></td> <td width="422"><strong>±0.03 mg/L ±3% of reading</strong></td> </tr> <tr> <td width="179"><strong>Chlorine Method</strong></td> <td width="422"><strong>Adaptation of the EPA 330.5 DPD method</strong></td> </tr> <tr> <td width="179"><strong>Photometer/Colorimeter Light Source</strong></td> <td width="422"><strong>Light emitting diode</strong></td> </tr> <tr> <td width="179"><strong>Photometer/Colorimeter Light Detector</strong></td> <td width="422"><strong>silicon photocell with narrow band interference filter @ 525 nm</strong></td> </tr> <tr> <td width="179"><strong>Bandpass Filter Bandwidth</strong></td> <td width="422"><strong>8 nm</strong></td> </tr> <tr> <td width="179"><strong>Bandpass Filter Wavelength Accuracy</strong></td> <td width="422"><strong>±1.0 nm</strong></td> </tr> <tr> <td width="179"><strong>Cuvette Type</strong></td> <td width="422"><strong>round, 24.6 mm diameter (22 mm inside)</strong></td> </tr> <tr> <td width="179"><strong>GLP</strong></td> <td width="422"><strong>date, time of last calibration</strong></td> </tr> <tr> <td width="179"><strong>Display</strong></td> <td width="422"><strong>128 x 64 pixel B/W LCD with backlight</strong></td> </tr> <tr> <td width="179"><strong>Logging Type</strong></td> <td width="422"><strong>automatic logging</strong></td> </tr> <tr> <td width="179"><strong>Logging Memory</strong></td> <td width="422"><strong>50 measurement</strong></td> </tr> <tr> <td width="179"><strong>Battery Type/Life</strong></td> <td width="422"><strong>1.5V AA battery (3 pcs.) / &gt; 800 measurements (without backlight)</strong></td> </tr> <tr> <td width="179"><strong>Automatic Shut-Off</strong></td> <td width="422"><strong>After 15 minutes of inactivity (30 minutes before a READ measurement)</strong></td> </tr> <tr> <td width="179"><strong>Environment</strong></td> <td width="422"><strong>0 to 50°C (32 to 122°F); relative humidity</strong></td> </tr> <tr> <td width="179"><strong>Weight</strong></td> <td width="422"><strong>380 g (13.4 oz.) with batteries</strong></td> </tr> <tr> <td width="179"><strong>Dimensions</strong></td> <td width="422"><strong>142.5 x 102.5 x 50.5 mm (5.6 x 4.0 x 2.0″)</strong></td> </tr> <tr> <td width="179"><strong>Ordering Information</strong></td> <td width="422"><strong>HI97711 is supplied with cuvettes (2), caps (2), plastic inserts for cuvettes (2), 1.5V AA batteries (3), instruction manual, and instrument quality certificate. </strong></td> </tr> </tbody> </table> <p> </p> </div> </div> </div> </div> </div> | ไม่มี | ไม่มี | https://www.hannathailand.com/wp-content/uploads/2024/01/hi97711_angle.jpg | เครื่องวัดปริมาณแอมโมเนีย ในน้ำ รุ่น HI715 , เครื่องวัดปริมาณแอมโมเนีย ช่วงต่ำ รุ่น HI700 , น้ำยามาตรฐานสอบเทียบ ค่ามาตรฐานความเค็ม , น้ำยามาตรฐานสำหรับค่าโซเดียม , เครื่องวัดปริมาณฟอสฟอรัส ช่วงสูง รุ่น HI706 , น้ำยามาตรฐานสอบเทียบ ค่ามาตรฐานความเค็ม , เครื่องวัดปริมาณไนไตรท์ ช่วงสูง ในตัวอย่างน้ำ รุ่น HI708 , เครื่องวัดปริมาณแอมโมเนีย ช่วงสูง รุ่น HI733 | <a class="woocommerce-LoopProduct-link woocommerce-loop-product__link" href="https://www.hannathailand.com/product/hi715-checker-hc-ammonia-mr/">เครื่องวัดปริมาณแอมโมเนีย ในน้ำ รุ่น HI715</a> , <a class="woocommerce-LoopProduct-link woocommerce-loop-product__link" href="https://www.hannathailand.com/product/hi700-checker-hc-ammonia-lr/">เครื่องวัดปริมาณแอมโมเนีย ช่วงต่ำ รุ่น HI700</a> , <a class="woocommerce-LoopProduct-link woocommerce-loop-product__link" href="https://www.hannathailand.com/product/hi7083l/">น้ำยามาตรฐานสอบเทียบ ค่ามาตรฐานความเค็ม</a> , <a class="woocommerce-LoopProduct-link woocommerce-loop-product__link" href="https://www.hannathailand.com/product/hi7090l/">น้ำยามาตรฐานสำหรับค่าโซเดียม</a> , <a class="woocommerce-LoopProduct-link woocommerce-loop-product__link" href="https://www.hannathailand.com/product/hi706-checker-hc-phosphorous-hr/">เครื่องวัดปริมาณฟอสฟอรัส ช่วงสูง รุ่น HI706</a> , <a class="woocommerce-LoopProduct-link woocommerce-loop-product__link" href="https://www.hannathailand.com/product/hi7080l/">น้ำยามาตรฐานสอบเทียบ ค่ามาตรฐานความเค็ม</a> , <a class="woocommerce-LoopProduct-link woocommerce-loop-product__link" href="https://www.hannathailand.com/product/hi708-checker-hc-nitrite-hr/">เครื่องวัดปริมาณไนไตรท์ ช่วงสูง ในตัวอย่างน้ำ รุ่น HI708</a> , <a class="woocommerce-LoopProduct-link woocommerce-loop-product__link" href="https://www.hannathailand.com/product/hi733-checker-hc-ammonia-hr/">เครื่องวัดปริมาณแอมโมเนีย ช่วงสูง รุ่น HI733</a> | https://www.hannathailand.com/wp-content/uploads/2024/01/hi97711_angle-600x600.jpg , https://www.hannathailand.com/wp-content/uploads/2024/01/hi97711_battery-compartment-2100x2100-7f303a10-e279-4570-b33b-0f889277af2d-600x600.jpg , https://www.hannathailand.com/wp-content/uploads/2024/01/hi97711_hand-help-2100x2100-f3185105-e5e6-44fc-a23d-bb0a6f26aae3-600x600.jpg , https://www.hannathailand.com/wp-content/uploads/2024/01/hi97711_hand-read-2100x2100-c3b91944-2927-44b7-8beb-e49a237d25ee-600x600.jpg , https://www.hannathailand.com/wp-content/uploads/2024/01/hi97711_overhead-2-2100x2100-dbe4663d-d308-49da-9482-12aa28d2c642-600x600.jpg , https://www.hannathailand.com/wp-content/uploads/2022/06/miniphotometerfurammoniakmittel2416_11-600x600.jpg , https://www.hannathailand.com/wp-content/uploads/2022/06/hi700_400pxl-600x600.jpg , https://www.hannathailand.com/wp-content/uploads/2021/07/10-500x500.jpg , https://www.hannathailand.com/wp-content/uploads/2021/07/12-500x500.jpg , https://www.hannathailand.com/wp-content/uploads/2022/06/hi706_400-600x600.jpg , https://www.hannathailand.com/wp-content/uploads/2021/07/11-500x500.jpg , https://www.hannathailand.com/wp-content/uploads/2022/06/miniphotometerfurnitrithoch2420_11-600x600.jpg , https://www.hannathailand.com/wp-content/uploads/2022/06/miniphotometerfurammoniumhoch2418_11-600x600.jpg
11 | เครื่องวัดคลอรีนไดออกไซด์ (Rapid) พร้อมน้ำยาสอบเทียบ รุ่น HI97779C | สินค้าทั้งหมด , เครื่องโฟโตมิเตอร์ , แบบภาคสนาม | https://www.hannathailand.com/product-category/spectrophotometer/photometer-fieldwork/ | https://www.hannathailand.com/product/%e0%b9%80%e0%b8%84%e0%b8%a3%e0%b8%b7%e0%b9%88%e0%b8%ad%e0%b8%87%e0%b8%a7%e0%b8%b1%e0%b8%94%e0%b8%84%e0%b8%a5%e0%b8%ad%e0%b8%a3%e0%b8%b5%e0%b8%99%e0%b9%84%e0%b8%94%e0%b8%ad%e0%b8%ad%e0%b8%81%e0%b9%84/ | HI97779C | 3,103.00 | น้ำหนัก 0.38 กก. ขนาด 14.25 × 10.25 × 5.05 เซนติเมตร | <div aria-labelledby="tab-title-additional_information" class="woocommerce-Tabs-panel woocommerce-Tabs-panel--additional_information panel entry-content" id="tab-additional_information" role="tabpanel"> <table class="woocommerce-product-attributes shop_attributes"> <tr class="woocommerce-product-attributes-item woocommerce-product-attributes-item--weight"> <th class="woocommerce-product-attributes-item__label">น้ำหนัก</th> <td class="woocommerce-product-attributes-item__value">0.38 กก.</td> </tr> <tr class="woocommerce-product-attributes-item woocommerce-product-attributes-item--dimensions"> <th class="woocommerce-product-attributes-item__label">ขนาด</th> <td class="woocommerce-product-attributes-item__value">14.25 × 10.25 × 5.05 เซนติเมตร</td> </tr> </table> </div> | HI97779C is an advanced portable photometer for the measurement of chlorine dioxide in water. This meter offers a superior optical system that utilizes a reference detector and narrow band interference filters for extremely fast and repeatable measurements. No warm up time before taking a measurement Tutorial mode for step-by-step instructions CAL Check to verify meter performance Used primarily as a disinfectant in drinking water and in various industrial processes, chlorine dioxide is a highly effective, environmentally friendly microbiocide. Chlorine dioxide is safe, potent, and does not produce trihalomethanes, the disinfection byproduct characteristic of chlorine use. The HI97779C uses an adaptation of Standard Methods for the Examination of Water and Wastewater, 23rd Edition, 4500 ClO2D to measure chlorine dioxide concentrations of less than 2.00 mg/L (ppm). When the chlorophenol red reagent is added to samples containing chlorine dioxide, the purple hue from the reagent will lessen. The greater the concentration, the greater the discoloration. The associated color change is then colorimetrically analyzed according to the Beer-Lambert Law. This principle states that light is absorbed by a complementary color, and the emitted radiation is dependent upon concentration. For chlorine dioxide determination, a narrow band interference filter at 525 nm allows only green-yellow light to be emitted and passed through the sample cuvette. As the change in color of the reacted sample increases, absorbance of the specific wavelength of light also increases, while transmittance decreases. Using a pre-programmed curve a result is then displayed. The HI97779C has an innovative optical system that offers superior performance in accuracy, repeatability, and the short amount of time it takes to perform a measurement. This compact, waterproof meter is extremely user friendly with a tutorial mode that walks the user graphically, step by step, in performing a measurement. The use of a backlit dot matrix LCD allows the use of virtual keys which makes the operation of the meter very intuitive including selecting different units of measure, reviewing GLP data, recalling the last 50 measurements, and customizing the meter to user preferences. Manual : Download Specification SKU HI97779C Product Name Chlorine Dioxide (Rapid) Photometer with CAL Check Quote Required Yes Chlorine Dioxide Range 0.00 to 2.00 mg/L (as ClO2) Chlorine Dioxide Resolution 0.01 mg/L Chlorine Dioxide Accuracy ±0.10 mg/L ±5% of reading at 25 °C Chlorine Dioxide Method adaptation of Standard Methods for the Examination of Water and Wastewater, 23rd Edition, 4500 ClO2 D Photometer/Colorimeter Light Source LED with 525 nm bandpass filter Photometer/Colorimeter Light Detector silicon photocell Bandpass Filter Bandwidth 8 nm Bandpass Filter Wavelength Accuracy ±1.0 nm Cuvette Type round 24.6 mm diameter (22 mm inside) GLP yes Display 128 x 64 pixel B/W LCD with backlight Logging Memory 50 readings Battery Type/Life 1.5 V AA Alkaline (3 pcs.) / > 800 measurements (without backlight) Automatic Shut-Off after 15 minutes of inactivity (30 minutes before a READ measurement) Environment 0 to 50°C (32 to 122°F); 0 to 100% RH (IP67) Weight 380 g (13.4 oz.) Dimensions 142.5 x 102.5 x 50.5 mm (5.6 x 4.0 x 2.0″) Ordering Information HI97779C is supplied with CAL-Check standards, cuvettes (2), caps (2), plastic inserts for cuvette, (2), scissors, cuvette cleaning cloth, 1.5V AA batteries (3), instruction manual, and instrument quality certificate packaged in a rugged, thermoformed, carrying case. | <div aria-labelledby="tab-title-description" class="woocommerce-Tabs-panel woocommerce-Tabs-panel--description panel entry-content active" id="tab-description" role="tabpanel"> <div class="prod-view-details-right"> <p>HI97779C is an advanced portable photometer for the measurement of chlorine dioxide in water. This meter offers a superior optical system that utilizes a reference detector and narrow band interference filters for extremely fast and repeatable measurements.</p> <ul> <li>No warm up time before taking a measurement</li> <li>Tutorial mode for step-by-step instructions</li> <li>CAL Check to verify meter performance</li> </ul> <p>Used primarily as a disinfectant in drinking water and in various industrial processes, chlorine dioxide is a highly effective, environmentally friendly microbiocide. Chlorine dioxide is safe, potent, and does not produce trihalomethanes, the disinfection byproduct characteristic of chlorine use.</p> <p>The HI97779C uses an adaptation of Standard Methods for the Examination of Water and Wastewater, 23rd Edition, 4500 ClO<sub>2</sub>D to measure chlorine dioxide concentrations of less than 2.00 mg/L (ppm). When the chlorophenol red reagent is added to samples containing chlorine dioxide, the purple hue from the reagent will lessen. The greater the concentration, the greater the discoloration. The associated color change is then colorimetrically analyzed according to the Beer-Lambert Law. This principle states that light is absorbed by a complementary color, and the emitted radiation is dependent upon concentration.</p> <p>For chlorine dioxide determination, a narrow band interference filter at 525 nm allows only green-yellow light to be emitted and passed through the sample cuvette. As the change in color of the reacted sample increases, absorbance of the specific wavelength of light also increases, while transmittance decreases. Using a pre-programmed curve a result is then displayed.</p> <p>The HI97779C has an innovative optical system that offers superior performance in accuracy, repeatability, and the short amount of time it takes to perform a measurement. This compact, waterproof meter is extremely user friendly with a tutorial mode that walks the user graphically, step by step, in performing a measurement. The use of a backlit dot matrix LCD allows the use of virtual keys which makes the operation of the meter very intuitive including selecting different units of measure, reviewing GLP data, recalling the last 50 measurements, and customizing the meter to user preferences.</p> </div> <h3><strong style="font-size: 16.2px;"><span style="font-size: 140%;">Manual : <a href="https://hanna-worldwide.com/mwdownloads/download/link/id/1182" style="color: #000000;">Download</a></span></strong></h3> <div class="prod-view-details-right"> <p><span style="color: #000000;"><strong><span style="font-size: 140%;">Specification </span></strong></span></p> <table> <tbody> <tr> <td width="255"><strong>SKU</strong></td> <td width="346"><strong>HI97779C</strong></td> </tr> <tr> <td width="255"><strong>Product Name</strong></td> <td width="346"><strong>Chlorine Dioxide (Rapid) Photometer with CAL Check </strong></td> </tr> <tr> <td width="255"><strong>Quote Required</strong></td> <td width="346"><strong>Yes</strong></td> </tr> <tr> <td width="255"><strong>Chlorine Dioxide Range</strong></td> <td width="346"><strong>0.00 to 2.00 mg/L (as ClO<sub>2</sub>)</strong></td> </tr> <tr> <td width="255"><strong>Chlorine Dioxide Resolution</strong></td> <td width="346"><strong>0.01 mg/L</strong></td> </tr> <tr> <td width="255"><strong>Chlorine Dioxide Accuracy</strong></td> <td width="346"><strong>±0.10 mg/L ±5% of reading at 25 °C</strong></td> </tr> <tr> <td width="255"><strong>Chlorine Dioxide Method</strong></td> <td width="346"><strong>adaptation of Standard Methods for the Examination of Water and Wastewater, 23rd Edition, 4500 ClO<sub>2</sub> D</strong></td> </tr> <tr> <td width="255"><strong>Photometer/Colorimeter Light Source</strong></td> <td width="346"><strong>LED with 525 nm bandpass filter</strong></td> </tr> <tr> <td width="255"><strong>Photometer/Colorimeter Light Detector</strong></td> <td width="346"><strong>silicon photocell</strong></td> </tr> <tr> <td width="255"><strong>Bandpass Filter Bandwidth</strong></td> <td width="346"><strong>8 nm</strong></td> </tr> <tr> <td width="255"><strong>Bandpass Filter Wavelength Accuracy</strong></td> <td width="346"><strong>±1.0 nm</strong></td> </tr> <tr> <td width="255"><strong>Cuvette Type</strong></td> <td width="346"><strong>round 24.6 mm diameter (22 mm inside)</strong></td> </tr> <tr> <td width="255"><strong>GLP</strong></td> <td width="346"><strong>yes</strong></td> </tr> <tr> <td width="255"><strong>Display</strong></td> <td width="346"><strong>128 x 64 pixel B/W LCD with backlight</strong></td> </tr> <tr> <td width="255"><strong>Logging Memory</strong></td> <td width="346"><strong>50 readings</strong></td> </tr> <tr> <td width="255"><strong>Battery Type/Life</strong></td> <td width="346"><strong>1.5 V AA Alkaline (3 pcs.) / &gt; 800 measurements (without backlight)</strong></td> </tr> <tr> <td width="255"><strong>Automatic Shut-Off</strong></td> <td width="346"><strong>after 15 minutes of inactivity (30 minutes before a READ measurement)</strong></td> </tr> <tr> <td width="255"><strong>Environment</strong></td> <td width="346"><strong>0 to 50°C (32 to 122°F); 0 to 100% RH (IP67)</strong></td> </tr> <tr> <td width="255"><strong>Weight</strong></td> <td width="346"><strong>380 g (13.4 oz.)</strong></td> </tr> <tr> <td width="255"><strong>Dimensions</strong></td> <td width="346"><strong>142.5 x 102.5 x 50.5 mm (5.6 x 4.0 x 2.0″)</strong></td> </tr> <tr> <td width="255"><strong>Ordering Information</strong></td> <td width="346"><strong>HI97779C is supplied with CAL-Check standards, cuvettes (2), caps (2), plastic inserts for cuvette, (2), scissors, cuvette cleaning cloth, 1.5V AA batteries (3), instruction manual, and instrument quality certificate packaged in a rugged, thermoformed, carrying case.</strong></td> </tr> </tbody> </table> </div> </div> | ไม่มี | ไม่มี | https://www.hannathailand.com/wp-content/uploads/2024/01/hi97779_angle.jpg | เครื่องวัดปริมาณคลอรีนอิสระ รุ่น HI701 , เครื่องวัดปริมาณคลอรีนรวม รุ่น HI711 , สารละลายมาตรฐานความขุ่น 20 NTU , เครื่องวัดปริมาณโบรมีน ในตัวอย่างน้ำ รุ่น HI716 , น้ำยามาตรฐานสอบเทียบ ค่ามาตรฐานความเค็ม , เครื่องวัดปริมาณซิลิกา ช่วงต่ำ ในตัวอย่างน้ำ รุ่น HI705 , เครื่องควบคุมค่าความนำไฟฟ้า , เครื่องวัดปริมาณไอโอดีน รุ่น HI718 | <a class="woocommerce-LoopProduct-link woocommerce-loop-product__link" href="https://www.hannathailand.com/product/hi701-checker-hc-free-chlorine/">เครื่องวัดปริมาณคลอรีนอิสระ รุ่น HI701</a> , <a class="woocommerce-LoopProduct-link woocommerce-loop-product__link" href="https://www.hannathailand.com/product/hi711-checker-hc-total-chlorine/">เครื่องวัดปริมาณคลอรีนรวม รุ่น HI711</a> , <a class="woocommerce-LoopProduct-link woocommerce-loop-product__link" href="https://www.hannathailand.com/product/hi93102-20/">สารละลายมาตรฐานความขุ่น 20 NTU</a> , <a class="woocommerce-LoopProduct-link woocommerce-loop-product__link" href="https://www.hannathailand.com/product/hi716-checker-hc-bromine/">เครื่องวัดปริมาณโบรมีน ในตัวอย่างน้ำ รุ่น HI716</a> , <a class="woocommerce-LoopProduct-link woocommerce-loop-product__link" href="https://www.hannathailand.com/product/hi7080l/">น้ำยามาตรฐานสอบเทียบ ค่ามาตรฐานความเค็ม</a> , <a class="woocommerce-LoopProduct-link woocommerce-loop-product__link" href="https://www.hannathailand.com/product/hi705-checker-hc-silica-lr/">เครื่องวัดปริมาณซิลิกา ช่วงต่ำ ในตัวอย่างน้ำ รุ่น HI705</a> , <a class="woocommerce-LoopProduct-link woocommerce-loop-product__link" href="https://www.hannathailand.com/product/hi8931cn/">เครื่องควบคุมค่าความนำไฟฟ้า</a> , <a class="woocommerce-LoopProduct-link woocommerce-loop-product__link" href="https://www.hannathailand.com/product/hi718-checker-hc-iodine/">เครื่องวัดปริมาณไอโอดีน รุ่น HI718</a> | https://www.hannathailand.com/wp-content/uploads/2021/11/hi701-500x500.jpg , https://www.hannathailand.com/wp-content/uploads/2022/06/hi711_lg-600x600.jpg , https://www.hannathailand.com/wp-content/uploads/2021/07/9-500x500.jpg , https://www.hannathailand.com/wp-content/uploads/2022/06/miniphotometerfurfreiesgesamtchlor704_11-600x600.jpg , https://www.hannathailand.com/wp-content/uploads/2021/07/11-500x500.jpg , https://www.hannathailand.com/wp-content/uploads/2022/06/hi705400-600x600.jpg , https://www.hannathailand.com/wp-content/uploads/2021/07/2-500x500.jpg , https://www.hannathailand.com/wp-content/uploads/2022/06/miniphotometerfuriod829_11-600x600.jpg
12 | เครื่องวัดคลอรีนไดออกไซด์ พร้อมน้ำยาสอบเทียบ รุ่น HI97738C | สินค้าทั้งหมด , เครื่องโฟโตมิเตอร์ , แบบภาคสนาม | https://www.hannathailand.com/product-category/spectrophotometer/photometer-fieldwork/ | https://www.hannathailand.com/product/chlorine-dioxide/ | HI97738C | 3,105.14 | น้ำหนัก 0.38 กก. ขนาด 14.25 × 10.25 × 5.05 เซนติเมตร | <div aria-labelledby="tab-title-additional_information" class="woocommerce-Tabs-panel woocommerce-Tabs-panel--additional_information panel entry-content" id="tab-additional_information" role="tabpanel"> <table class="woocommerce-product-attributes shop_attributes"> <tr class="woocommerce-product-attributes-item woocommerce-product-attributes-item--weight"> <th class="woocommerce-product-attributes-item__label">น้ำหนัก</th> <td class="woocommerce-product-attributes-item__value">0.38 กก.</td> </tr> <tr class="woocommerce-product-attributes-item woocommerce-product-attributes-item--dimensions"> <th class="woocommerce-product-attributes-item__label">ขนาด</th> <td class="woocommerce-product-attributes-item__value">14.25 × 10.25 × 5.05 เซนติเมตร</td> </tr> </table> </div> | HI97738C เป็นโฟโตมิเตอร์แบบพกพาขั้นสูงสำหรับตรวจวัดคลอรีนไดออกไซด์ในน้ำ มิเตอร์นี้มีระบบออพติคอลที่เหนือกว่าซึ่งใช้ตัวตรวจจับอ้างอิงและตัวกรองสัญญาณรบกวนย่านความถี่แคบเพื่อการวัดที่รวดเร็วและทำซ้ำได้ ไม่มีเวลาอุ่นเครื่องก่อนทำการวัด โหมดการสอนสำหรับคำแนะนำทีละขั้นตอน ตรวจสอบ CAL เพื่อตรวจสอบประสิทธิภาพของมิเตอร์ HI97738C is an advanced portable photometer for the measurement of chlorine dioxide in water. This meter offers a superior optical system that utilizes a reference detector and narrow band interference filters for extremely fast and repeatable measurements. No warm up time before taking a measurement Tutorial mode for step-by-step instructions CAL Check to verify meter performance Used primarily as a disinfectant in drinking water and in various industrial processes, chlorine dioxide is a highly effective, environmentally friendly microbiocide. Chlorine dioxide is safe, potent, and does not produce trihalomethanes, the disinfection byproduct characteristic of chlorine use. The HI97738C uses an adaptation of the chlorophenol red method to measure chlorine dioxide concentrations of less than 2.00 mg/L (ppm). When the chlorophenol red reagent is added to samples containing chlorine dioxide, the purple hue from the reagent will lessen. The greater the concentration, the greater the discoloration. The associated color change is then colorimetrically analyzed according to the Beer-Lambert Law. This principle states that light is absorbed by a complementary color, and the emitted radiation is dependent upon concentration. For chlorine dioxide determination, a narrow band interference filter at 575 nm allows only green-yellow light to be emitted and passed through the sample cuvette. As the change in color of the reacted sample increases, absorbance of the specific wavelength of light also increases, while transmittance decreases. Using a pre-programmed curve a result is then displayed. The HI97738C has an innovative optical system that offers superior performance in accuracy, repeatability, and the short amount of time it takes to perform a measurement. This compact, waterproof meter is extremely user friendly with a tutorial mode that walks the user graphically, step by step, in performing a measurement. The use of a backlit dot matrix LCD allows the use of virtual keys which makes the operation of the meter very intuitive including selecting different units of measure, reviewing GLP data, recalling the last 50 measurements, and customizing the meter to user preferences. Manual : Download Specification SKU HI97738C Product Name Chlorine Dioxide Portable Photometer with CAL Check – HI97738 Quote Required Yes Chlorine Dioxide Range 0.00 to 2.00 mg/L (as ClO2) Chlorine Dioxide Resolution 0.01 mg/L Chlorine Dioxide Accuracy ±0.10 mg/L ±5% of reading at 25°C Chlorine Dioxide Method adaptation of the Chlorophenol Red Method Photometer/Colorimeter Light Source LED with 575 nm bandpass filter Photometer/Colorimeter Light Detector silicon photocell Bandpass Filter Bandwidth 8 nm Bandpass Filter Wavelength Accuracy ±1.0 nm Cuvette Type round 24.6 mm diameter (22 mm inside) GLP yes Display 128 x 64 pixel B/W LCD with backlight Logging Memory 50 readings Battery Type/Life 1.5 V AA Alkaline (3 pcs.) / > 800 measurements (without backlight) Automatic Shut-Off after 15 minutes of inactivity (30 minutes before a READ measurement) Environment 0 to 50°C (32 to 122°F); 0 to 100% RH (IP67) Weight 380 g (13.4 oz.) Dimensions 142.5 x 102.5 x 50.5 mm (5.6 x 4.0 x 2.0″) Ordering Information HI97738C is supplied with CAL-Check standards, cuvettes (2), caps (2), plastic inserts for cuvette, (2), scissors, cuvette cleaning cloth, 1.5V AA batteries (3), instruction manual, and instrument quality certificate packaged in a rugged, thermoformed, carrying case. | <div aria-labelledby="tab-title-description" class="woocommerce-Tabs-panel woocommerce-Tabs-panel--description panel entry-content active" id="tab-description" role="tabpanel"> <div class="prod-view-details-right"> <p>HI97738C เป็นโฟโตมิเตอร์แบบพกพาขั้นสูงสำหรับตรวจวัดคลอรีนไดออกไซด์ในน้ำ มิเตอร์นี้มีระบบออพติคอลที่เหนือกว่าซึ่งใช้ตัวตรวจจับอ้างอิงและตัวกรองสัญญาณรบกวนย่านความถี่แคบเพื่อการวัดที่รวดเร็วและทำซ้ำได้</p> <ul> <li>ไม่มีเวลาอุ่นเครื่องก่อนทำการวัด</li> <li>โหมดการสอนสำหรับคำแนะนำทีละขั้นตอน</li> <li>ตรวจสอบ CAL เพื่อตรวจสอบประสิทธิภาพของมิเตอร์</li> </ul> <p>HI97738C is an advanced portable photometer for the measurement of chlorine dioxide in water. This meter offers a superior optical system that utilizes a reference detector and narrow band interference filters for extremely fast and repeatable measurements.</p> <ul> <li>No warm up time before taking a measurement</li> <li>Tutorial mode for step-by-step instructions</li> <li>CAL Check to verify meter performance</li> </ul> <p>Used primarily as a disinfectant in drinking water and in various industrial processes, chlorine dioxide is a highly effective, environmentally friendly microbiocide. Chlorine dioxide is safe, potent, and does not produce trihalomethanes, the disinfection byproduct characteristic of chlorine use.</p> <p>The HI97738C uses an adaptation of the chlorophenol red method to measure chlorine dioxide concentrations of less than 2.00 mg/L (ppm). When the chlorophenol red reagent is added to samples containing chlorine dioxide, the purple hue from the reagent will lessen. The greater the concentration, the greater the discoloration. The associated color change is then colorimetrically analyzed according to the Beer-Lambert Law. This principle states that light is absorbed by a complementary color, and the emitted radiation is dependent upon concentration.</p> <p>For chlorine dioxide determination, a narrow band interference filter at 575 nm allows only green-yellow light to be emitted and passed through the sample cuvette. As the change in color of the reacted sample increases, absorbance of the specific wavelength of light also increases, while transmittance decreases. Using a pre-programmed curve a result is then displayed.</p> <p>The HI97738C has an innovative optical system that offers superior performance in accuracy, repeatability, and the short amount of time it takes to perform a measurement. This compact, waterproof meter is extremely user friendly with a tutorial mode that walks the user graphically, step by step, in performing a measurement. The use of a backlit dot matrix LCD allows the use of virtual keys which makes the operation of the meter very intuitive including selecting different units of measure, reviewing GLP data, recalling the last 50 measurements, and customizing the meter to user preferences.</p> </div> <h3><strong style="font-size: 16.2px;"><span style="font-size: 140%;">Manual : <a href="https://hanna-worldwide.com/mwdownloads/download/link/id/1098" style="color: #000000;">Download</a></span></strong></h3> <div class="prod-view-details-right"> <p><span style="color: #000000;"><strong><span style="font-size: 140%;">Specification </span></strong></span></p> <table> <tbody> <tr> <td width="255"><strong>SKU</strong></td> <td width="346"><strong>HI97738C</strong></td> </tr> <tr> <td width="255"><strong>Product Name</strong></td> <td width="346"><strong>Chlorine Dioxide Portable Photometer with CAL Check – HI97738</strong></td> </tr> <tr> <td width="255"><strong>Quote Required</strong></td> <td width="346"><strong>Yes</strong></td> </tr> <tr> <td width="255"><strong>Chlorine Dioxide Range</strong></td> <td width="346"><strong>0.00 to 2.00 mg/L (as ClO<sub>2</sub>)</strong></td> </tr> <tr> <td width="255"><strong>Chlorine Dioxide Resolution</strong></td> <td width="346"><strong>0.01 mg/L</strong></td> </tr> <tr> <td width="255"><strong>Chlorine Dioxide Accuracy</strong></td> <td width="346"><strong>±0.10 mg/L ±5% of reading at 25°C</strong></td> </tr> <tr> <td width="255"><strong>Chlorine Dioxide Method</strong></td> <td width="346"><strong>adaptation of the Chlorophenol Red Method</strong></td> </tr> <tr> <td width="255"><strong>Photometer/Colorimeter Light Source</strong></td> <td width="346"><strong>LED with 575 nm bandpass filter</strong></td> </tr> <tr> <td width="255"><strong>Photometer/Colorimeter Light Detector</strong></td> <td width="346"><strong>silicon photocell</strong></td> </tr> <tr> <td width="255"><strong>Bandpass Filter Bandwidth</strong></td> <td width="346"><strong>8 nm</strong></td> </tr> <tr> <td width="255"><strong>Bandpass Filter Wavelength Accuracy</strong></td> <td width="346"><strong>±1.0 nm</strong></td> </tr> <tr> <td width="255"><strong>Cuvette Type</strong></td> <td width="346"><strong>round 24.6 mm diameter (22 mm inside)</strong></td> </tr> <tr> <td width="255"><strong>GLP</strong></td> <td width="346"><strong>yes</strong></td> </tr> <tr> <td width="255"><strong>Display</strong></td> <td width="346"><strong>128 x 64 pixel B/W LCD with backlight</strong></td> </tr> <tr> <td width="255"><strong>Logging Memory</strong></td> <td width="346"><strong>50 readings</strong></td> </tr> <tr> <td width="255"><strong>Battery Type/Life</strong></td> <td width="346"><strong>1.5 V AA Alkaline (3 pcs.) / &gt; 800 measurements (without backlight)</strong></td> </tr> <tr> <td width="255"><strong>Automatic Shut-Off</strong></td> <td width="346"><strong>after 15 minutes of inactivity (30 minutes before a READ measurement)</strong></td> </tr> <tr> <td width="255"><strong>Environment</strong></td> <td width="346"><strong>0 to 50°C (32 to 122°F); 0 to 100% RH (IP67)</strong></td> </tr> <tr> <td width="255"><strong>Weight</strong></td> <td width="346"><strong>380 g (13.4 oz.)</strong></td> </tr> <tr> <td width="255"><strong>Dimensions</strong></td> <td width="346"><strong>142.5 x 102.5 x 50.5 mm (5.6 x 4.0 x 2.0″)</strong></td> </tr> <tr> <td width="255"><strong>Ordering Information</strong></td> <td width="346"><strong>HI97738C is supplied with CAL-Check standards, cuvettes (2), caps (2), plastic inserts for cuvette, (2), scissors, cuvette cleaning cloth, 1.5V AA batteries (3), instruction manual, and instrument quality certificate packaged in a rugged, thermoformed, carrying case.</strong></td> </tr> </tbody> </table> </div> </div> | ไม่มี | ไม่มี | https://www.hannathailand.com/wp-content/uploads/2024/01/hi97738_angle_4.jpg | เครื่องวัดปริมาณฟอสฟอรัส ช่วงสูง รุ่น HI706 , เครื่องวัดปริมาณไอโอดีน รุ่น HI718 , น้ำยามาตรฐานสอบเทียบ ค่ามาตรฐานความเค็ม , เซ็นเซอร์วัดออกซิเจนในน้ำสำหรับ HI9829 มัลติพารามิเตอร์ , เครื่องวัดค่าเหล็ก รุ่น HI721 , เครื่องวัดปริมาณซิลิกา ช่วงต่ำ ในตัวอย่างน้ำ รุ่น HI705 , เครื่องวัดสีในน้ำตัวอย่าง HI727 , เครื่องวัดปริมาณฟอสเฟต ช่วงสูง รุ่น HI717 | <a class="woocommerce-LoopProduct-link woocommerce-loop-product__link" href="https://www.hannathailand.com/product/hi706-checker-hc-phosphorous-hr/">เครื่องวัดปริมาณฟอสฟอรัส ช่วงสูง รุ่น HI706</a> , <a class="woocommerce-LoopProduct-link woocommerce-loop-product__link" href="https://www.hannathailand.com/product/hi718-checker-hc-iodine/">เครื่องวัดปริมาณไอโอดีน รุ่น HI718</a> , <a class="woocommerce-LoopProduct-link woocommerce-loop-product__link" href="https://www.hannathailand.com/product/hi7083l/">น้ำยามาตรฐานสอบเทียบ ค่ามาตรฐานความเค็ม</a> , <a class="woocommerce-LoopProduct-link woocommerce-loop-product__link" href="https://www.hannathailand.com/product/hi7609829-2/">เซ็นเซอร์วัดออกซิเจนในน้ำสำหรับ HI9829 มัลติพารามิเตอร์</a> , <a class="woocommerce-LoopProduct-link woocommerce-loop-product__link" href="https://www.hannathailand.com/product/hi721-checker-hc-iron/">เครื่องวัดค่าเหล็ก รุ่น HI721</a> , <a class="woocommerce-LoopProduct-link woocommerce-loop-product__link" href="https://www.hannathailand.com/product/hi705-checker-hc-silica-lr/">เครื่องวัดปริมาณซิลิกา ช่วงต่ำ ในตัวอย่างน้ำ รุ่น HI705</a> , <a class="woocommerce-LoopProduct-link woocommerce-loop-product__link" href="https://www.hannathailand.com/product/hi727-checker-hc-color-of-water/">เครื่องวัดสีในน้ำตัวอย่าง HI727</a> , <a class="woocommerce-LoopProduct-link woocommerce-loop-product__link" href="https://www.hannathailand.com/product/hi717-checker-hc-phosphate-hr/">เครื่องวัดปริมาณฟอสเฟต ช่วงสูง รุ่น HI717</a> | https://www.hannathailand.com/wp-content/uploads/2022/06/hi706_400-600x600.jpg , https://www.hannathailand.com/wp-content/uploads/2022/06/miniphotometerfuriod829_11-600x600.jpg , https://www.hannathailand.com/wp-content/uploads/2021/07/10-500x500.jpg , https://www.hannathailand.com/wp-content/uploads/2021/07/5-500x500.jpg , https://www.hannathailand.com/wp-content/uploads/2022/06/miniphotometerfureisen832_11-600x600.jpg , https://www.hannathailand.com/wp-content/uploads/2022/06/hi705400-600x600.jpg , https://www.hannathailand.com/wp-content/uploads/2022/06/miniphotometerfurfarbe843_11-600x600.jpg , https://www.hannathailand.com/wp-content/uploads/2022/06/miniphotometerfurphosphathoch827_11-600x600.jpg
13 | เครื่องวัดคลอไรด์ พร้อมน้ำยาสอบเทียบ รุ่น HI97753C | สินค้าทั้งหมด , เครื่องโฟโตมิเตอร์ , แบบภาคสนาม | https://www.hannathailand.com/product-category/spectrophotometer/photometer-fieldwork/ | https://www.hannathailand.com/product/chloride/ | HI97753C | 3,103.00 | น้ำหนัก 0.38 กก. ขนาด 14.25 × 10.25 × 5.05 เซนติเมตร | <div aria-labelledby="tab-title-additional_information" class="woocommerce-Tabs-panel woocommerce-Tabs-panel--additional_information panel entry-content" id="tab-additional_information" role="tabpanel"> <table class="woocommerce-product-attributes shop_attributes"> <tr class="woocommerce-product-attributes-item woocommerce-product-attributes-item--weight"> <th class="woocommerce-product-attributes-item__label">น้ำหนัก</th> <td class="woocommerce-product-attributes-item__value">0.38 กก.</td> </tr> <tr class="woocommerce-product-attributes-item woocommerce-product-attributes-item--dimensions"> <th class="woocommerce-product-attributes-item__label">ขนาด</th> <td class="woocommerce-product-attributes-item__value">14.25 × 10.25 × 5.05 เซนติเมตร</td> </tr> </table> </div> | HI97753C เป็นโฟโตมิเตอร์แบบพกพาขั้นสูงสำหรับการตรวจวัดคลอไรด์ในน้ำ มิเตอร์นี้มีระบบออพติคอลที่เหนือกว่าซึ่งใช้ตัวตรวจจับอ้างอิงและตัวกรองสัญญาณรบกวนย่านความถี่แคบเพื่อการวัดที่รวดเร็วและทำซ้ำได้ ไม่มีเวลาอุ่นเครื่องก่อนทำการวัด โหมดการสอนสำหรับคำแนะนำทีละขั้นตอน ตรวจสอบ CAL เพื่อตรวจสอบประสิทธิภาพของมิเตอร์ HI97753 is an advanced portable photometer for the measurement of chloride in water. This meter offers a superior optical system that utilizes a reference detector and narrow band interference filters for extremely fast and repeatable measurements. No warm up time before taking a measurement Tutorial mode for step-by-step instructions CAL Check to verify meter performance As one of the major inorganic anions in water and wastewater, chloride is often measured in a variety of industries. Due to its corrosive nature, chloride levels are monitored in boiler systems and cooling towers to prevent metal parts from being damaged. Not known to be toxic to humans, chloride is monitored in drinking water for aesthetic purposes due to its negative affect on taste. However, chloride can be toxic to plant life. Chloride may be monitored in agricultural applications in certain areas of the world where salinity levels are known to be naturally high. The HI97753 uses an adaptation of the mercury (II) thiocyanate method to measure chloride concentrations of less than 20.0 mg/L (ppm). When both the mercury (II) thiocyanate and iron-based reagents are added to samples containing chloride, the sample will turn an orange hue; the greater the concentration, the deeper the color. The associated color change is then colorimetrically analyzed according to the Beer-Lambert Law. This principle states that light is absorbed by a complementary color, and the emitted radiation is dependent upon concentration. For chloride determination, a narrow band interference filter at 466 nm (blue) allows only blue light to be detected by the silicon photodetector and omits all other visible light emitted from the LED. As the change in color of the reacted sample increases, absorbance of the specific wavelength of light also increases, while transmittance decreases. Using a pre-programmed curve a result is then displayed. The HI97753 has an innovative optical system that offers superior performance in accuracy, repeatability, and the short amount of time it takes to perform a measurement. This compact, waterproof meter is extremely user friendly with a tutorial mode that walks the user graphically, step by step, in performing a measurement. The use of a backlit dot matrix LCD allows the use of virtual keys which makes the operation of the meter very intuitive including selecting different units of measure, reviewing GLP data, recalling the last 50 measurements, and customizing the meter to user preferences. Manual : Download Specification SKU HI97753C Product Name Chloride Portable Photometer with CAL Check Quote Required Yes Chloride Range 0.0 to 20.0 mg/L (as Cl–) Chloride Resolution 0.1 mg/L Chloride Accuracy ±0.5 mg/L ±6% of reading at 25°C Chloride Method adaptation of the Mercury(II) Thiocyanate Method Photometer/Colorimeter Light Source LED with 466 nm bandpass filter Photometer/Colorimeter Light Detector silicon photocell Bandpass Filter Bandwidth 8 nm Bandpass Filter Wavelength Accuracy ±1.0 nm Cuvette Type round 24.6 mm diameter (22 mm inside) GLP yes Logging Memory 50 readings Battery Type/Life 1.5 V AA Alkaline (3 pcs.) / > 800 measurements (without backlight) Automatic Shut-Off after 15 minutes of inactivity (30 minutes before a READ measurement) Environment 0 to 50°C (32 to 122°F); 0 to 100% RH (IP67) Weight 380 g (13.4 oz.) Dimensions 142.5 x 102.5 x 50.5 mm (5.6 x 4.0 x 2.0″) Ordering Information HI97753C is supplied with CAL-Check standards, cuvettes (2), caps (2), plastic inserts for cuvette, (2), scissors, cuvette cleaning cloth, 1.5V AA batteries (3), instruction manual, and instrument quality certificate packaged in a rugged thermoformed carrying case. | <div aria-labelledby="tab-title-description" class="woocommerce-Tabs-panel woocommerce-Tabs-panel--description panel entry-content active" id="tab-description" role="tabpanel"> <div class="prod-view-details-right"> <p><span style="color: #000000;">HI97753C เป็นโฟโตมิเตอร์แบบพกพาขั้นสูงสำหรับการตรวจวัดคลอไรด์ในน้ำ มิเตอร์นี้มีระบบออพติคอลที่เหนือกว่าซึ่งใช้ตัวตรวจจับอ้างอิงและตัวกรองสัญญาณรบกวนย่านความถี่แคบเพื่อการวัดที่รวดเร็วและทำซ้ำได้</span></p> <ul> <li><span style="color: #000000;">ไม่มีเวลาอุ่นเครื่องก่อนทำการวัด</span></li> <li><span style="color: #000000;">โหมดการสอนสำหรับคำแนะนำทีละขั้นตอน</span></li> <li><span style="color: #000000;">ตรวจสอบ CAL เพื่อตรวจสอบประสิทธิภาพของมิเตอร์</span></li> </ul> <p>HI97753 is an advanced portable photometer for the measurement of chloride in water. This meter offers a superior optical system that utilizes a reference detector and narrow band interference filters for extremely fast and repeatable measurements.</p> <ul> <li>No warm up time before taking a measurement</li> <li>Tutorial mode for step-by-step instructions</li> <li>CAL Check to verify meter performance</li> </ul> <p>As one of the major inorganic anions in water and wastewater, chloride is often measured in a variety of industries. Due to its corrosive nature, chloride levels are monitored in boiler systems and cooling towers to prevent metal parts from being damaged. Not known to be toxic to humans, chloride is monitored in drinking water for aesthetic purposes due to its negative affect on taste. However, chloride can be toxic to plant life. Chloride may be monitored in agricultural applications in certain areas of the world where salinity levels are known to be naturally high.</p> <p>The HI97753 uses an adaptation of the mercury (II) thiocyanate method to measure chloride concentrations of less than 20.0 mg/L (ppm). When both the mercury (II) thiocyanate and iron-based reagents are added to samples containing chloride, the sample will turn an orange hue; the greater the concentration, the deeper the color. The associated color change is then colorimetrically analyzed according to the Beer-Lambert Law.</p> <p>This principle states that light is absorbed by a complementary color, and the emitted radiation is dependent upon concentration. For chloride determination, a narrow band interference filter at 466 nm (blue) allows only blue light to be detected by the silicon photodetector and omits all other visible light emitted from the LED. As the change in color of the reacted sample increases, absorbance of the specific wavelength of light also increases, while transmittance decreases. Using a pre-programmed curve a result is then displayed.</p> <p>The HI97753 has an innovative optical system that offers superior performance in accuracy, repeatability, and the short amount of time it takes to perform a measurement. This compact, waterproof meter is extremely user friendly with a tutorial mode that walks the user graphically, step by step, in performing a measurement. The use of a backlit dot matrix LCD allows the use of virtual keys which makes the operation of the meter very intuitive including selecting different units of measure, reviewing GLP data, recalling the last 50 measurements, and customizing the meter to user preferences.</p> </div> <h3><strong style="font-size: 16.2px;"><span style="font-size: 140%;">Manual : <a href="https://hanna-worldwide.com/mwdownloads/download/link/id/1164" style="color: #000000;">Download</a></span></strong></h3> <div class="prod-view-details-right"> <p><span style="color: #000000;"><strong><span style="font-size: 140%;">Specification </span></strong></span></p> <table> <tbody> <tr> <td width="255"><strong>SKU</strong></td> <td width="346"><strong>HI97753C</strong></td> </tr> <tr> <td width="255"><strong>Product Name</strong></td> <td width="346"><strong>Chloride Portable Photometer with CAL Check </strong></td> </tr> <tr> <td width="255"><strong>Quote Required</strong></td> <td width="346"><strong>Yes</strong></td> </tr> <tr> <td width="255"><strong>Chloride Range</strong></td> <td width="346"><strong>0.0 to 20.0 mg/L (as Cl<sup>–</sup>)</strong></td> </tr> <tr> <td width="255"><strong>Chloride Resolution</strong></td> <td width="346"><strong>0.1 mg/L</strong></td> </tr> <tr> <td width="255"><strong>Chloride Accuracy</strong></td> <td width="346"><strong>±0.5 mg/L ±6% of reading at 25°C</strong></td> </tr> <tr> <td width="255"><strong>Chloride Method</strong></td> <td width="346"><strong>adaptation of the Mercury(II) Thiocyanate Method</strong></td> </tr> <tr> <td width="255"><strong>Photometer/Colorimeter Light Source</strong></td> <td width="346"><strong>LED with 466 nm bandpass filter</strong></td> </tr> <tr> <td width="255"><strong>Photometer/Colorimeter Light Detector</strong></td> <td width="346"><strong>silicon photocell</strong></td> </tr> <tr> <td width="255"><strong>Bandpass Filter Bandwidth</strong></td> <td width="346"><strong>8 nm</strong></td> </tr> <tr> <td width="255"><strong>Bandpass Filter Wavelength Accuracy</strong></td> <td width="346"><strong>±1.0 nm</strong></td> </tr> <tr> <td width="255"><strong>Cuvette Type</strong></td> <td width="346"><strong>round 24.6 mm diameter (22 mm inside)</strong></td> </tr> <tr> <td width="255"><strong>GLP</strong></td> <td width="346"><strong>yes</strong></td> </tr> <tr> <td width="255"><strong>Logging Memory</strong></td> <td width="346"><strong>50 readings</strong></td> </tr> <tr> <td width="255"><strong>Battery Type/Life</strong></td> <td width="346"><strong>1.5 V AA Alkaline (3 pcs.) / &gt; 800 measurements (without backlight)</strong></td> </tr> <tr> <td width="255"><strong>Automatic Shut-Off</strong></td> <td width="346"><strong>after 15 minutes of inactivity (30 minutes before a READ measurement)</strong></td> </tr> <tr> <td width="255"><strong>Environment</strong></td> <td width="346"><strong>0 to 50°C (32 to 122°F); 0 to 100% RH (IP67)</strong></td> </tr> <tr> <td width="255"><strong>Weight</strong></td> <td width="346"><strong>380 g (13.4 oz.)</strong></td> </tr> <tr> <td width="255"><strong>Dimensions</strong></td> <td width="346"><strong>142.5 x 102.5 x 50.5 mm (5.6 x 4.0 x 2.0″)</strong></td> </tr> <tr> <td width="255"><strong>Ordering Information</strong></td> <td width="346"><strong>HI97753C is supplied with CAL-Check standards, cuvettes (2), caps (2), plastic inserts for cuvette, (2), scissors, cuvette cleaning cloth, 1.5V AA batteries (3), instruction manual, and instrument quality certificate packaged in a rugged thermoformed carrying case.</strong></td> </tr> </tbody> </table> </div> </div> | ไม่มี | ไม่มี | https://www.hannathailand.com/wp-content/uploads/2024/01/chloride_hi97753_1.jpg | เครื่องวัดปริมาณไนไตรท์ ช่วงต่ำ รุ่น HI707 , เครื่องวัดปริมาณฟอสฟอรัส ช่วงสูง รุ่น HI706 , น้ำยามาตรฐานสอบเทียบ , เครื่องวัดปริมาณนิกเกิล ช่วงสูง รุ่น HI726 , เครื่องวัดปริมาณคลอรีนอิสระ รุ่น HI701 , เครื่องวัดสีในน้ำตัวอย่าง HI727 , เซ็นเซอร์วัดออกซิเจนในน้ำสำหรับ HI9829 มัลติพารามิเตอร์ , เครื่องวัดปริมาณฟอสเฟต ช่วงสูง รุ่น HI717 | <a class="woocommerce-LoopProduct-link woocommerce-loop-product__link" href="https://www.hannathailand.com/product/hi707-checker-hc-nitrite-lr/">เครื่องวัดปริมาณไนไตรท์ ช่วงต่ำ รุ่น HI707</a> , <a class="woocommerce-LoopProduct-link woocommerce-loop-product__link" href="https://www.hannathailand.com/product/hi706-checker-hc-phosphorous-hr/">เครื่องวัดปริมาณฟอสฟอรัส ช่วงสูง รุ่น HI706</a> , <a class="woocommerce-LoopProduct-link woocommerce-loop-product__link" href="https://www.hannathailand.com/product/hi9828-25/">น้ำยามาตรฐานสอบเทียบ</a> , <a class="woocommerce-LoopProduct-link woocommerce-loop-product__link" href="https://www.hannathailand.com/product/hi726-checker-hc-nickel-hr/">เครื่องวัดปริมาณนิกเกิล ช่วงสูง รุ่น HI726</a> , <a class="woocommerce-LoopProduct-link woocommerce-loop-product__link" href="https://www.hannathailand.com/product/hi701-checker-hc-free-chlorine/">เครื่องวัดปริมาณคลอรีนอิสระ รุ่น HI701</a> , <a class="woocommerce-LoopProduct-link woocommerce-loop-product__link" href="https://www.hannathailand.com/product/hi727-checker-hc-color-of-water/">เครื่องวัดสีในน้ำตัวอย่าง HI727</a> , <a class="woocommerce-LoopProduct-link woocommerce-loop-product__link" href="https://www.hannathailand.com/product/hi7609829-2/">เซ็นเซอร์วัดออกซิเจนในน้ำสำหรับ HI9829 มัลติพารามิเตอร์</a> , <a class="woocommerce-LoopProduct-link woocommerce-loop-product__link" href="https://www.hannathailand.com/product/hi717-checker-hc-phosphate-hr/">เครื่องวัดปริมาณฟอสเฟต ช่วงสูง รุ่น HI717</a> | https://www.hannathailand.com/wp-content/uploads/2022/06/hi707400-600x600.jpg , https://www.hannathailand.com/wp-content/uploads/2022/06/hi706_400-600x600.jpg , https://www.hannathailand.com/wp-content/uploads/2021/07/8-500x500.jpg , https://www.hannathailand.com/wp-content/uploads/2022/06/miniphotometerfurnickelhoch841_11-600x600.jpg , https://www.hannathailand.com/wp-content/uploads/2021/11/hi701-500x500.jpg , https://www.hannathailand.com/wp-content/uploads/2022/06/miniphotometerfurfarbe843_11-600x600.jpg , https://www.hannathailand.com/wp-content/uploads/2021/07/5-500x500.jpg , https://www.hannathailand.com/wp-content/uploads/2022/06/miniphotometerfurphosphathoch827_11-600x600.jpg
14 | เครื่องวัดความกระด้างของน้ำ พร้อมน้ำยาสอบเทียบ รุ่น HI97735C | สินค้าทั้งหมด , สินค้าแนะนำ , เครื่องโฟโตมิเตอร์ , แบบภาคสนาม | https://www.hannathailand.com/product-category/spectrophotometer/photometer-fieldwork/ | https://www.hannathailand.com/product/%e0%b9%80%e0%b8%84%e0%b8%a3%e0%b8%b7%e0%b9%88%e0%b8%ad%e0%b8%87%e0%b8%a7%e0%b8%b1%e0%b8%94%e0%b8%84%e0%b8%a7%e0%b8%b2%e0%b8%a1%e0%b8%81%e0%b8%a3%e0%b8%b0%e0%b8%94%e0%b9%89%e0%b8%b2%e0%b8%87%e0%b8%82/ | HI97735C | 3,103.00 | น้ำหนัก 0.38 กก. ขนาด 14.25 × 10.25 × 5.05 เซนติเมตร | <div aria-labelledby="tab-title-additional_information" class="woocommerce-Tabs-panel woocommerce-Tabs-panel--additional_information panel entry-content" id="tab-additional_information" role="tabpanel"> <table class="woocommerce-product-attributes shop_attributes"> <tr class="woocommerce-product-attributes-item woocommerce-product-attributes-item--weight"> <th class="woocommerce-product-attributes-item__label">น้ำหนัก</th> <td class="woocommerce-product-attributes-item__value">0.38 กก.</td> </tr> <tr class="woocommerce-product-attributes-item woocommerce-product-attributes-item--dimensions"> <th class="woocommerce-product-attributes-item__label">ขนาด</th> <td class="woocommerce-product-attributes-item__value">14.25 × 10.25 × 5.05 เซนติเมตร</td> </tr> </table> </div> | HI97735C เป็นโฟโตมิเตอร์แบบพกพาขั้นสูงสำหรับการวัดความกระด้างรวมในน้ำได้ถึง 750 มก./ลิตร (ppm) มิเตอร์นี้มีระบบออพติคอลที่เหนือกว่าซึ่งใช้ตัวตรวจจับอ้างอิงและตัวกรองสัญญาณรบกวนย่านความถี่แคบเพื่อการวัดที่รวดเร็วและทำซ้ำได้ ไม่ต้องอุ่นเครื่องก่อนทำการวัด โหมดการสอนสำหรับคำแนะนำทีละขั้นตอน ตรวจสอบ CAL เพื่อการตรวจสอบและสอบเทียบประสิทธิภาพ HI97735C is an advanced portable photometer for the measurement of total hardness in water up to 750 mg/L (ppm). This meter has a superior optical system that utilizes a reference detector and narrow band interference filters for extremely fast and repeatable measurements. No warm up time before taking a measurement Tutorial mode for step-by-step instructions CAL Check for performance verification and calibration By passing through various layers of soil and rocks, rain water dissolves some mineral substances. Total harness is indicative of the presence of calcium and magnesium in water. High levels of hardness can cause scaling reducing the efficiency of heat transfer in cooling towers. Hardness also increases the consumption of soaps and detergents in industrial washing machines or laundries. The HI97735 uses an adaptation of EPA recommended method 130.1. When the reagent is added to a sample containing magnesium and calcium, the sample will turn a red-violet hue; the greater the concentration, the deeper the color. The HI97735C has an innovative optical system that offers superior performance in accuracy, repeatability, and the short amount of time it takes to perform a measurement. This compact, waterproof meter is extremely user friendly with a tutorial mode that walks the user graphically, step by step, in performing a measurement. The use of a backlit dot matrix LED allows the use of virtual keys which makes the operation of the meter very intuitive including selecting different units of measure, reviewing GLP data, recalling the last 50 measurements, and customizing the meter to user preferences. HI97735C is completely waterproof including the cuvette holder that is designed with ridges to protect the optical path from getting scratched by the cuvette and a gasketed battery compartment that holds three common AA batteries. The compact design fits comfortable in the hand for use in the field or on a table for benchtop use. The LCD is 71 mm (2.75″) by 37 mm (1.6″) and is backlit for easy viewing under all conditions. LED that generates very little heat 8 nm narrowband interference filter that is accurate to +/- 1 nm and offers 25% increase in light efficiency. Reference detector that modulates the voltage to LED for consistent light output. A concave focusing lens that reduces errors from imperfections in the cuvette Manual: Download Specification : SKU HI97735C Product Name Portable Total Hardness Photometer with CAL Check Quote Required Yes Hardness, Total Range low range Hardness, Total Resolution 1 mg/L Hardness, Total Accuracy low range Hardness, Total Method adaptation of the EPA Recommended Method 130.1 Photometer/Colorimeter Light Source LED with 466 nm bandpass filter Photometer/Colorimeter Light Detector silicon photocell Bandpass Filter Bandwidth 8 nm Bandpass Filter Wavelength Accuracy ±1.0 nm Cuvette Type round 24.6 mm diameter (22 mm inside) GLP yes Display 128 x 64 pixel B/W LCD with backlight Logging Memory 50 readings Battery Type/Life 1.5 V AA Alkaline (3 pcs.) / > 800 measurements (without backlight) Environment 0 to 50 °C (32 to 122 °F); max. 95% RH non-condensing Weight 380 g (13.4 oz.) Dimensions 142.5 x 102.5 x 50.5 mm (5.6 x 4.0 x 2.0″) Ordering Information HI97735C (kit) is supplied with CAL Check standards, cuvettes (2), caps (2), plastic inserts for cuvette, (2), scissors, cuvette cleaning cloth, 1.5V AA batteries (3), instruction manual, and instrument quality certificate packaged in a rugged, thermoformed carrying case. . | <div aria-labelledby="tab-title-description" class="woocommerce-Tabs-panel woocommerce-Tabs-panel--description panel entry-content active" id="tab-description" role="tabpanel"> <p>HI97735C เป็นโฟโตมิเตอร์แบบพกพาขั้นสูงสำหรับการวัดความกระด้างรวมในน้ำได้ถึง 750 มก./ลิตร (ppm) มิเตอร์นี้มีระบบออพติคอลที่เหนือกว่าซึ่งใช้ตัวตรวจจับอ้างอิงและตัวกรองสัญญาณรบกวนย่านความถี่แคบเพื่อการวัดที่รวดเร็วและทำซ้ำได้</p> <ul> <li>ไม่ต้องอุ่นเครื่องก่อนทำการวัด</li> <li>โหมดการสอนสำหรับคำแนะนำทีละขั้นตอน</li> <li>ตรวจสอบ CAL เพื่อการตรวจสอบและสอบเทียบประสิทธิภาพ</li> </ul> <p>HI97735C is an advanced portable photometer for the measurement of total hardness in water up to 750 mg/L (ppm). This meter has a superior optical system that utilizes a reference detector and narrow band interference filters for extremely fast and repeatable measurements.</p> <ul> <li>No warm up time before taking a measurement</li> <li>Tutorial mode for step-by-step instructions</li> <li>CAL Check for performance verification and calibration</li> </ul> <p style="font-weight: 400;">By passing through various layers of soil and rocks, rain water dissolves some mineral substances. Total harness is indicative of the presence of calcium and magnesium in water. High levels of hardness can cause scaling reducing the efficiency of heat transfer in cooling towers. Hardness also increases the consumption of soaps and detergents in industrial washing machines or laundries. The HI97735 uses an adaptation of EPA recommended method 130.1. When the reagent is added to a sample containing magnesium and calcium, the sample will turn a red-violet hue; the greater the concentration, the deeper the color.</p> <p style="font-weight: 400;">The HI97735C has an innovative optical system that offers superior performance in accuracy, repeatability, and the short amount of time it takes to perform a measurement. This compact, waterproof meter is extremely user friendly with a tutorial mode that walks the user graphically, step by step, in performing a measurement. The use of a backlit dot matrix LED allows the use of virtual keys which makes the operation of the meter very intuitive including selecting different units of measure, reviewing GLP data, recalling the last 50 measurements, and customizing the meter to user preferences.</p> <p style="font-weight: 400;">HI97735C is completely waterproof including the cuvette holder that is designed with ridges to protect the optical path from getting scratched by the cuvette and a gasketed battery compartment that holds three common AA batteries. The compact design fits comfortable in the hand for use in the field or on a table for benchtop use. The LCD is 71 mm (2.75″) by 37 mm (1.6″) and is backlit for easy viewing under all conditions.</p> <ul> <li>LED that generates very little heat</li> </ul> <ul> <li>8 nm narrowband interference filter that is accurate to +/- 1 nm and offers 25% increase in light efficiency.</li> </ul> <ul> <li>Reference detector that modulates the voltage to LED for consistent light output.</li> </ul> <ul> <li>A concave focusing lens that reduces errors from imperfections in the cuvette</li> </ul> <h3><span style="color: #000000;"><strong>Manual:</strong></span> <a href="http://www.hannainst.com/manuals/ist96735_24_07_2012.pdf" rel="noopener" target="_blank" title="Download Product Manual">Download</a></h3> <h3><strong>Specification :</strong></h3> <table> <tbody> <tr> <td width="160"><strong>SKU</strong></td> <td width="441"><strong>HI97735C</strong></td> </tr> <tr> <td width="160"><strong>Product Name</strong></td> <td width="441"><strong>Portable Total Hardness Photometer with CAL Check</strong></td> </tr> <tr> <td width="160"><strong>Quote Required</strong></td> <td width="441"><strong>Yes</strong></td> </tr> <tr> <td width="160"><strong>Hardness, Total Range</strong></td> <td width="441"><strong>low range</strong></td> </tr> <tr> <td width="160"><strong>Hardness, Total Resolution</strong></td> <td width="441"><strong>1 mg/L</strong></td> </tr> <tr> <td width="160"><strong>Hardness, Total Accuracy</strong></td> <td width="441"><strong>low range</strong></td> </tr> <tr> <td width="160"><strong>Hardness, Total Method</strong></td> <td width="441"><strong>adaptation of the EPA Recommended Method 130.1</strong></td> </tr> <tr> <td width="160"><strong>Photometer/Colorimeter Light Source</strong></td> <td width="441"><strong>LED with 466 nm bandpass filter</strong></td> </tr> <tr> <td width="160"><strong>Photometer/Colorimeter Light Detector</strong></td> <td width="441"><strong>silicon photocell</strong></td> </tr> <tr> <td width="160"><strong>Bandpass Filter Bandwidth</strong></td> <td width="441"><strong>8 nm</strong></td> </tr> <tr> <td width="160"><strong>Bandpass Filter Wavelength Accuracy</strong></td> <td width="441"><strong>±1.0 nm</strong></td> </tr> <tr> <td width="160"><strong>Cuvette Type</strong></td> <td width="441"><strong>round 24.6 mm diameter (22 mm inside)</strong></td> </tr> <tr> <td width="160"><strong>GLP</strong></td> <td width="441"><strong>yes</strong></td> </tr> <tr> <td width="160"><strong>Display</strong></td> <td width="441"><strong>128 x 64 pixel B/W LCD with backlight</strong></td> </tr> <tr> <td width="160"><strong>Logging Memory</strong></td> <td width="441"><strong>50 readings</strong></td> </tr> <tr> <td width="160"><strong>Battery Type/Life</strong></td> <td width="441"><strong>1.5 V AA Alkaline (3 pcs.) / &gt; 800 measurements (without backlight)</strong></td> </tr> <tr> <td width="160"><strong>Environment</strong></td> <td width="441"><strong>0 to 50 °C (32 to 122 °F); max. 95% RH non-condensing</strong></td> </tr> <tr> <td width="160"><strong>Weight</strong></td> <td width="441"><strong>380 g (13.4 oz.)</strong></td> </tr> <tr> <td width="160"><strong>Dimensions</strong></td> <td width="441"><strong>142.5 x 102.5 x 50.5 mm (5.6 x 4.0 x 2.0″)</strong></td> </tr> <tr> <td width="160"><strong>Ordering Information</strong></td> <td width="441"><strong>HI97735C (kit) is supplied with CAL Check standards, cuvettes (2), caps (2), plastic inserts for cuvette, (2), scissors, cuvette cleaning cloth, 1.5V AA batteries (3), instruction manual, and instrument quality certificate packaged in a rugged, thermoformed carrying case.</strong></td> </tr> </tbody> </table> <p>.</p> </div> | ไม่มี | ไม่มี | https://www.hannathailand.com/wp-content/uploads/2024/01/hi97735_angle.jpg | เครื่องวัดปริมาณนิกเกิล ช่วงสูง รุ่น HI726 , เครื่องวัดสีในน้ำตัวอย่าง HI727 , น้ำยามาตรฐานสอบเทียบ ค่ามาตรฐานความเค็ม , ซัลไฟด์สารต้านอนุมูลอิสระบัฟเฟอร์ , เครื่องวัดปริมาณคลอรีนรวม รุ่น HI711 , เครื่องวัดปริมาณฟอสเฟต ช่วงต่ำ รุ่น HI713 , เครื่องวัดปริมาณคลอรีนอิสระ รุ่น HI701 , สารละลายมาตรฐานความขุ่น 20 NTU | <a class="woocommerce-LoopProduct-link woocommerce-loop-product__link" href="https://www.hannathailand.com/product/hi726-checker-hc-nickel-hr/">เครื่องวัดปริมาณนิกเกิล ช่วงสูง รุ่น HI726</a> , <a class="woocommerce-LoopProduct-link woocommerce-loop-product__link" href="https://www.hannathailand.com/product/hi727-checker-hc-color-of-water/">เครื่องวัดสีในน้ำตัวอย่าง HI727</a> , <a class="woocommerce-LoopProduct-link woocommerce-loop-product__link" href="https://www.hannathailand.com/product/hi7080l/">น้ำยามาตรฐานสอบเทียบ ค่ามาตรฐานความเค็ม</a> , <a class="woocommerce-LoopProduct-link woocommerce-loop-product__link" href="https://www.hannathailand.com/product/hi4015-00/">ซัลไฟด์สารต้านอนุมูลอิสระบัฟเฟอร์</a> , <a class="woocommerce-LoopProduct-link woocommerce-loop-product__link" href="https://www.hannathailand.com/product/hi711-checker-hc-total-chlorine/">เครื่องวัดปริมาณคลอรีนรวม รุ่น HI711</a> , <a class="woocommerce-LoopProduct-link woocommerce-loop-product__link" href="https://www.hannathailand.com/product/hi713-checker-hc-phosphate-lr/">เครื่องวัดปริมาณฟอสเฟต ช่วงต่ำ รุ่น HI713</a> , <a class="woocommerce-LoopProduct-link woocommerce-loop-product__link" href="https://www.hannathailand.com/product/hi701-checker-hc-free-chlorine/">เครื่องวัดปริมาณคลอรีนอิสระ รุ่น HI701</a> , <a class="woocommerce-LoopProduct-link woocommerce-loop-product__link" href="https://www.hannathailand.com/product/hi93102-20/">สารละลายมาตรฐานความขุ่น 20 NTU</a> | https://www.hannathailand.com/wp-content/uploads/2024/01/hi97735_angle-600x600.jpg , https://www.hannathailand.com/wp-content/uploads/2024/01/hi97735-case-600x600.jpg , https://www.hannathailand.com/wp-content/uploads/2022/06/miniphotometerfurnickelhoch841_11-600x600.jpg , https://www.hannathailand.com/wp-content/uploads/2022/06/miniphotometerfurfarbe843_11-600x600.jpg , https://www.hannathailand.com/wp-content/uploads/2021/07/11-500x500.jpg , https://www.hannathailand.com/wp-content/uploads/2021/07/7-500x500.jpg , https://www.hannathailand.com/wp-content/uploads/2022/06/hi711_lg-600x600.jpg , https://www.hannathailand.com/wp-content/uploads/2022/06/hi713_lg51caffcdce23e-600x600.jpg , https://www.hannathailand.com/wp-content/uploads/2021/11/hi701-500x500.jpg , https://www.hannathailand.com/wp-content/uploads/2021/07/9-500x500.jpg
15 | เครื่องวัดความกระด้างของน้ำ แบบภาคสนาม รุ่น HI97735 | สินค้าทั้งหมด , เครื่องโฟโตมิเตอร์ , แบบภาคสนาม | https://www.hannathailand.com/product-category/spectrophotometer/photometer-fieldwork/ | https://www.hannathailand.com/product/%e0%b9%80%e0%b8%84%e0%b8%a3%e0%b8%b7%e0%b9%88%e0%b8%ad%e0%b8%87%e0%b8%a7%e0%b8%b1%e0%b8%94%e0%b8%84%e0%b8%a7%e0%b8%b2%e0%b8%a1%e0%b8%81%e0%b8%a3%e0%b8%b0%e0%b8%94%e0%b9%89%e0%b8%b2%e0%b8%87%e0%b8%82-2/ | HI97735 | 3,103.00 | น้ำหนัก 0.38 กก. ขนาด 14.25 × 10.25 × 5.05 เซนติเมตร | <div aria-labelledby="tab-title-additional_information" class="woocommerce-Tabs-panel woocommerce-Tabs-panel--additional_information panel entry-content" id="tab-additional_information" role="tabpanel"> <table class="woocommerce-product-attributes shop_attributes"> <tr class="woocommerce-product-attributes-item woocommerce-product-attributes-item--weight"> <th class="woocommerce-product-attributes-item__label">น้ำหนัก</th> <td class="woocommerce-product-attributes-item__value">0.38 กก.</td> </tr> <tr class="woocommerce-product-attributes-item woocommerce-product-attributes-item--dimensions"> <th class="woocommerce-product-attributes-item__label">ขนาด</th> <td class="woocommerce-product-attributes-item__value">14.25 × 10.25 × 5.05 เซนติเมตร</td> </tr> </table> </div> | HI97735 เป็นโฟโตมิเตอร์แบบพกพาขั้นสูงสำหรับการวัดความกระด้างรวมในน้ำได้ถึง 750 มก./ลิตร (ppm) มิเตอร์นี้มีระบบออพติคอลที่เหนือกว่าซึ่งใช้ตัวตรวจจับอ้างอิงและตัวกรองสัญญาณรบกวนย่านความถี่แคบเพื่อการวัดที่รวดเร็วและทำซ้ำได้ ไม่ต้องอุ่นเครื่องก่อนทำการวัด โหมดการสอนสำหรับคำแนะนำทีละขั้นตอน ตรวจสอบ CAL เพื่อการตรวจสอบและสอบเทียบประสิทธิภาพ HI97735 is an advanced portable photometer for the measurement of total hardness in water up to 750 mg/L (ppm). This meter has a superior optical system that utilizes a reference detector and narrow band interference filters for extremely fast and repeatable measurements. No warm up time before taking a measurement Tutorial mode for step-by-step instructions CAL Check for performance verification and calibration By passing through various layers of soil and rocks, rain water dissolves some mineral substances. Total harness is indicative of the presence of calcium and magnesium in water. High levels of hardness can cause scaling reducing the efficiency of heat transfer in cooling towers. Hardness also increases the consumption of soaps and detergents in industrial washing machines or laundries. The HI97735 uses an adaptation of EPA recommended method 130.1. When the reagent is added to a sample containing magnesium and calcium, the sample will turn a red-violet hue; the greater the concentration, the deeper the color. The HI97735 has an innovative optical system that offers superior performance in accuracy, repeatability, and the short amount of time it takes to perform a measurement. This compact, waterproof meter is extremely user friendly with a tutorial mode that walks the user graphically, step by step, in performing a measurement. The use of a backlit dot matrix LED allows the use of virtual keys which makes the operation of the meter very intuitive including selecting different units of measure, reviewing GLP data, recalling the last 50 measurements, and customizing the meter to user preferences. HI97735 is completely waterproof including the cuvette holder that is designed with ridges to protect the optical path from getting scratched by the cuvette and a gasketed battery compartment that holds three common AA batteries. The compact design fits comfortable in the hand for use in the field or on a table for benchtop use. The LCD is 71 mm (2.75″) by 37 mm (1.6″) and is backlit for easy viewing under all conditions. LED that generates very little heat 8 nm narrowband interference filter that is accurate to +/- 1 nm and offers 25% increase in light efficiency. Reference detector that modulates the voltage to LED for consistent light output. A concave focusing lens that reduces errors from imperfections in the cuvette Manual: Download Specification : SKU HI97735 Product Name Portable Total Hardness Photometer with CAL Check – HI97735 Quote Required Yes Hardness, Total Range low range Hardness, Total Resolution 1 mg/L Hardness, Total Accuracy low range Hardness, Total Method adaptation of the EPA Recommended Method 130.1 Photometer/Colorimeter Light Source LED with 466 nm bandpass filter Photometer/Colorimeter Light Detector silicon photocell Bandpass Filter Bandwidth 8 nm Bandpass Filter Wavelength Accuracy ±1.0 nm Cuvette Type round 24.6 mm diameter (22 mm inside) GLP yes Display 128 x 64 pixel B/W LCD with backlight Logging Memory 50 readings Battery Type/Life 1.5 V AA Alkaline (3 pcs.) / > 800 measurements (without backlight) Environment 0 to 50 °C (32 to 122 °F); max. 95% RH non-condensing Weight 380 g (13.4 oz.) Dimensions 142.5 x 102.5 x 50.5 mm (5.6 x 4.0 x 2.0″) Ordering Information HI97735 is supplied with cuvettes (2), caps (2), plastic inserts for cuvette (2), 1.5V AA batteries (3), instruction manual, and instrument quality certificate. | <div aria-labelledby="tab-title-description" class="woocommerce-Tabs-panel woocommerce-Tabs-panel--description panel entry-content active" id="tab-description" role="tabpanel"> <p>HI97735 เป็นโฟโตมิเตอร์แบบพกพาขั้นสูงสำหรับการวัดความกระด้างรวมในน้ำได้ถึง 750 มก./ลิตร (ppm) มิเตอร์นี้มีระบบออพติคอลที่เหนือกว่าซึ่งใช้ตัวตรวจจับอ้างอิงและตัวกรองสัญญาณรบกวนย่านความถี่แคบเพื่อการวัดที่รวดเร็วและทำซ้ำได้</p> <ul> <li>ไม่ต้องอุ่นเครื่องก่อนทำการวัด</li> <li>โหมดการสอนสำหรับคำแนะนำทีละขั้นตอน</li> <li>ตรวจสอบ CAL เพื่อการตรวจสอบและสอบเทียบประสิทธิภาพ</li> </ul> <p>HI97735 is an advanced portable photometer for the measurement of total hardness in water up to 750 mg/L (ppm). This meter has a superior optical system that utilizes a reference detector and narrow band interference filters for extremely fast and repeatable measurements.</p> <ul> <li>No warm up time before taking a measurement</li> <li>Tutorial mode for step-by-step instructions</li> <li>CAL Check for performance verification and calibration</li> </ul> <p style="font-weight: 400;">By passing through various layers of soil and rocks, rain water dissolves some mineral substances. Total harness is indicative of the presence of calcium and magnesium in water. High levels of hardness can cause scaling reducing the efficiency of heat transfer in cooling towers. Hardness also increases the consumption of soaps and detergents in industrial washing machines or laundries. The HI97735 uses an adaptation of EPA recommended method 130.1. When the reagent is added to a sample containing magnesium and calcium, the sample will turn a red-violet hue; the greater the concentration, the deeper the color.</p> <p style="font-weight: 400;">The HI97735 has an innovative optical system that offers superior performance in accuracy, repeatability, and the short amount of time it takes to perform a measurement. This compact, waterproof meter is extremely user friendly with a tutorial mode that walks the user graphically, step by step, in performing a measurement. The use of a backlit dot matrix LED allows the use of virtual keys which makes the operation of the meter very intuitive including selecting different units of measure, reviewing GLP data, recalling the last 50 measurements, and customizing the meter to user preferences.</p> <p style="font-weight: 400;">HI97735 is completely waterproof including the cuvette holder that is designed with ridges to protect the optical path from getting scratched by the cuvette and a gasketed battery compartment that holds three common AA batteries. The compact design fits comfortable in the hand for use in the field or on a table for benchtop use. The LCD is 71 mm (2.75″) by 37 mm (1.6″) and is backlit for easy viewing under all conditions.</p> <ul> <li>LED that generates very little heat</li> </ul> <ul> <li>8 nm narrowband interference filter that is accurate to +/- 1 nm and offers 25% increase in light efficiency.</li> </ul> <ul> <li>Reference detector that modulates the voltage to LED for consistent light output.</li> </ul> <ul> <li>A concave focusing lens that reduces errors from imperfections in the cuvette</li> </ul> <h3><span style="color: #000000;"><strong>Manual:</strong></span> <a href="http://www.hannainst.com/manuals/ist96735_24_07_2012.pdf" rel="noopener" target="_blank" title="Download Product Manual">Download</a></h3> <h3><strong>Specification :</strong></h3> <table> <tbody> <tr> <td width="160"><strong>SKU</strong></td> <td width="441"><strong>HI97735</strong></td> </tr> <tr> <td width="160"><strong>Product Name</strong></td> <td width="441"><strong>Portable Total Hardness Photometer with CAL Check – HI97735</strong></td> </tr> <tr> <td width="160"><strong>Quote Required</strong></td> <td width="441"><strong>Yes</strong></td> </tr> <tr> <td width="160"><strong>Hardness, Total Range</strong></td> <td width="441"><strong>low range</strong></td> </tr> <tr> <td width="160"><strong>Hardness, Total Resolution</strong></td> <td width="441"><strong>1 mg/L</strong></td> </tr> <tr> <td width="160"><strong>Hardness, Total Accuracy</strong></td> <td width="441"><strong>low range</strong></td> </tr> <tr> <td width="160"><strong>Hardness, Total Method</strong></td> <td width="441"><strong>adaptation of the EPA Recommended Method 130.1</strong></td> </tr> <tr> <td width="160"><strong>Photometer/Colorimeter Light Source</strong></td> <td width="441"><strong>LED with 466 nm bandpass filter</strong></td> </tr> <tr> <td width="160"><strong>Photometer/Colorimeter Light Detector</strong></td> <td width="441"><strong>silicon photocell</strong></td> </tr> <tr> <td width="160"><strong>Bandpass Filter Bandwidth</strong></td> <td width="441"><strong>8 nm</strong></td> </tr> <tr> <td width="160"><strong>Bandpass Filter Wavelength Accuracy</strong></td> <td width="441"><strong>±1.0 nm</strong></td> </tr> <tr> <td width="160"><strong>Cuvette Type</strong></td> <td width="441"><strong>round 24.6 mm diameter (22 mm inside)</strong></td> </tr> <tr> <td width="160"><strong>GLP</strong></td> <td width="441"><strong>yes</strong></td> </tr> <tr> <td width="160"><strong>Display</strong></td> <td width="441"><strong>128 x 64 pixel B/W LCD with backlight</strong></td> </tr> <tr> <td width="160"><strong>Logging Memory</strong></td> <td width="441"><strong>50 readings</strong></td> </tr> <tr> <td width="160"><strong>Battery Type/Life</strong></td> <td width="441"><strong>1.5 V AA Alkaline (3 pcs.) / &gt; 800 measurements (without backlight)</strong></td> </tr> <tr> <td width="160"><strong>Environment</strong></td> <td width="441"><strong>0 to 50 °C (32 to 122 °F); max. 95% RH non-condensing</strong></td> </tr> <tr> <td width="160"><strong>Weight</strong></td> <td width="441"><strong>380 g (13.4 oz.)</strong></td> </tr> <tr> <td width="160"><strong>Dimensions</strong></td> <td width="441"><strong>142.5 x 102.5 x 50.5 mm (5.6 x 4.0 x 2.0″)</strong></td> </tr> <tr> <td width="160"><strong>Ordering Information</strong></td> <td width="441"><strong>HI97735 is supplied with cuvettes (2), caps (2), plastic inserts for cuvette (2), 1.5V AA batteries (3), instruction manual, and instrument quality certificate.</strong></td> </tr> </tbody> </table> </div> | ไม่มี | ไม่มี | https://www.hannathailand.com/wp-content/uploads/2024/01/hi97735_angle.jpg | เครื่องวัดปริมาณฟลูออไรด์ ช่วงต่ำ รุ่น HI729 , เครื่องวัดปริมาณโบรมีน ในตัวอย่างน้ำ รุ่น HI716 , น้ำยามาตรฐานสอบเทียบ ค่ามาตรฐานความเค็ม , เครื่องวัดค่าเหล็ก รุ่น HI721 , เครื่องวัดสีในน้ำตัวอย่าง HI727 , น้ำยามาตรฐานสอบเทียบ , เครื่องวัดปริมาณแอมโมเนีย ช่วงต่ำ รุ่น HI700 , เครื่องวัดปริมาณคลอรีนรวม รุ่น HI711 | <a class="woocommerce-LoopProduct-link woocommerce-loop-product__link" href="https://www.hannathailand.com/product/hi729-checker-hc-fluoride-lr/">เครื่องวัดปริมาณฟลูออไรด์ ช่วงต่ำ รุ่น HI729</a> , <a class="woocommerce-LoopProduct-link woocommerce-loop-product__link" href="https://www.hannathailand.com/product/hi716-checker-hc-bromine/">เครื่องวัดปริมาณโบรมีน ในตัวอย่างน้ำ รุ่น HI716</a> , <a class="woocommerce-LoopProduct-link woocommerce-loop-product__link" href="https://www.hannathailand.com/product/hi7080l/">น้ำยามาตรฐานสอบเทียบ ค่ามาตรฐานความเค็ม</a> , <a class="woocommerce-LoopProduct-link woocommerce-loop-product__link" href="https://www.hannathailand.com/product/hi721-checker-hc-iron/">เครื่องวัดค่าเหล็ก รุ่น HI721</a> , <a class="woocommerce-LoopProduct-link woocommerce-loop-product__link" href="https://www.hannathailand.com/product/hi727-checker-hc-color-of-water/">เครื่องวัดสีในน้ำตัวอย่าง HI727</a> , <a class="woocommerce-LoopProduct-link woocommerce-loop-product__link" href="https://www.hannathailand.com/product/hi9828-25/">น้ำยามาตรฐานสอบเทียบ</a> , <a class="woocommerce-LoopProduct-link woocommerce-loop-product__link" href="https://www.hannathailand.com/product/hi700-checker-hc-ammonia-lr/">เครื่องวัดปริมาณแอมโมเนีย ช่วงต่ำ รุ่น HI700</a> , <a class="woocommerce-LoopProduct-link woocommerce-loop-product__link" href="https://www.hannathailand.com/product/hi711-checker-hc-total-chlorine/">เครื่องวัดปริมาณคลอรีนรวม รุ่น HI711</a> | https://www.hannathailand.com/wp-content/uploads/2022/06/miniphotometerfurfluoridniedrig844_11-600x600.jpg , https://www.hannathailand.com/wp-content/uploads/2022/06/miniphotometerfurfreiesgesamtchlor704_11-600x600.jpg , https://www.hannathailand.com/wp-content/uploads/2021/07/11-500x500.jpg , https://www.hannathailand.com/wp-content/uploads/2022/06/miniphotometerfureisen832_11-600x600.jpg , https://www.hannathailand.com/wp-content/uploads/2022/06/miniphotometerfurfarbe843_11-600x600.jpg , https://www.hannathailand.com/wp-content/uploads/2021/07/8-500x500.jpg , https://www.hannathailand.com/wp-content/uploads/2022/06/hi700_400pxl-600x600.jpg , https://www.hannathailand.com/wp-content/uploads/2022/06/hi711_lg-600x600.jpg
16 | เครื่องวัดค่ากรด-ด่าง (pH) สำหรับวัดตัวอย่างนม รุ่น HI981034 | สินค้าทั้งหมด , สินค้าแนะนำ , อุตสาหกรรมอาหาร , แบบพกพาสะดวก | https://www.hannathailand.com/product-category/ph-meter/portable/ | https://www.hannathailand.com/product/hi981034/ | HI981034 | 6,420.00 | น้ำหนัก 0.05 กก. ขนาด 5 × 2.1 × 15.9 เซนติเมตร | <div aria-labelledby="tab-title-additional_information" class="woocommerce-Tabs-panel woocommerce-Tabs-panel--additional_information panel entry-content" id="tab-additional_information" role="tabpanel"> <table class="woocommerce-product-attributes shop_attributes"> <tr class="woocommerce-product-attributes-item woocommerce-product-attributes-item--weight"> <th class="woocommerce-product-attributes-item__label">น้ำหนัก</th> <td class="woocommerce-product-attributes-item__value">0.05 กก.</td> </tr> <tr class="woocommerce-product-attributes-item woocommerce-product-attributes-item--dimensions"> <th class="woocommerce-product-attributes-item__label">ขนาด</th> <td class="woocommerce-product-attributes-item__value">5 × 2.1 × 15.9 เซนติเมตร</td> </tr> </table> </div> | เครื่องวัดค่ากรด-ด่าง (pH) HI981034 HANNA เครื่องวัดกรดด่างในนม Milk pH Meter เป็นเครื่องวัดค่า pH Meter แบบพกพาสำหรับเหมาะสำหรับอุตสาหกรรมการผลิตนม มีช่วงการวัด pH ระหว่าง 0.0 ถึง 14.0 pH มีความทนทาน ใช้งานง่าย รวดเร็วและแม่นยำ เป็นเครื่องวัดคุณภาพสูงเหมาะสำหรับห้องปฏิบัติการ The HI981034 Milk pH Tester is engineered to withstand the processing plant environment. The built-in probe features an open junction, conical glass tip, and glass body making it ideal for measuring the pH of milk during processing. 0.01 resolution with ±0.05 pH accuracy Specialized electrode for pH spot checking during milk processing Comes with everything necessary to start measuring right away Designed to bring simplicity to pH testing during milk processing, the HI981034 Milk pH Tester is engineered to withstand the tough environment of milk processing plants. The built-in probe features an open junction, conical glass tip, and glass body making it ideal for measuring the pH of milk during processing. Pocket Sized The compact size makes the Milk pH Tester ideal for on-the-go testing. A large LCD display provides at-a-glance readings from any angle and single button operation streamlines the testing process for any user. Long Battery Life The included CR2032 Li-ion battery provides up to 1000 hours of continuous use. The battery icon will blink to let you know it is time to change the battery so you never miss a measurement. Open Junction The open junction design reduces clogging from suspended solids and proteins found in milk during processing for a more stable pH measurement and reduced maintenance. Conical Glass Tip The conical shaped tip design allows for penetration into solids, semi solids, and emulsions for the direct measurement of pH in a variety of milk based products used during the cheese making process. Glass Body A glass body is easy to clean, chemically resistant, and quick to reach thermal equilibrium for a faster, more stable measurement. Cleaning Solution for Milk Deposits The Milk pH Tester comes with cleaning solution that is engineered to keep your electrode free from protein and sugar build up. This concentrated combination of detergents cleans your tester quickly and effectively to keep it in optimum condition. pH 4 & 7 Buffer Sachets When performing a pH calibration it is important that the correct buffers are used. We include some start buffers to get you going. The single-use sachets are indivudally sealed so you use fresh buffer each time you calibrate. Storage Solution Proper storage of your electrode will ensure reliable measurements and a long electrode life. Our storage solution is specially formulated to keep the pH glass hydrated while minimizing organic growth. Manual : Download Specification : Specification Name Detail SKU HI981034 pH Ranges 0.00 to 12.00 pH pH Resolution 0.01 pH pH Accuracy (@25°C/77°F) ±0.05 pH pH Calibration Automatic, one or two-point pH Temperature Compensation Automatic, 0 to 50 °C Automatic Shut-Off 8 minutes, 60 minutes, or can be disabled Battery Type / Life CR2032 Li-ion / Approximately 800 hours of continuous use Environment 0 to 50 °C (32 to 122 °F); RH 95% max Dimensions 51 x 159 x 21 mm (2 x 6.3 x 0.9“) Weight 52 g (1.83 oz.) Ordering Information Each HI981034 Milk pH Tester is supplied with:pH 4.01 buffer solution liquid sachet (2 pcs.), pH 7.01 buffer solution liquid sachet (2 pcs.), Cleaning solution for milk deposits ( 2 pcs.), Electrode storage solution, 13 mL dropper, Instruction manual, Quality certificate | <div aria-labelledby="tab-title-description" class="woocommerce-Tabs-panel woocommerce-Tabs-panel--description panel entry-content active" id="tab-description" role="tabpanel"> <div class="short-description"> <div class="std"> <p>เครื่องวัดค่ากรด-ด่าง (pH) HI981034 HANNA เครื่องวัดกรดด่างในนม Milk pH Meter เป็นเครื่องวัดค่า pH Meter แบบพกพาสำหรับเหมาะสำหรับอุตสาหกรรมการผลิตนม มีช่วงการวัด pH ระหว่าง 0.0 ถึง 14.0 pH มีความทนทาน ใช้งานง่าย รวดเร็วและแม่นยำ เป็นเครื่องวัดคุณภาพสูงเหมาะสำหรับห้องปฏิบัติการ</p> <p><span style="color: #000000;">The HI981034 Milk pH Tester is engineered to withstand the processing plant environment. The built-in probe features an open junction, conical glass tip, and glass body making it ideal for measuring the pH of milk during processing.</span></p> </div> </div> <ul class="atf-features"> <li><span style="color: #000000;">0.01 resolution with ±0.05 pH accuracy</span></li> <li><span style="color: #000000;">Specialized electrode for pH spot checking during milk processing </span></li> <li><span style="color: #000000;">Comes with everything necessary to start measuring right away </span></li> </ul> <p><span style="color: #000000;">Designed to bring simplicity to pH testing during milk processing, the HI981034 Milk pH Tester is engineered to withstand the tough environment of milk processing plants. The built-in probe features an open junction, conical glass tip, and glass body making it ideal for measuring the pH of milk during processing.</span></p> <div class="prod-view-details-container"> <div class="prod-view-details-right"> <h3><span style="color: #000000;"><strong>Pocket Sized</strong></span></h3> <p><span style="color: #000000;">The compact size makes the Milk pH Tester ideal for on-the-go testing. A large LCD display provides at-a-glance readings from any angle and single button operation streamlines the testing process for any user.</span></p> <h3><span style="color: #000000;"><strong>Long Battery Life</strong></span></h3> <p><span style="color: #000000;">The included CR2032 Li-ion battery provides up to 1000 hours of continuous use. The battery icon will blink to let you know it is time to change the battery so you never miss a measurement.</span></p> </div> </div> <div class="prod-view-details-container"> <h3><span style="color: #000000;"><img alt="" class="aligncenter" decoding="async" height="280" loading="lazy" src="https://hanna-worldwide.com/media/wysiwyg/specialized-ph-testers/open-junction-glass.png" width="280"/><strong>Open Junction</strong></span></h3> <p><span style="color: #000000;">The open junction design reduces clogging from suspended solids and proteins found in milk during processing for a more stable pH measurement and reduced maintenance.</span></p> <h3><span style="color: #000000;"><img alt="" class="aligncenter" decoding="async" height="277" loading="lazy" src="https://hanna-worldwide.com/media/wysiwyg/specialized-ph-testers/glass-conical-tip-no-junction.png" width="277"/><strong>Conical Glass Tip</strong></span></h3> <p><span style="color: #000000;">The conical shaped tip design allows for penetration into solids, semi solids, and emulsions for the direct measurement of pH in a variety of milk based products used during the cheese making process.</span></p> <h3><span style="color: #000000;"><strong><img alt="" class="aligncenter" decoding="async" height="270" loading="lazy" src="https://hanna-worldwide.com/media/wysiwyg/specialized-ph-testers/HI3148B_glassbody.png" width="270"/></strong></span><span style="color: #000000;"><strong>Glass Body</strong></span></h3> <p><span style="color: #000000;">A glass body is easy to clean, chemically resistant, and quick to reach thermal equilibrium for a faster, more stable measurement.</span></p> </div> <div class="prod-view-details-container"> <div class="prod-view-details-left"><span style="color: #000000;"><strong style="font-size: 22.68px;">Cleaning Solution for Milk Deposits</strong></span></div> <div class="prod-view-details-right"><span style="color: #000000;"><br/> The Milk pH Tester comes with cleaning solution that is engineered to keep your electrode free from protein and sugar build up. This concentrated combination of detergents cleans your tester quickly and effectively to keep it in optimum condition.</span> <h3><span style="color: #000000;"><strong>pH 4 &amp; 7 Buffer Sachets</strong></span></h3> <p><span style="color: #000000;">When performing a pH calibration it is important that the correct buffers are used. We include some start buffers to get you going. The single-use sachets are indivudally sealed so you use fresh buffer each time you calibrate. </span></p> <h3><span style="color: #000000;"><strong>Storage Solution</strong></span></h3> <p><span style="color: #000000;">Proper storage of your electrode will ensure reliable measurements and a long electrode life. Our storage solution is specially formulated to keep the pH glass hydrated while minimizing organic growth.</span></p> <h3><span style="color: #000000;"><strong>Manual : <a href="https://hanna-worldwide.com/mwdownloads/download/link/id/204" style="color: #000000;">Download</a></strong></span></h3> <h3><span style="color: #000000;"><strong>Specification :</strong></span></h3> </div> </div> <table> <thead> <tr> <th><span style="color: #000000;">Specification Name</span></th> <th><span style="color: #000000;">Detail</span></th> </tr> </thead> <tbody> <tr> <td><span style="color: #000000;"><strong>SKU</strong></span></td> <td><span style="color: #000000;">HI981034</span></td> </tr> <tr> <td><span style="color: #000000;"><strong>pH Ranges</strong></span></td> <td><span style="color: #000000;">0.00 to 12.00 pH</span></td> </tr> <tr> <td><span style="color: #000000;"><strong>pH Resolution</strong></span></td> <td><span style="color: #000000;">0.01 pH</span></td> </tr> <tr> <td><span style="color: #000000;"><strong>pH Accuracy (@25°C/77°F)</strong></span></td> <td><span style="color: #000000;">±0.05 pH</span></td> </tr> <tr> <td><span style="color: #000000;"><strong>pH Calibration</strong></span></td> <td><span style="color: #000000;">Automatic, one or two-point</span></td> </tr> <tr> <td><span style="color: #000000;"><strong>pH Temperature Compensation</strong></span></td> <td><span style="color: #000000;">Automatic, 0 to 50 °C</span></td> </tr> <tr> <td><span style="color: #000000;"><strong>Automatic Shut-Off</strong></span></td> <td><span style="color: #000000;">8 minutes, 60 minutes, or can be disabled</span></td> </tr> <tr> <td><span style="color: #000000;"><strong>Battery Type / Life</strong></span></td> <td><span style="color: #000000;">CR2032 Li-ion / Approximately 800 hours of continuous use</span></td> </tr> <tr> <td><span style="color: #000000;"><strong>Environment</strong></span></td> <td><span style="color: #000000;">0 to 50 °C (32 to 122 °F); RH 95% max</span></td> </tr> <tr> <td><span style="color: #000000;"><strong>Dimensions</strong></span></td> <td><span style="color: #000000;">51 x 159 x 21 mm (2 x 6.3 x 0.9“)</span></td> </tr> <tr> <td><span style="color: #000000;"><strong>Weight</strong></span></td> <td><span style="color: #000000;">52 g (1.83 oz.)</span></td> </tr> <tr> <td><span style="color: #000000;"><strong>Ordering Information</strong></span></td> <td><span style="color: #000000;">Each HI981034 Milk pH Tester is supplied with:pH 4.01 buffer solution liquid sachet (2 pcs.), pH 7.01 buffer solution liquid sachet (2 pcs.), Cleaning solution for milk deposits ( 2 pcs.), Electrode storage solution, 13 mL dropper, Instruction manual, Quality certificate</span></td> </tr> </tbody> </table> </div> | ไม่มี | ไม่มี | https://www.hannathailand.com/wp-content/uploads/2023/01/HI981034-2.jpg | เครื่องวัดปริมาณฟอสเฟต ช่วงต่ำ รุ่น HI713 , เครื่องวัดค่าเหล็ก รุ่น HI721 , ซัลไฟด์สารต้านอนุมูลอิสระบัฟเฟอร์ , เครื่องวัดปริมาณแอมโมเนีย ในน้ำ รุ่น HI715 , น้ำยามาตรฐานสำหรับค่าโซเดียม , เครื่องวัดปริมาณโบรมีน ในตัวอย่างน้ำ รุ่น HI716 , สารละลายมาตรฐานความขุ่น 20 NTU , เครื่องควบคุมค่าความนำไฟฟ้า | <a class="woocommerce-LoopProduct-link woocommerce-loop-product__link" href="https://www.hannathailand.com/product/hi713-checker-hc-phosphate-lr/">เครื่องวัดปริมาณฟอสเฟต ช่วงต่ำ รุ่น HI713</a> , <a class="woocommerce-LoopProduct-link woocommerce-loop-product__link" href="https://www.hannathailand.com/product/hi721-checker-hc-iron/">เครื่องวัดค่าเหล็ก รุ่น HI721</a> , <a class="woocommerce-LoopProduct-link woocommerce-loop-product__link" href="https://www.hannathailand.com/product/hi4015-00/">ซัลไฟด์สารต้านอนุมูลอิสระบัฟเฟอร์</a> , <a class="woocommerce-LoopProduct-link woocommerce-loop-product__link" href="https://www.hannathailand.com/product/hi715-checker-hc-ammonia-mr/">เครื่องวัดปริมาณแอมโมเนีย ในน้ำ รุ่น HI715</a> , <a class="woocommerce-LoopProduct-link woocommerce-loop-product__link" href="https://www.hannathailand.com/product/hi7090l/">น้ำยามาตรฐานสำหรับค่าโซเดียม</a> , <a class="woocommerce-LoopProduct-link woocommerce-loop-product__link" href="https://www.hannathailand.com/product/hi716-checker-hc-bromine/">เครื่องวัดปริมาณโบรมีน ในตัวอย่างน้ำ รุ่น HI716</a> , <a class="woocommerce-LoopProduct-link woocommerce-loop-product__link" href="https://www.hannathailand.com/product/hi93102-20/">สารละลายมาตรฐานความขุ่น 20 NTU</a> , <a class="woocommerce-LoopProduct-link woocommerce-loop-product__link" href="https://www.hannathailand.com/product/hi8931cn/">เครื่องควบคุมค่าความนำไฟฟ้า</a> | https://www.hannathailand.com/wp-content/uploads/2023/01/HI981034-2-600x600.jpg , https://www.hannathailand.com/wp-content/uploads/2023/01/HI981034-600x600.jpg , https://www.hannathailand.com/wp-content/uploads/2023/01/HI981034-1-600x600.jpg , https://www.hannathailand.com/wp-content/uploads/2022/06/hi713_lg51caffcdce23e-600x600.jpg , https://www.hannathailand.com/wp-content/uploads/2022/06/miniphotometerfureisen832_11-600x600.jpg , https://www.hannathailand.com/wp-content/uploads/2021/07/7-500x500.jpg , https://www.hannathailand.com/wp-content/uploads/2022/06/miniphotometerfurammoniakmittel2416_11-600x600.jpg , https://www.hannathailand.com/wp-content/uploads/2021/07/12-500x500.jpg , https://www.hannathailand.com/wp-content/uploads/2022/06/miniphotometerfurfreiesgesamtchlor704_11-600x600.jpg , https://www.hannathailand.com/wp-content/uploads/2021/07/9-500x500.jpg , https://www.hannathailand.com/wp-content/uploads/2021/07/2-500x500.jpg
17 | เครื่องวัดค่ากรด-ด่าง แบบพกพา สำหรับชีส รุ่น HI981032 | สินค้าทั้งหมด , อุตสาหกรรมอาหาร , เครื่องวัดความเป็นกรด-ด่าง/โออาร์พี , แบบพกพาสะดวก | https://www.hannathailand.com/product-category/ph-meter/portable/ | https://www.hannathailand.com/product/hi981032/ | HI981032 | 6,420.00 | น้ำหนัก 0.04 กก. ขนาด 5 × 2.1 × 12.9 เซนติเมตร | <div aria-labelledby="tab-title-additional_information" class="woocommerce-Tabs-panel woocommerce-Tabs-panel--additional_information panel entry-content" id="tab-additional_information" role="tabpanel"> <table class="woocommerce-product-attributes shop_attributes"> <tr class="woocommerce-product-attributes-item woocommerce-product-attributes-item--weight"> <th class="woocommerce-product-attributes-item__label">น้ำหนัก</th> <td class="woocommerce-product-attributes-item__value">0.04 กก.</td> </tr> <tr class="woocommerce-product-attributes-item woocommerce-product-attributes-item--dimensions"> <th class="woocommerce-product-attributes-item__label">ขนาด</th> <td class="woocommerce-product-attributes-item__value">5 × 2.1 × 12.9 เซนติเมตร</td> </tr> </table> </div> | HI981032 เครื่องวัดค่า pH สำหรับชีส ได้รับการออกแบบมาเพื่อวัดและตรวจสอบค่า pH ของชีส การชดเชยอุณหภูมิอัตโนมัติ (ATC) มาพร้อมกับใบรับรองการสอบเทียบ คุณภาพสูง - ความละเอียด 0.01 พร้อมความแม่นยำ pH ±0.05 - การชดเชยอุณหภูมิอัตโนมัติ (ATC) - มาพร้อมทุกสิ่งที่จำเป็นเพื่อเริ่มการวัดได้ทันที The HI981032 Cheese pH Tester is designed to measure and monitor the pH of cheese during the main processing steps of cheese manufacturing in almost all types of cheeses and curds. 0.01 resolution with ±0.05 pH accuracy Automatic Temperature Compensation (ATC) Comes with everything necessary to start measuring right away Better Features for Better Testing An onscreen stability indicator ensures the highest level of confidence in your results. The selectable auto-off feature prolongs battery life for peace-of-mind and energy savings if the meter is accidentally left on. Pocket Sized The compact size makes the Soil pH Tester ideal for on-the-go testing. A large LCD display provides at-a-glance readings from any angle and single button operation streamlines the testing process for any user. Long Battery Life The included CR2032 Li-ion battery provides up to 1000 hours of continuous use. The battery icon will blink to let you know it is time to change the battery so you never miss a measurement. Open JunctionThe open junction design reduces clogging from suspended solids and proteins found in cheese products for a more stable pH measurement and reduced maintenance. Conical Glass TipThe conical shaped tip design allows for penetration into solids, semi solids, and emulsions for the direct measurement of pH in a variety of milk based products used during the cheese making process. Low Temperature (LT) glass is used for quicker results at lower temperatures. PVDF BodyPolyvinylidene fluoride (PVDF) is a food grade plastic that is resistant to most chemicals and solvents used for disinfection in the food sector, including chlorine (bleach). Cleaning Solution for Cheese Deposits Your Cheese pH Tester comes with cleaning solution that has been engineered to keep your electrode free from cheese build up. This concentrated combination of detergents cleans your tester quickly and effectively so that your tester stays in optimum condition. pH 4 & 7 Buffer Sachets When performing a pH calibration it is important that the correct buffers are used. We include some start buffers to get you going. The single-use sachets are individually sealed so you use fresh buffer each time you calibrate. Storage Solution Proper storage of your electrode will ensure reliable measurements and a long electrode life. Our storage solution is specially formulated to keep the pH glass hydrated while minimizing organic growth. Manual : Download Specification : Product Name Foodcare Cheese pH Tester – HI981032 Quote Required Yes pH Range 0.00 to 12.00 pH pH Resolution 0.01 pH pH Accuracy ±0.05 pH @ 25 °C / 77 °F pH Calibration automatic one or two-point (pH 4.01 and 7.01) pH Electrode pH electrode with conical tip and open junction Automatic Shut-Off user selectable Battery Type/Life CR2032 lithium ion battery (1) / approximately 1000 hours of continuous use Environment 0 to 50°C (32 to 122°F); RH 95% max Dimensions 50 x 129 x 21 mm (2 x 5.1 x 0.9”) Weight 40 g (1.4 oz.) Ordering Information HI981032 is supplied with built in cheese pH electrode, HI70004 pH 4.01 buffer solution sachet (2), HI70007 pH 7.01 buffer solution sachet (2), HI700642 electrode cleaning solution for cheese deposits sachet (2), HI9072 storage solution (13 ml), instruction manual, instrument quality certificate, and plastic carrying case | <div aria-labelledby="tab-title-description" class="woocommerce-Tabs-panel woocommerce-Tabs-panel--description panel entry-content active" id="tab-description" role="tabpanel"> <div class="short-description"> <div class="std"> <p><strong><span style="color: #000000;">HI981032 </span></strong><span style="color: #000000;">เครื่องวัดค่า pH สำหรับชีส ได้รับการออกแบบมาเพื่อวัดและตรวจสอบค่า pH ของชีส การชดเชยอุณหภูมิอัตโนมัติ (ATC) มาพร้อมกับใบรับรองการสอบเทียบ คุณภาพสูง</span><strong><span style="color: #000000;"><br/> </span></strong></p> <pre class="tw-data-text tw-text-large tw-ta" data-placeholder="Translation" data-ved="2ahUKEwj017Kh86SCAxUaTWwGHROLDKcQ3ewLegQIBhAQ" dir="ltr" id="tw-target-text"><span class="Y2IQFc" lang="th">- ความละเอียด 0.01 พร้อมความแม่นยำ pH ±0.05 - การชดเชยอุณหภูมิอัตโนมัติ (ATC) - มาพร้อมทุกสิ่งที่จำเป็นเพื่อเริ่มการวัดได้ทันที</span></pre> <p><strong><span style="color: #000000;">The HI981032 Cheese pH Tester is designed to measure and monitor the pH of cheese during the main processing steps of cheese manufacturing in almost all types of cheeses and curds.</span></strong></p> </div> </div> <ul class="atf-features"> <li><span style="color: #000000;">0.01 resolution with ±0.05 pH accuracy</span></li> <li><span style="color: #000000;">Automatic Temperature Compensation (ATC)</span></li> <li><span style="color: #000000;">Comes with everything necessary to start measuring right away</span></li> </ul> <div class="prod-view-details-container"> <div class="prod-view-details-right"> <h3><span style="font-size: 85%;"><strong><span style="color: #000000;">Better Features for Better Testing</span></strong></span></h3> <p><span style="color: #000000;">An onscreen stability indicator ensures the highest level of confidence in your results. The selectable auto-off feature prolongs battery life for peace-of-mind and energy savings if the meter is accidentally left on.</span></p> <h3><span style="font-size: 85%;"><strong><span style="color: #000000;">Pocket Sized</span></strong></span></h3> <p><span style="color: #000000;">The compact size makes the Soil pH Tester ideal for on-the-go testing. A large LCD display provides at-a-glance readings from any angle and single button operation streamlines the testing process for any user.</span></p> <h3><strong><span style="color: #000000; font-size: 85%;">Long Battery Life</span></strong></h3> <p><span style="color: #000000;">The included CR2032 Li-ion battery provides up to 1000 hours of continuous use. The battery icon will blink to let you know it is time to change the battery so you never miss a measurement.</span></p> </div> </div> <div class="prod-view-details-container"> <div class="prod-view-details-right"> <p><span style="color: #000000;"><img alt="conical tip" class="aligncenter" decoding="async" height="215" loading="lazy" src="https://hanna-worldwide.com/media/wysiwyg/fc202x-conical-tip_1.png" width="215"/><strong style="font-size: 110%; color: #333333;"><span style="color: #000000;">Open Junction</span></strong></span><span style="color: #000000;">The open junction design reduces clogging from suspended solids and proteins found in cheese products for a more stable pH measurement and reduced maintenance.</span></p> <p><span style="color: #000000;"><img alt="conical tip" class="aligncenter" decoding="async" height="218" loading="lazy" src="https://hanna-worldwide.com/media/wysiwyg/fc202x-conical-tip_1.png" width="218"/><strong style="font-size: 110%; color: #333333;"><span style="color: #000000;">Conical Glass Tip</span></strong></span><span style="color: #000000;">The conical shaped tip design allows for penetration into solids, semi solids, and emulsions for the direct measurement of pH in a variety of milk based products used during the cheese making process. Low Temperature (LT) glass is used for quicker results at lower temperatures.</span></p> <p><span style="color: #000000;"><img alt="" class="aligncenter" decoding="async" height="209" loading="lazy" src="https://hanna-worldwide.com/media/wysiwyg/pvdf-body.png" width="209"/><strong style="font-size: 110%; color: #333333;"><span style="color: #000000;">PVDF Body</span></strong></span><span style="color: #000000;">Polyvinylidene fluoride (PVDF) is a food grade plastic that is resistant to most chemicals and solvents used for disinfection in the food sector, including chlorine (bleach).</span></p> </div> </div> <div class="prod-view-details-container"> <div class="prod-view-details-left"><span style="color: #000000; font-size: 110%;"><strong>Cleaning Solution for Cheese Deposits</strong></span></div> <div class="prod-view-details-right"> <p><span style="color: #000000;">Your Cheese pH Tester comes with cleaning solution that has been engineered to keep your electrode free from cheese build up. This concentrated combination of detergents cleans your tester quickly and effectively so that your tester stays in optimum condition.</span></p> <h3><span style="font-size: 85%;"><strong><span style="color: #000000;">pH 4 &amp; 7 Buffer Sachets</span></strong></span></h3> <p><span style="color: #000000;">When performing a pH calibration it is important that the correct buffers are used. We include some start buffers to get you going. The single-use sachets are individually sealed so you use fresh buffer each time you calibrate.</span></p> <h3><strong><span style="color: #000000; font-size: 85%;">Storage Solution</span></strong></h3> <p><span style="color: #000000;">Proper storage of your electrode will ensure reliable measurements and a long electrode life. Our storage solution is specially formulated to keep the pH glass hydrated while minimizing organic growth.</span></p> <p><span style="font-size: 110%;"><strong><span style="color: #000000;">Manual : <a href="https://hanna-worldwide.com/mwdownloads/download/link/id/198">Download</a></span></strong></span></p> <p><span style="font-size: 110%;"><strong><span style="color: #000000;">Specification : </span></strong></span></p> <table> <tbody> <tr> <td width="160"><strong><span style="color: #000000;">Product Name</span></strong></td> <td width="441"><strong><span style="color: #000000;">Foodcare Cheese pH Tester – HI981032</span></strong></td> </tr> <tr> <td width="160"><strong><span style="color: #000000;">Quote Required</span></strong></td> <td width="441"><strong><span style="color: #000000;">Yes</span></strong></td> </tr> <tr> <td width="160"><strong><span style="color: #000000;">pH Range</span></strong></td> <td width="441"><strong><span style="color: #000000;">0.00 to 12.00 pH</span></strong></td> </tr> <tr> <td width="160"><strong><span style="color: #000000;">pH Resolution</span></strong></td> <td width="441"><strong><span style="color: #000000;">0.01 pH</span></strong></td> </tr> <tr> <td width="160"><strong><span style="color: #000000;">pH Accuracy</span></strong></td> <td width="441"><strong><span style="color: #000000;">±0.05 pH @ 25 °C / 77 °F</span></strong></td> </tr> <tr> <td width="160"><strong><span style="color: #000000;">pH Calibration</span></strong></td> <td width="441"><strong><span style="color: #000000;">automatic one or two-point (pH 4.01 and 7.01)</span></strong></td> </tr> <tr> <td width="160"><strong><span style="color: #000000;">pH Electrode</span></strong></td> <td width="441"><strong><span style="color: #000000;">pH electrode with conical tip and open junction</span></strong></td> </tr> <tr> <td width="160"><strong><span style="color: #000000;">Automatic Shut-Off</span></strong></td> <td width="441"><strong><span style="color: #000000;">user selectable</span></strong></td> </tr> <tr> <td width="160"><strong><span style="color: #000000;">Battery Type/Life</span></strong></td> <td width="441"><strong><span style="color: #000000;">CR2032 lithium ion battery (1) / approximately 1000 hours of continuous use</span></strong></td> </tr> <tr> <td width="160"><strong><span style="color: #000000;">Environment</span></strong></td> <td width="441"><strong><span style="color: #000000;">0 to 50°C (32 to 122°F); RH 95% max</span></strong></td> </tr> <tr> <td width="160"><strong><span style="color: #000000;">Dimensions</span></strong></td> <td width="441"><strong><span style="color: #000000;">50 x 129 x 21 mm (2 x 5.1 x 0.9”)</span></strong></td> </tr> <tr> <td width="160"><strong><span style="color: #000000;">Weight</span></strong></td> <td width="441"><strong><span style="color: #000000;">40 g (1.4 oz.)</span></strong></td> </tr> <tr> <td width="160"><strong><span style="color: #000000;">Ordering Information</span></strong></td> <td width="441"><strong><span style="color: #000000;">HI981032 is supplied with built in cheese pH electrode, HI70004 pH 4.01 buffer solution sachet (2), HI70007 pH 7.01 buffer solution sachet (2), HI700642 electrode cleaning solution for cheese deposits sachet (2), HI9072 storage solution (13 ml), instruction manual, instrument quality certificate, and plastic carrying case</span></strong></td> </tr> </tbody> </table> </div> </div> </div> | ไม่มี | ไม่มี | https://www.hannathailand.com/wp-content/uploads/2023/11/hi981032_cheese-ph-tester_1_1.jpg | เครื่องวัดปริมาณนิกเกิล ช่วงสูง รุ่น HI726 , น้ำยามาตรฐานสอบเทียบ ค่ามาตรฐานความเค็ม , เครื่องวัดปริมาณฟอสฟอรัส ช่วงสูง รุ่น HI706 , เครื่องวัดปริมาณฟอสเฟต ช่วงต่ำ รุ่น HI713 , น้ำยามาตรฐานสอบเทียบ ค่ามาตรฐานความเค็ม , เครื่องวัดปริมาณคลอรีนรวม รุ่น HI711 , เครื่องควบคุมค่าความนำไฟฟ้า , เครื่องวัดปริมาณโครเมี่ยม ช่วงสูง รุ่น HI723 | <a class="woocommerce-LoopProduct-link woocommerce-loop-product__link" href="https://www.hannathailand.com/product/hi726-checker-hc-nickel-hr/">เครื่องวัดปริมาณนิกเกิล ช่วงสูง รุ่น HI726</a> , <a class="woocommerce-LoopProduct-link woocommerce-loop-product__link" href="https://www.hannathailand.com/product/hi7083l/">น้ำยามาตรฐานสอบเทียบ ค่ามาตรฐานความเค็ม</a> , <a class="woocommerce-LoopProduct-link woocommerce-loop-product__link" href="https://www.hannathailand.com/product/hi706-checker-hc-phosphorous-hr/">เครื่องวัดปริมาณฟอสฟอรัส ช่วงสูง รุ่น HI706</a> , <a class="woocommerce-LoopProduct-link woocommerce-loop-product__link" href="https://www.hannathailand.com/product/hi713-checker-hc-phosphate-lr/">เครื่องวัดปริมาณฟอสเฟต ช่วงต่ำ รุ่น HI713</a> , <a class="woocommerce-LoopProduct-link woocommerce-loop-product__link" href="https://www.hannathailand.com/product/hi7080l/">น้ำยามาตรฐานสอบเทียบ ค่ามาตรฐานความเค็ม</a> , <a class="woocommerce-LoopProduct-link woocommerce-loop-product__link" href="https://www.hannathailand.com/product/hi711-checker-hc-total-chlorine/">เครื่องวัดปริมาณคลอรีนรวม รุ่น HI711</a> , <a class="woocommerce-LoopProduct-link woocommerce-loop-product__link" href="https://www.hannathailand.com/product/hi8931cn/">เครื่องควบคุมค่าความนำไฟฟ้า</a> , <a class="woocommerce-LoopProduct-link woocommerce-loop-product__link" href="https://www.hannathailand.com/product/hi723-checker-hc-chromium-vi-hr/">เครื่องวัดปริมาณโครเมี่ยม ช่วงสูง รุ่น HI723</a> | https://www.hannathailand.com/wp-content/uploads/2023/11/hi981032_cheese-ph-tester_1_1-600x600.jpg , https://www.hannathailand.com/wp-content/uploads/2023/11/hi981032_box_1-600x600.jpg , https://www.hannathailand.com/wp-content/uploads/2023/11/hi981032_cheese-ph-tester_lean-600x600.jpg , https://www.hannathailand.com/wp-content/uploads/2023/11/hi981032_cheese-ph-tester-battery-compartment_1-600x600.jpg , https://www.hannathailand.com/wp-content/uploads/2023/11/hi981032-electrode-tip_1-600x600.jpg , https://www.hannathailand.com/wp-content/uploads/2023/11/HI981032-Cheese-pH-Tester-600x600.jpg , https://www.hannathailand.com/wp-content/uploads/2023/11/hi981032-cheese-ph-tester-box-2100x2100-f9691cc4-e5ae-407e-a13f-ccb545e3454a_l78w8qgjqhnkfiaq-600x600.jpg , https://www.hannathailand.com/wp-content/uploads/2022/06/miniphotometerfurnickelhoch841_11-600x600.jpg , https://www.hannathailand.com/wp-content/uploads/2021/07/10-500x500.jpg , https://www.hannathailand.com/wp-content/uploads/2022/06/hi706_400-600x600.jpg , https://www.hannathailand.com/wp-content/uploads/2022/06/hi713_lg51caffcdce23e-600x600.jpg , https://www.hannathailand.com/wp-content/uploads/2021/07/11-500x500.jpg , https://www.hannathailand.com/wp-content/uploads/2022/06/hi711_lg-600x600.jpg , https://www.hannathailand.com/wp-content/uploads/2021/07/2-500x500.jpg , https://www.hannathailand.com/wp-content/uploads/2022/06/miniphotometerfurchromvihoch839_11-600x600.jpg
18 | เครื่องวัดค่ากรด-ด่าง แบบพกพา สำหรับเนื้อสัตว์ รุ่น HI981036 | สินค้าทั้งหมด , อุตสาหกรรมอาหาร , เครื่องวัดความเป็นกรด-ด่าง/โออาร์พี , แบบพกพาสะดวก | https://www.hannathailand.com/product-category/ph-meter/portable/ | https://www.hannathailand.com/product/hi981036/ | HI981036 | 6,420.00 | น้ำหนัก 0.04 กก. ขนาด 5 × 2.1 × 14.8 เซนติเมตร | <div aria-labelledby="tab-title-additional_information" class="woocommerce-Tabs-panel woocommerce-Tabs-panel--additional_information panel entry-content" id="tab-additional_information" role="tabpanel"> <table class="woocommerce-product-attributes shop_attributes"> <tr class="woocommerce-product-attributes-item woocommerce-product-attributes-item--weight"> <th class="woocommerce-product-attributes-item__label">น้ำหนัก</th> <td class="woocommerce-product-attributes-item__value">0.04 กก.</td> </tr> <tr class="woocommerce-product-attributes-item woocommerce-product-attributes-item--dimensions"> <th class="woocommerce-product-attributes-item__label">ขนาด</th> <td class="woocommerce-product-attributes-item__value">5 × 2.1 × 14.8 เซนติเมตร</td> </tr> </table> </div> | HI981036 เครื่องวัดกรด-ด่างเนื้อสัตว์แบรนด์ Hanna Instrument วัดค่า pH แบบพกพาเหมาะสำหรับวัดค่าความเป็นกรด-ด่างในเนื้อสัตว์ หัววัดทำจาก Polyvinylidene fluoride (PVDF) ซึ่งเป็นพลาสติกเกรดสำหรับอาหารและทนต่อการกัดกร่อนทางเคมีและต้านทานการเจริญเติบโตของเชื้อรา – ความละเอียด 0.01 พร้อมความแม่นยำ pH ±0.05 – อิเล็กโทรดพิเศษสำหรับการตรวจสอบค่า pH เฉพาะจุดระหว่างการแปรรูปเนื้อสัตว์ – มาพร้อมทุกสิ่งที่จำเป็นเพื่อเริ่มการวัดได้ทันที The HI981036 Meat pH Tester has been carefully designed to take direct pH measurements during meat processing. The built-in probe features an open reference junction, conical glass tip, and a removable sleeve design, making it ideal for measuring the pH of meat. 0.01 resolution with ±0.05 pH accuracy Specialized electrode for spot checking the pH during meat processing Comes with everything necessary to start measuring right away Better Features for Better Testing An onscreen stability indicator ensures confidence in your results. The selectable auto-off feature prolongs battery life for peace-of-mind and energy savings if the meter is accidentally left on. Pocket Sized The compact size makes the Meat pH Tester ideal for on-the-go testing. A large LCD display provides at-a-glance readings from any angle and single button operation streamlines the testing process for any user. Long Battery Life The included CR2032 Li-ion battery provides up to 1000 hours of continuous use. When the battery needs changing, a blinking icon battery icon will notify you so you never miss a measurement. Unique Open Junction with Removable Sleeve The outer junction is protected by a sleeve that can be removed to clean the junction. Electrolyte can be added to refresh the junction, improving the pH measurement and extending the life of the electrode. Conical Glass TipThe conical shaped tip design allows for direct penetration into meat and meat products. PVDF BodyPolyvinylidene fluoride (PVDF) is a durable food-grade plastic that is resistant to most chemicals and solvents used for disinfection, including chlorine (bleach). Meat, Grease, and Fats Cleaning Solution Your Meat pH Tester comes with cleaning solution that has been engineered to keep your electrode free from oils and protiens found in meat and meat products. This concentrated combination of detergents cleans your tester quickly and effectively so that your tester stays in optimum condition. pH 4 & 7 Buffer Sachets When performing a pH calibration it is important that the correct buffers are used. We include some start buffers to get you going. The single-use sachets are individually sealed so you use fresh buffer each time you calibrate. Storage Solution Proper storage of your electrode will ensure reliable measurements and a longer electrode life. Our storage solution is specially formulated to keep the pH glass hydrated while minimizing organic growth. Manual : Download Specification : Product Name Foodcare Meat pH Tester – HI981036 Quote Required Yes pH Range 0.00 to 12.00 pH pH Resolution 0.01 pH pH Accuracy ±0.05 pH @ 25 °C / 77 °F pH Calibration automatic one or two-point with standard buffers (pH 4.01 and 7.01) pH Electrode pH electrode with conical tip and removable sleeve junction Automatic Shut-Off user selectable Battery Type/Life CR2032 lithium ion battery (1) / approximately 1000 hours of continuous use Environment 0 to 50°C (32 to 122°F); RH 95% max Dimensions 50 x 148 x 21 mm (2 x 5.8 x 0.9”) Weight 43 g (1.5 oz.) Ordering Information HI981036 is supplied with built in Meat pH electrode, HI70004 pH 4.01 buffer solution sachet (2), HI70007 pH 7.01 buffer solution sachet (2), HI700630 acid cleaning solution for meat grease and fats sachet (2), HI9071 bridge electrolyte gel, HI9072 storage solution (13 ml), instruction manual, instrument quality certificate, and plastic carrying case. | <div aria-labelledby="tab-title-description" class="woocommerce-Tabs-panel woocommerce-Tabs-panel--description panel entry-content active" id="tab-description" role="tabpanel"> <div class="short-description"> <div class="std"> <p><span style="color: #000000;"><strong>HI981036 </strong>เครื่องวัดกรด-ด่างเนื้อสัตว์แบรนด์ Hanna Instrument วัดค่า pH แบบพกพาเหมาะสำหรับวัดค่าความเป็นกรด-ด่างในเนื้อสัตว์ หัววัดทำจาก Polyvinylidene fluoride (PVDF) ซึ่งเป็นพลาสติกเกรดสำหรับอาหารและทนต่อการกัดกร่อนทางเคมีและต้านทานการเจริญเติบโตของเชื้อรา</span></p> <p>– ความละเอียด 0.01 พร้อมความแม่นยำ pH ±0.05<br/> – อิเล็กโทรดพิเศษสำหรับการตรวจสอบค่า pH เฉพาะจุดระหว่างการแปรรูปเนื้อสัตว์<br/> – มาพร้อมทุกสิ่งที่จำเป็นเพื่อเริ่มการวัดได้ทันที</p> <p>The HI981036 Meat pH Tester has been carefully designed to take direct pH measurements during meat processing. The built-in probe features an open reference junction, conical glass tip, and a removable sleeve design, making it ideal for measuring the pH of meat.</p> </div> </div> <ul class="atf-features"> <li><span style="color: #000000;">0.01 resolution with ±0.05 pH accuracy</span></li> <li><span style="color: #000000;">Specialized electrode for spot checking the pH during meat processing </span></li> <li><span style="color: #000000;">Comes with everything necessary to start measuring right away </span></li> </ul> <div class="prod-view-details-container"> <div class="prod-view-details-right"> <h3><span style="color: #000000;"><strong><span style="font-size: 85%;">Better Features for Better Testing</span></strong></span></h3> <p><span style="color: #000000;">An onscreen stability indicator ensures confidence in your results. The selectable auto-off feature prolongs battery life for peace-of-mind and energy savings if the meter is accidentally left on.</span></p> <h3><span style="color: #000000;"><strong><span style="font-size: 85%;">Pocket Sized</span></strong></span></h3> <p><span style="color: #000000;">The compact size makes the Meat pH Tester ideal for on-the-go testing. A large LCD display provides at-a-glance readings from any angle and single button operation streamlines the testing process for any user.</span></p> <h3><span style="color: #000000;"><strong><span style="font-size: 85%;">Long Battery Life</span></strong></span></h3> <p><span style="color: #000000;">The included CR2032 Li-ion battery provides up to 1000 hours of continuous use. When the battery needs changing, a blinking icon battery icon will notify you so you never miss a measurement.</span></p> </div> </div> <div class="prod-view-details-container"> <div class="prod-view-details-right"> <p class="p1"><span style="color: #000000;"><img alt="" class="aligncenter" decoding="async" height="202" loading="lazy" src="https://hanna-worldwide.com/media/wysiwyg/FC2053-Cap-circle.jpg" width="202"/></span></p> <h4><span style="font-size: 110%; color: #000000;"><strong>Unique Open Junction with Removable Sleeve</strong></span></h4> <p><span style="color: #000000;">The outer junction is protected by a sleeve that can be removed to clean the junction. Electrolyte can be added to refresh the junction, improving the pH measurement and extending the life of the electrode. </span></p> <p><span style="color: #000000;"><img alt="" class="aligncenter" decoding="async" height="214" loading="lazy" src="https://hanna-worldwide.com/media/wysiwyg/fc202x-conical-tip.png" width="214"/><strong><span style="font-size: 110%;">Conical Glass Tip</span></strong></span><span style="color: #000000;">The conical shaped tip design allows for direct penetration into meat and meat products.</span></p> <p><span style="color: #000000;"><img alt="" class="aligncenter" decoding="async" height="200" loading="lazy" src="https://hanna-worldwide.com/media/wysiwyg/pvdf-body.png" width="200"/><strong style="font-size: 110%;">PVDF Body</strong></span><span style="color: #000000;">Polyvinylidene fluoride (PVDF) is a durable food-grade plastic that is resistant to most chemicals and solvents used for disinfection, including chlorine (bleach).</span></p> </div> </div> <div class="prod-view-details-container"> <div class="prod-view-details-left"><span style="font-size: 22.68px; color: #000000;"><strong><span style="font-size: 85%;">Meat, Grease, and Fats Cleaning Solution</span></strong></span></div> <div class="prod-view-details-right"> <p><span style="color: #000000;">Your Meat pH Tester comes with cleaning solution that has been engineered to keep your electrode free from oils and protiens found in meat and meat products. This concentrated combination of detergents cleans your tester quickly and effectively so that your tester stays in optimum condition.</span></p> <h3><span style="color: #000000; font-size: 85%;"><strong>pH 4 &amp; 7 Buffer Sachets</strong></span></h3> <p><span style="color: #000000;">When performing a pH calibration it is important that the correct buffers are used. We include some start buffers to get you going. The single-use sachets are individually sealed so you use fresh buffer each time you calibrate. </span></p> <h3><span style="color: #000000;"><strong><span style="font-size: 85%;">Storage Solution</span></strong></span></h3> <p><span style="color: #000000;">Proper storage of your electrode will ensure reliable measurements and a longer electrode life. Our storage solution is specially formulated to keep the pH glass hydrated while minimizing organic growth.</span></p> <p><span style="font-size: 110%; color: #000000;"><strong>Manual : <a href="https://hanna-worldwide.com/mwdownloads/download/link/id/210" style="color: #000000;">Download</a></strong></span></p> <p><span style="font-size: 110%; color: #000000;"><strong>Specification : </strong></span></p> <table> <tbody> <tr> <td width="160"><span style="color: #000000;"><strong>Product Name</strong></span></td> <td width="441"><span style="color: #000000;"><strong>Foodcare Meat pH Tester – HI981036</strong></span></td> </tr> <tr> <td width="160"><span style="color: #000000;"><strong>Quote Required</strong></span></td> <td width="441"><span style="color: #000000;"><strong>Yes</strong></span></td> </tr> <tr> <td width="160"><span style="color: #000000;"><strong>pH Range</strong></span></td> <td width="441"><span style="color: #000000;"><strong>0.00 to 12.00 pH</strong></span></td> </tr> <tr> <td width="160"><span style="color: #000000;"><strong>pH Resolution</strong></span></td> <td width="441"><span style="color: #000000;"><strong>0.01 pH</strong></span></td> </tr> <tr> <td width="160"><span style="color: #000000;"><strong>pH Accuracy</strong></span></td> <td width="441"><span style="color: #000000;"><strong>±0.05 pH @ 25 °C / 77 °F</strong></span></td> </tr> <tr> <td width="160"><span style="color: #000000;"><strong>pH Calibration</strong></span></td> <td width="441"><span style="color: #000000;"><strong>automatic one or two-point with standard buffers (pH 4.01 and 7.01)</strong></span></td> </tr> <tr> <td width="160"><span style="color: #000000;"><strong>pH Electrode</strong></span></td> <td width="441"><span style="color: #000000;"><strong>pH electrode with conical tip and removable sleeve junction</strong></span></td> </tr> <tr> <td width="160"><span style="color: #000000;"><strong>Automatic Shut-Off</strong></span></td> <td width="441"><span style="color: #000000;"><strong>user selectable</strong></span></td> </tr> <tr> <td width="160"><span style="color: #000000;"><strong>Battery Type/Life</strong></span></td> <td width="441"><span style="color: #000000;"><strong>CR2032 lithium ion battery (1) / approximately 1000 hours of continuous use</strong></span></td> </tr> <tr> <td width="160"><span style="color: #000000;"><strong>Environment</strong></span></td> <td width="441"><span style="color: #000000;"><strong>0 to 50°C (32 to 122°F); RH 95% max</strong></span></td> </tr> <tr> <td width="160"><span style="color: #000000;"><strong>Dimensions</strong></span></td> <td width="441"><span style="color: #000000;"><strong>50 x 148 x 21 mm (2 x 5.8 x 0.9”)</strong></span></td> </tr> <tr> <td width="160"><span style="color: #000000;"><strong>Weight</strong></span></td> <td width="441"><span style="color: #000000;"><strong>43 g (1.5 oz.)</strong></span></td> </tr> <tr> <td width="160"><span style="color: #000000;"><strong>Ordering Information</strong></span></td> <td width="441"><span style="color: #000000;"><strong>HI981036 is supplied with built in Meat pH electrode, HI70004 pH 4.01 buffer solution sachet (2), HI70007 pH 7.01 buffer solution sachet (2), HI700630 acid cleaning solution for meat grease and fats sachet (2), HI9071 bridge electrolyte gel, HI9072 storage solution (13 ml), instruction manual, instrument quality certificate, and plastic carrying case.</strong></span></td> </tr> </tbody> </table> </div> </div> </div> | ไม่มี | ไม่มี | https://www.hannathailand.com/wp-content/uploads/2023/11/hi981036-meat-ph-tester-new.jpg | เครื่องวัดปริมาณแอมโมเนีย ช่วงสูง รุ่น HI733 , เครื่องวัดปริมาณฟอสเฟต ช่วงสูง รุ่น HI717 , น้ำยามาตรฐานสอบเทียบ , เครื่องวัดปริมาณโครเมี่ยม ช่วงสูง รุ่น HI723 , เครื่องวัดปริมาณไอโอดีน รุ่น HI718 , เครื่องวัดสีในน้ำตัวอย่าง HI727 , สารละลายมาตรฐานความขุ่น 20 NTU , เครื่องวัดปริมาณฟลูออไรด์ ช่วงต่ำ รุ่น HI729 | <a class="woocommerce-LoopProduct-link woocommerce-loop-product__link" href="https://www.hannathailand.com/product/hi733-checker-hc-ammonia-hr/">เครื่องวัดปริมาณแอมโมเนีย ช่วงสูง รุ่น HI733</a> , <a class="woocommerce-LoopProduct-link woocommerce-loop-product__link" href="https://www.hannathailand.com/product/hi717-checker-hc-phosphate-hr/">เครื่องวัดปริมาณฟอสเฟต ช่วงสูง รุ่น HI717</a> , <a class="woocommerce-LoopProduct-link woocommerce-loop-product__link" href="https://www.hannathailand.com/product/hi9828-25/">น้ำยามาตรฐานสอบเทียบ</a> , <a class="woocommerce-LoopProduct-link woocommerce-loop-product__link" href="https://www.hannathailand.com/product/hi723-checker-hc-chromium-vi-hr/">เครื่องวัดปริมาณโครเมี่ยม ช่วงสูง รุ่น HI723</a> , <a class="woocommerce-LoopProduct-link woocommerce-loop-product__link" href="https://www.hannathailand.com/product/hi718-checker-hc-iodine/">เครื่องวัดปริมาณไอโอดีน รุ่น HI718</a> , <a class="woocommerce-LoopProduct-link woocommerce-loop-product__link" href="https://www.hannathailand.com/product/hi727-checker-hc-color-of-water/">เครื่องวัดสีในน้ำตัวอย่าง HI727</a> , <a class="woocommerce-LoopProduct-link woocommerce-loop-product__link" href="https://www.hannathailand.com/product/hi93102-20/">สารละลายมาตรฐานความขุ่น 20 NTU</a> , <a class="woocommerce-LoopProduct-link woocommerce-loop-product__link" href="https://www.hannathailand.com/product/hi729-checker-hc-fluoride-lr/">เครื่องวัดปริมาณฟลูออไรด์ ช่วงต่ำ รุ่น HI729</a> | https://www.hannathailand.com/wp-content/uploads/2023/11/hi981036-meat-ph-tester-new-600x600.jpg , https://www.hannathailand.com/wp-content/uploads/2023/11/hi981036-meat-ph-tester-battery-compartment_1-600x600.jpg , https://www.hannathailand.com/wp-content/uploads/2023/11/hi981036-meat-ph-tester-lean-new-tip_1-600x600.jpg , https://www.hannathailand.com/wp-content/uploads/2023/11/981036-ust2-600x600.jpg , https://www.hannathailand.com/wp-content/uploads/2022/06/miniphotometerfurammoniumhoch2418_11-600x600.jpg , https://www.hannathailand.com/wp-content/uploads/2022/06/miniphotometerfurphosphathoch827_11-600x600.jpg , https://www.hannathailand.com/wp-content/uploads/2021/07/8-500x500.jpg , https://www.hannathailand.com/wp-content/uploads/2022/06/miniphotometerfurchromvihoch839_11-600x600.jpg , https://www.hannathailand.com/wp-content/uploads/2022/06/miniphotometerfuriod829_11-600x600.jpg , https://www.hannathailand.com/wp-content/uploads/2022/06/miniphotometerfurfarbe843_11-600x600.jpg , https://www.hannathailand.com/wp-content/uploads/2021/07/9-500x500.jpg , https://www.hannathailand.com/wp-content/uploads/2022/06/miniphotometerfurfluoridniedrig844_11-600x600.jpg
19 | เครื่องวัดค่ากรด-ด่าง แบบพกพา สำหรับแป้งโดว์ รุ่น HI981038 | สินค้าทั้งหมด , อุตสาหกรรมอาหาร | https://www.hannathailand.com/product-category/food-industry/ | https://www.hannathailand.com/product/hi981038/ | HI981038 | 6,420.00 | น้ำหนัก 0.042 กก. ขนาด 5 × 2.1 × 12.9 เซนติเมตร | <div aria-labelledby="tab-title-additional_information" class="woocommerce-Tabs-panel woocommerce-Tabs-panel--additional_information panel entry-content" id="tab-additional_information" role="tabpanel"> <table class="woocommerce-product-attributes shop_attributes"> <tr class="woocommerce-product-attributes-item woocommerce-product-attributes-item--weight"> <th class="woocommerce-product-attributes-item__label">น้ำหนัก</th> <td class="woocommerce-product-attributes-item__value">0.042 กก.</td> </tr> <tr class="woocommerce-product-attributes-item woocommerce-product-attributes-item--dimensions"> <th class="woocommerce-product-attributes-item__label">ขนาด</th> <td class="woocommerce-product-attributes-item__value">5 × 2.1 × 12.9 เซนติเมตร</td> </tr> </table> </div> | HI981038 Foodcare Bread and Dough pH tester เป็นเครื่องวัดค่า pH ที่ออกแบบมาเฉพาะสำหรับการวัดค่า pH ระหว่างแป้งและขั้นตอนการทำขนมปัง คุณภาพสูง เครื่องวัดนี้มีคุณสมบัติขั้นสูงมากมาย รวมถึงอิเล็กโทรดวัดค่า pH ที่ออกแบบมาสำหรับขนมปังและแป้งโดยเฉพาะ มีย่านการวัด pH ระหว่าง 0.00 ถึง 12.00 pH ด้วยความถูกต้อง ±0.05 pH ค่าความละเอียด 0.01 pH คุณภาพสูงมาพร้อมกับใบรับรองการสอบเทียบ (Certificate) The HI981038 Foodcare Bread and Dough pH tester is an application-specific designed pH tester for the measurement of pH during the dough and bread-making process. This meter offers many advanced features including a pH electrode designed specifically for bread and dough. Description : • pH Electrode with open junction · The pH electrode of this tester uses an open outer junction design. The open junction is more resistant to clogging when the probe is inserted into solids and semisolids than pH electrodes that use ceramic or other porous materials. • Low temperature (LT) glass · The pH glass tip uses a special low temperature (LT) glass formulation with a lower resistance of approximately 50 Megaohms compared to general purpose (GP) with a resistance of about 100 Megaohms. This is beneficial when measuring food products at lower temperatures in order to have the ideal resistance for the measuring circuit. • Conical tip · Allows for easy penetration into solids and semisolids, which is needed when wanting to take a direct measurement in bread or dough. • PVDF body · Polyvinylidene Fluoride (PVDF) is a food grade plastic that is resistant to most chemicals and solvents, including sodium hypochlorite. It has high abrasion resistance, mechanical strength, and resistance to ultraviolet. PVDF is also resistant to fungal growth • Large LCD · An enhanced LCD displays the measurement reading, stability indicator, low battery indicator, and calibration tags. • Automatic calibration · Calibrated automatically to one or two points. The calibration buffers are automatically recognized and after calibration the buffer values used are shown on the display. • Automatic temperature compensation • Stability indicator · An hourglass indicator is displayed on the LCD until a stable reading is obtained. Once a reading stabilizes, the indicator disappears and a reading can be taken. • Automatic shut-off · The meter can be set to automatically turn off after 8 minutes or 60 minutes to conserve battery life in the event that the meter is left on. The auto-off feature can also be disabled. Specification : Range 0.00 to 12.00 pH Resolution 0.01 pH Accuracy (@25°C/77°F) ±0.05 pH Calibration automatic, one or two-point Temperature Compensation automatic, 0 to 50°C (32 to 122°F) Glass Type LT (low temperature) Battery Type / Life CR2032 Li-ion / approx.800 hours of continuous use Auto-off 8 minutes, 60 minutes, or can be disabled Environment 0 to 50°C (32 to 122°F); RH 95% max Dimension 50 x 129 x 21 mm (2 x 5.1 x 0.9“) Weight 42 g (1.5 oz.) Ordering Information HI981038 is supplied with pH 4.01 buffer solution sachets (2), pH 7.01 buffer solution sachets (2), electrode cleaning and disinfection solution for bread and dough deposits (2), electrode storage solution, CR2032 3V Li-ion battery, quality certificate, and instruction manual. | <div aria-labelledby="tab-title-description" class="woocommerce-Tabs-panel woocommerce-Tabs-panel--description panel entry-content active" id="tab-description" role="tabpanel"> <p>HI981038 Foodcare Bread and Dough pH tester เป็นเครื่องวัดค่า pH ที่ออกแบบมาเฉพาะสำหรับการวัดค่า pH ระหว่างแป้งและขั้นตอนการทำขนมปัง คุณภาพสูง<br/> เครื่องวัดนี้มีคุณสมบัติขั้นสูงมากมาย รวมถึงอิเล็กโทรดวัดค่า pH ที่ออกแบบมาสำหรับขนมปังและแป้งโดยเฉพาะ มีย่านการวัด pH ระหว่าง 0.00 ถึง 12.00 pH ด้วยความถูกต้อง ±0.05 pH ค่าความละเอียด 0.01 pH คุณภาพสูงมาพร้อมกับใบรับรองการสอบเทียบ (Certificate)</p> <p> </p> <p><span style="color: #000000; font-size: 100%;"><strong>The HI981038 Foodcare Bread and Dough pH tester is an application-specific designed pH tester for the measurement of pH during the dough and bread-making process. This meter offers many advanced features including a pH electrode designed specifically for bread and dough.</strong></span></p> <p><span style="color: #000000;"><strong><span style="font-size: 120%;">Description :</span></strong></span></p> <p><span style="color: #000000; font-size: 100%;"><strong>• pH Electrode with open junction</strong> · The pH electrode of this tester uses an open outer junction design. The open junction is more resistant to clogging when the probe is inserted into solids and semisolids than pH electrodes that use ceramic or other porous materials. </span></p> <p><span style="color: #000000; font-size: 100%;"><strong>• Low temperature (LT) glass</strong> · The pH glass tip uses a special low temperature (LT) glass formulation with a lower resistance of approximately 50 Megaohms compared to general purpose (GP) with a resistance of about 100 Megaohms. This is beneficial when measuring food products at lower temperatures in order to have the ideal resistance for the measuring circuit. </span></p> <p><span style="color: #000000; font-size: 100%;"><strong>• Conical tip</strong> · Allows for easy penetration into solids and semisolids, which is needed when wanting to take a direct measurement in bread or dough. </span></p> <p><span style="color: #000000; font-size: 100%;"><strong>• PVDF body</strong> · Polyvinylidene Fluoride (PVDF) is a food grade plastic that is resistant to most chemicals and solvents, including sodium hypochlorite. It has high abrasion resistance, mechanical strength, and resistance to ultraviolet. PVDF is also resistant to fungal growth </span></p> <p><span style="color: #000000; font-size: 100%;"><strong>• Large LCD</strong> · An enhanced LCD displays the measurement reading, stability indicator, low battery indicator, and calibration tags. </span></p> <p><span style="color: #000000; font-size: 100%;"><strong>• Automatic calibration</strong> · Calibrated automatically to one or two points. The calibration buffers are automatically recognized and after calibration the buffer values used are shown on the display. </span></p> <p><span style="color: #000000; font-size: 100%;"><strong>• Automatic temperature compensation</strong> </span></p> <p><span style="color: #000000; font-size: 100%;"><strong>• Stability indicator</strong> · An hourglass indicator is displayed on the LCD until a stable reading is obtained. Once a reading stabilizes, the indicator disappears and a reading can be taken. </span></p> <p><span style="color: #000000; font-size: 100%;"><strong>• Automatic shut-off</strong> · The meter can be set to automatically turn off after 8 minutes or 60 minutes to conserve battery life in the event that the meter is left on. The auto-off feature can also be disabled. </span></p> <p><span style="font-size: 120%;"><strong><span style="color: #000000;">Specification : </span></strong></span></p> <table> <tbody> <tr> <td width="170"><span style="color: #000000;"><strong>Range</strong></span></td> <td width="431"><span style="color: #000000;"><strong>0.00 to 12.00 pH</strong></span></td> </tr> <tr> <td width="170"><span style="color: #000000;"><strong>Resolution</strong></span></td> <td width="431"><span style="color: #000000;"><strong>0.01 pH</strong></span></td> </tr> <tr> <td width="170"><span style="color: #000000;"><strong>Accuracy (@25°C/77°F)</strong></span></td> <td width="431"><span style="color: #000000;"><strong>±0.05 pH</strong></span></td> </tr> <tr> <td width="170"><span style="color: #000000;"><strong>Calibration</strong></span></td> <td width="431"><span style="color: #000000;"><strong>automatic, one or two-point</strong></span></td> </tr> <tr> <td width="170"><span style="color: #000000;"><strong>Temperature Compensation</strong></span></td> <td width="431"><span style="color: #000000;"><strong>automatic, 0 to 50°C (32 to 122°F)</strong></span></td> </tr> <tr> <td width="170"><span style="color: #000000;"><strong>Glass Type</strong></span></td> <td width="431"><span style="color: #000000;"><strong>LT (low temperature)</strong></span></td> </tr> <tr> <td width="170"><span style="color: #000000;"><strong>Battery Type / Life</strong></span></td> <td width="431"><span style="color: #000000;"><strong>CR2032 Li-ion / approx.800 hours of continuous use</strong></span></td> </tr> <tr> <td width="170"><span style="color: #000000;"><strong>Auto-off</strong></span></td> <td width="431"><span style="color: #000000;"><strong>8 minutes, 60 minutes, or can be disabled</strong></span></td> </tr> <tr> <td width="170"><span style="color: #000000;"><strong>Environment</strong></span></td> <td width="431"><span style="color: #000000;"><strong>0 to 50°C (32 to 122°F); RH 95% max</strong></span></td> </tr> <tr> <td width="170"><span style="color: #000000;"><strong>Dimension</strong></span></td> <td width="431"><span style="color: #000000;"><strong>50 x 129 x 21 mm (2 x 5.1 x 0.9“)</strong></span></td> </tr> <tr> <td width="170"><span style="color: #000000;"><strong>Weight</strong></span></td> <td width="431"><span style="color: #000000;"><strong>42 g (1.5 oz.)</strong></span></td> </tr> <tr> <td width="170"><span style="color: #000000;"><strong>Ordering Information</strong></span></td> <td width="431"><span style="color: #000000;"><strong>HI981038 is supplied with pH 4.01 buffer solution sachets (2), pH 7.01 buffer solution sachets (2), electrode cleaning and disinfection solution for bread and dough deposits (2), electrode storage solution, CR2032 3V Li-ion battery, quality certificate, and instruction manual.</strong></span></td> </tr> </tbody> </table> </div> | ไม่มี | ไม่มี | https://www.hannathailand.com/wp-content/uploads/2023/11/hi98103x_dough-ph-tester_kaxxfo5krghuzzwh.jpg | เครื่องวัดปริมาณนิกเกิล ช่วงสูง รุ่น HI726 , เครื่องวัดปริมาณไนไตรท์ ช่วงต่ำ รุ่น HI707 , เครื่องวัดปริมาณฟอสเฟต ช่วงสูง รุ่น HI717 , เซ็นเซอร์วัดออกซิเจนในน้ำสำหรับ HI9829 มัลติพารามิเตอร์ , เครื่องวัดปริมาณซิลิกา ช่วงต่ำ ในตัวอย่างน้ำ รุ่น HI705 , น้ำยามาตรฐานสำหรับค่าโซเดียม , สารละลายมาตรฐานความขุ่น 20 NTU , เครื่องวัดปริมาณฟอสเฟต ช่วงต่ำ รุ่น HI713 | <a class="woocommerce-LoopProduct-link woocommerce-loop-product__link" href="https://www.hannathailand.com/product/hi726-checker-hc-nickel-hr/">เครื่องวัดปริมาณนิกเกิล ช่วงสูง รุ่น HI726</a> , <a class="woocommerce-LoopProduct-link woocommerce-loop-product__link" href="https://www.hannathailand.com/product/hi707-checker-hc-nitrite-lr/">เครื่องวัดปริมาณไนไตรท์ ช่วงต่ำ รุ่น HI707</a> , <a class="woocommerce-LoopProduct-link woocommerce-loop-product__link" href="https://www.hannathailand.com/product/hi717-checker-hc-phosphate-hr/">เครื่องวัดปริมาณฟอสเฟต ช่วงสูง รุ่น HI717</a> , <a class="woocommerce-LoopProduct-link woocommerce-loop-product__link" href="https://www.hannathailand.com/product/hi7609829-2/">เซ็นเซอร์วัดออกซิเจนในน้ำสำหรับ HI9829 มัลติพารามิเตอร์</a> , <a class="woocommerce-LoopProduct-link woocommerce-loop-product__link" href="https://www.hannathailand.com/product/hi705-checker-hc-silica-lr/">เครื่องวัดปริมาณซิลิกา ช่วงต่ำ ในตัวอย่างน้ำ รุ่น HI705</a> , <a class="woocommerce-LoopProduct-link woocommerce-loop-product__link" href="https://www.hannathailand.com/product/hi7090l/">น้ำยามาตรฐานสำหรับค่าโซเดียม</a> , <a class="woocommerce-LoopProduct-link woocommerce-loop-product__link" href="https://www.hannathailand.com/product/hi93102-20/">สารละลายมาตรฐานความขุ่น 20 NTU</a> , <a class="woocommerce-LoopProduct-link woocommerce-loop-product__link" href="https://www.hannathailand.com/product/hi713-checker-hc-phosphate-lr/">เครื่องวัดปริมาณฟอสเฟต ช่วงต่ำ รุ่น HI713</a> | https://www.hannathailand.com/wp-content/uploads/2023/11/hi98103x_dough-ph-tester_kaxxfo5krghuzzwh-600x600.jpg , https://www.hannathailand.com/wp-content/uploads/2023/11/620f2d74f3171615043592-600x600.jpeg , https://www.hannathailand.com/wp-content/uploads/2023/11/bread-and-dough-ph-tester-600x600.jpeg , https://www.hannathailand.com/wp-content/uploads/2023/11/hi98103x_dough-ph-tester_lean_ar3dlpcrku2rfhj5-600x600.jpg , https://www.hannathailand.com/wp-content/uploads/2022/06/miniphotometerfurnickelhoch841_11-600x600.jpg , https://www.hannathailand.com/wp-content/uploads/2022/06/hi707400-600x600.jpg , https://www.hannathailand.com/wp-content/uploads/2022/06/miniphotometerfurphosphathoch827_11-600x600.jpg , https://www.hannathailand.com/wp-content/uploads/2021/07/5-500x500.jpg , https://www.hannathailand.com/wp-content/uploads/2022/06/hi705400-600x600.jpg , https://www.hannathailand.com/wp-content/uploads/2021/07/12-500x500.jpg , https://www.hannathailand.com/wp-content/uploads/2021/07/9-500x500.jpg , https://www.hannathailand.com/wp-content/uploads/2022/06/hi713_lg51caffcdce23e-600x600.jpg
20 | เครื่องวัดค่ากรด-ด่าง แบบภาคสนาม รุ่น HI8424 | สินค้าทั้งหมด , อุตสาหกรรมทั่วไป , อุตสาหกรรมอาหาร , เครื่องวัดความเป็นกรด-ด่าง/โออาร์พี , แบบภาคสนาม | https://www.hannathailand.com/product-category/ph-meter/fieldwork/ | https://www.hannathailand.com/product/hi8424/ | HI8424 | 20,865.00 | น้ำหนัก 0.18 กก. ขนาด 7.6 × 4.5 × 16.4 เซนติเมตร | <div aria-labelledby="tab-title-additional_information" class="woocommerce-Tabs-panel woocommerce-Tabs-panel--additional_information panel entry-content" id="tab-additional_information" role="tabpanel"> <table class="woocommerce-product-attributes shop_attributes"> <tr class="woocommerce-product-attributes-item woocommerce-product-attributes-item--weight"> <th class="woocommerce-product-attributes-item__label">น้ำหนัก</th> <td class="woocommerce-product-attributes-item__value">0.18 กก.</td> </tr> <tr class="woocommerce-product-attributes-item woocommerce-product-attributes-item--dimensions"> <th class="woocommerce-product-attributes-item__label">ขนาด</th> <td class="woocommerce-product-attributes-item__value">7.6 × 4.5 × 16.4 เซนติเมตร</td> </tr> </table> </div> | HI8424 เครื่องวัด pH ORP Meter และอุณหภูมิแบรนด์ Hanna เป็นเครื่องวัด pH และ ORP แบบ 3 in 1 ปรับเทียบอัตโนมัติเป็นหนึ่งหรือสองจุดกับค่าบัฟเฟอร์ที่ตั้งโปรแกรมไว้ 3 ค่า (ค่า pH 4.01 7.01 และ 10.01) เหมาะสำหรับมืออาชีพที่จำเป็นต้องตรวจสอบคุณภาพน้ำ HI8424 ใช้หัววัด Electrode แบบขั้วต่อ BNC เพื่อให้สามารถใช้หัววัด pH และ ORP ได้หลากหลายรุ่น หัววัดอุณหภูมิแยกจากกัน การออกแบบกันน้ำขนาดกะทัดรัด การชดเชยอุณหภูมิอัตโนมัติ (ATC) การสอบเทียบอัตโนมัติหนึ่งหรือสองจุด The HI8424 General Purpose pH/mV Meter is a highly accurate compact, waterproof, portable meter with a separate temperature probe for temperature compensated pH measurement.This meter has a BNC connection and can be used with many BNC style pH and ORP electrodes. Compact waterproof design Automatic Temperature Compensation (ATC) Automatic one or two-point calibration Features Waterproof, heavy duty casing protects against water that would damage the electronics Automatic calibration to one or two points to standard buffer values (pH 4.01, 7.01, and 10.01) Automatic shutoff after 20 minutes to conserve battery life. Low battery indicator is displayed when the battery life is at 5% High resolution/accuracy mV range, switching resolution automatically from 1 mV to 0.1 mV when ORP readings are between -699.9 to +699.9 mV. The accuracy within this range is ±0.2 mV. Comes complete with a protective carrying case, PEI plastic body pH electrode, stainless steel temperature probe, calibration buffer sachets, and cleaning solution sachets Manual : Download Specification : Product Name Portable pH/mV Meter – HI8424 Quote Required Yes pH Range -2.00 to 16.00 pH pH Resolution 0.01 pH pH Accuracy ±0.01 pH pH Calibration automatic, at one or two points with three standard buffers (4.01, 7.01,10.01) pH Input impedance 10¹² Ohms mV Range ±699.9 mV; ±1999 mV mV Resolution 0.1 mV; 1 mV mV Accuracy ±0.2 mV; ±1 mV Temperature Range -20.0 to 120.0°C / -4.0 to 248.0°F Temperature Resolution 0.1°C / 0.1°F Temperature Accuracy ±0.4°C; ±0.8°F Temperature Compensation automatic from -20.0 to 120.0ºC (-4.0 to 248.0ºF) or manual without temperature probe connected pH Electrode HI1230B PEI body pH probe with BNC connector and 1 m (3.3’) cable (included) Temperature Probe HI7662 stainless steel temperature probe with 1 m (3.3’) cable (included) Automatic Shut-Off after 20 minutes of non-use (can be disabled) Battery Type/Life 9V / approximately 150 hours of continuous use Environment 0 to 50°C (32 to 122°F); RH max 100% Dimensions 164 x 76 x 45 mm (6.5 x 3.0 x 1.8”) Weight 180 g (6.3oz.) Ordering Information HI8424 is supplied with HI1230B pH electrode, HI7662 temperature probe, HI70004 pH 4.01 buffer solution sachet, HI70007 pH 7.01 buffer solution sachet, HI700601 electrode cleaning solution sachets (2), battery, protective case and instructions. | <div aria-labelledby="tab-title-description" class="woocommerce-Tabs-panel woocommerce-Tabs-panel--description panel entry-content active" id="tab-description" role="tabpanel"> <p><span style="color: #000000;"><strong>HI8424</strong> เครื่องวัด pH ORP Meter และอุณหภูมิแบรนด์ Hanna เป็นเครื่องวัด pH และ ORP แบบ 3 in 1 ปรับเทียบอัตโนมัติเป็นหนึ่งหรือสองจุดกับค่าบัฟเฟอร์ที่ตั้งโปรแกรมไว้ 3 ค่า (ค่า pH 4.01 7.01 และ 10.01) เหมาะสำหรับมืออาชีพที่จำเป็นต้องตรวจสอบคุณภาพน้ำ HI8424 ใช้หัววัด Electrode แบบขั้วต่อ BNC เพื่อให้สามารถใช้หัววัด pH และ ORP ได้หลากหลายรุ่น หัววัดอุณหภูมิแยกจากกัน<br/> </span></p> <ul> <li>การออกแบบกันน้ำขนาดกะทัดรัด</li> <li>การชดเชยอุณหภูมิอัตโนมัติ (ATC)</li> <li>การสอบเทียบอัตโนมัติหนึ่งหรือสองจุด</li> </ul> <p><span style="color: #000000;"><br/> The HI8424 General Purpose pH/mV Meter is a highly accurate compact, waterproof, portable meter with a separate temperature probe for temperature compensated pH measurement.This meter has a BNC connection and can be used with many BNC style pH and ORP electrodes.</span></p> <ul> <li><span style="color: #000000;">Compact waterproof design</span></li> <li><span style="color: #000000;">Automatic Temperature Compensation (ATC)</span></li> <li><span style="color: #000000;">Automatic one or two-point calibration</span></li> </ul> <h2><span style="font-size: 85%; color: #000000;"><strong>Features</strong></span></h2> <p><span style="color: #000000;">Waterproof, heavy duty casing protects against water that would damage the electronics</span></p> <p><span style="color: #000000;">Automatic calibration to one or two points to standard buffer values (pH 4.01, 7.01, and 10.01)</span></p> <p><span style="color: #000000;">Automatic shutoff after 20 minutes to conserve battery life.</span></p> <p><span style="color: #000000;">Low battery indicator is displayed when the battery life is at 5%</span></p> <p><span style="color: #000000;">High resolution/accuracy mV range, switching resolution automatically from 1 mV to 0.1 mV when ORP readings are between -699.9 to +699.9 mV. The accuracy within this range is ±0.2 mV.</span></p> <p><span style="color: #000000;">Comes complete with a protective carrying case, PEI plastic body pH electrode, stainless steel temperature probe, calibration buffer sachets, and cleaning solution sachets</span></p> <p><span style="font-size: 130%; color: #000000;"><strong>Manual : <a href="https://hanna-worldwide.com/mwdownloads/download/link/id/267" style="color: #000000;">Download</a></strong></span></p> <p><span style="font-size: 130%; color: #000000;"><strong>Specification :</strong></span></p> <table> <tbody> <tr> <td width="170"><span style="color: #000000;"><strong>Product Name</strong></span></td> <td width="431"><span style="color: #000000;"><strong>Portable pH/mV Meter – HI8424</strong></span></td> </tr> <tr> <td width="170"><span style="color: #000000;"><strong>Quote Required</strong></span></td> <td width="431"><span style="color: #000000;"><strong>Yes</strong></span></td> </tr> <tr> <td width="170"><span style="color: #000000;"><strong>pH Range</strong></span></td> <td width="431"><span style="color: #000000;"><strong>-2.00 to 16.00 pH</strong></span></td> </tr> <tr> <td width="170"><span style="color: #000000;"><strong>pH Resolution</strong></span></td> <td width="431"><span style="color: #000000;"><strong>0.01 pH</strong></span></td> </tr> <tr> <td width="170"><span style="color: #000000;"><strong>pH Accuracy</strong></span></td> <td width="431"><span style="color: #000000;"><strong>±0.01 pH</strong></span></td> </tr> <tr> <td width="170"><span style="color: #000000;"><strong>pH Calibration</strong></span></td> <td width="431"><span style="color: #000000;"><strong>automatic, at one or two points with three standard buffers (4.01, 7.01,10.01)</strong></span></td> </tr> <tr> <td width="170"><span style="color: #000000;"><strong>pH Input impedance</strong></span></td> <td width="431"><span style="color: #000000;"><strong>10¹² Ohms</strong></span></td> </tr> <tr> <td width="170"><span style="color: #000000;"><strong>mV Range</strong></span></td> <td width="431"><span style="color: #000000;"><strong>±699.9 mV; ±1999 mV</strong></span></td> </tr> <tr> <td width="170"><span style="color: #000000;"><strong>mV Resolution</strong></span></td> <td width="431"><span style="color: #000000;"><strong>0.1 mV; 1 mV</strong></span></td> </tr> <tr> <td width="170"><span style="color: #000000;"><strong>mV Accuracy</strong></span></td> <td width="431"><span style="color: #000000;"><strong>±0.2 mV; ±1 mV</strong></span></td> </tr> <tr> <td width="170"><span style="color: #000000;"><strong>Temperature Range</strong></span></td> <td width="431"><span style="color: #000000;"><strong>-20.0 to 120.0°C / -4.0 to 248.0°F</strong></span></td> </tr> <tr> <td width="170"><span style="color: #000000;"><strong>Temperature Resolution</strong></span></td> <td width="431"><span style="color: #000000;"><strong>0.1°C / 0.1°F</strong></span></td> </tr> <tr> <td width="170"><span style="color: #000000;"><strong>Temperature Accuracy</strong></span></td> <td width="431"><span style="color: #000000;"><strong>±0.4°C; ±0.8°F</strong></span></td> </tr> <tr> <td width="170"><span style="color: #000000;"><strong>Temperature Compensation</strong></span></td> <td width="431"><span style="color: #000000;"><strong>automatic from -20.0 to 120.0ºC (-4.0 to 248.0ºF) or manual without temperature probe connected</strong></span></td> </tr> <tr> <td width="170"><span style="color: #000000;"><strong>pH Electrode</strong></span></td> <td width="431"><span style="color: #000000;"><strong>HI1230B PEI body pH probe with BNC connector and 1 m (3.3’) cable (included)</strong></span></td> </tr> <tr> <td width="170"><span style="color: #000000;"><strong>Temperature Probe</strong></span></td> <td width="431"><span style="color: #000000;"><strong>HI7662 stainless steel temperature probe with 1 m (3.3’) cable (included)</strong></span></td> </tr> <tr> <td width="170"><span style="color: #000000;"><strong>Automatic Shut-Off</strong></span></td> <td width="431"><span style="color: #000000;"><strong>after 20 minutes of non-use (can be disabled)</strong></span></td> </tr> <tr> <td width="170"><span style="color: #000000;"><strong>Battery Type/Life</strong></span></td> <td width="431"><span style="color: #000000;"><strong>9V / approximately 150 hours of continuous use</strong></span></td> </tr> <tr> <td width="170"><span style="color: #000000;"><strong>Environment</strong></span></td> <td width="431"><span style="color: #000000;"><strong>0 to 50°C (32 to 122°F); RH max 100%</strong></span></td> </tr> <tr> <td width="170"><span style="color: #000000;"><strong>Dimensions</strong></span></td> <td width="431"><span style="color: #000000;"><strong>164 x 76 x 45 mm (6.5 x 3.0 x 1.8”)</strong></span></td> </tr> <tr> <td width="170"><span style="color: #000000;"><strong>Weight</strong></span></td> <td width="431"><span style="color: #000000;"><strong>180 g (6.3oz.)</strong></span></td> </tr> <tr> <td width="170"><span style="color: #000000;"><strong>Ordering Information</strong></span></td> <td width="431"><span style="color: #000000;"><strong>HI8424 is supplied with HI1230B pH electrode, HI7662 temperature probe, HI70004 pH 4.01 buffer solution sachet, HI70007 pH 7.01 buffer solution sachet, HI700601 electrode cleaning solution sachets (2), battery, protective case and instructions.</strong></span></td> </tr> </tbody> </table> </div> | ไม่มี | ไม่มี | https://www.hannathailand.com/wp-content/uploads/2023/11/hi8424_1.jpg | เครื่องควบคุมค่าความนำไฟฟ้า , เครื่องวัดค่าเหล็ก รุ่น HI721 , เครื่องวัดปริมาณนิกเกิล ช่วงสูง รุ่น HI726 , น้ำยามาตรฐานสอบเทียบ ค่ามาตรฐานความเค็ม , เซ็นเซอร์วัดออกซิเจนในน้ำสำหรับ HI9829 มัลติพารามิเตอร์ , เครื่องวัดปริมาณคลอรีนอิสระ รุ่น HI701 , เครื่องวัดปริมาณคลอรีนรวม รุ่น HI711 , เครื่องวัดปริมาณซิลิกา ช่วงต่ำ ในตัวอย่างน้ำ รุ่น HI705 | <a class="woocommerce-LoopProduct-link woocommerce-loop-product__link" href="https://www.hannathailand.com/product/hi8931cn/">เครื่องควบคุมค่าความนำไฟฟ้า</a> , <a class="woocommerce-LoopProduct-link woocommerce-loop-product__link" href="https://www.hannathailand.com/product/hi721-checker-hc-iron/">เครื่องวัดค่าเหล็ก รุ่น HI721</a> , <a class="woocommerce-LoopProduct-link woocommerce-loop-product__link" href="https://www.hannathailand.com/product/hi726-checker-hc-nickel-hr/">เครื่องวัดปริมาณนิกเกิล ช่วงสูง รุ่น HI726</a> , <a class="woocommerce-LoopProduct-link woocommerce-loop-product__link" href="https://www.hannathailand.com/product/hi7083l/">น้ำยามาตรฐานสอบเทียบ ค่ามาตรฐานความเค็ม</a> , <a class="woocommerce-LoopProduct-link woocommerce-loop-product__link" href="https://www.hannathailand.com/product/hi7609829-2/">เซ็นเซอร์วัดออกซิเจนในน้ำสำหรับ HI9829 มัลติพารามิเตอร์</a> , <a class="woocommerce-LoopProduct-link woocommerce-loop-product__link" href="https://www.hannathailand.com/product/hi701-checker-hc-free-chlorine/">เครื่องวัดปริมาณคลอรีนอิสระ รุ่น HI701</a> , <a class="woocommerce-LoopProduct-link woocommerce-loop-product__link" href="https://www.hannathailand.com/product/hi711-checker-hc-total-chlorine/">เครื่องวัดปริมาณคลอรีนรวม รุ่น HI711</a> , <a class="woocommerce-LoopProduct-link woocommerce-loop-product__link" href="https://www.hannathailand.com/product/hi705-checker-hc-silica-lr/">เครื่องวัดปริมาณซิลิกา ช่วงต่ำ ในตัวอย่างน้ำ รุ่น HI705</a> | https://www.hannathailand.com/wp-content/uploads/2023/11/hi8424_1-600x600.jpg , https://www.hannathailand.com/wp-content/uploads/2023/11/hi8424_manual-600x600.jpg , https://www.hannathailand.com/wp-content/uploads/2021/07/2-500x500.jpg , https://www.hannathailand.com/wp-content/uploads/2022/06/miniphotometerfureisen832_11-600x600.jpg , https://www.hannathailand.com/wp-content/uploads/2022/06/miniphotometerfurnickelhoch841_11-600x600.jpg , https://www.hannathailand.com/wp-content/uploads/2021/07/10-500x500.jpg , https://www.hannathailand.com/wp-content/uploads/2021/07/5-500x500.jpg , https://www.hannathailand.com/wp-content/uploads/2021/11/hi701-500x500.jpg , https://www.hannathailand.com/wp-content/uploads/2022/06/hi711_lg-600x600.jpg , https://www.hannathailand.com/wp-content/uploads/2022/06/hi705400-600x600.jpg
21 | เครื่องวัดค่ากรด-ด่าง/โออาร์พี รุ่น HI98190 (pH/ORP) | สินค้าทั้งหมด , Multiparameter Portable HI9819X , อุตสาหกรรมทั่วไป , เครื่องวัดความเป็นกรด-ด่าง/โออาร์พี , แบบภาคสนาม | https://www.hannathailand.com/product-category/ph-meter/fieldwork/ | https://www.hannathailand.com/product/%e0%b9%80%e0%b8%84%e0%b8%a3%e0%b8%b7%e0%b9%88%e0%b8%ad%e0%b8%87%e0%b8%a7%e0%b8%b1%e0%b8%94%e0%b8%84%e0%b9%88%e0%b8%b2%e0%b8%81%e0%b8%a3%e0%b8%94-%e0%b8%94%e0%b9%88%e0%b8%b2%e0%b8%87-%e0%b9%82%e0%b8%ad/ | HI98190 | 0.00 | น้ำหนัก 0.4 กก. ขนาด 18.5 × 3.52 × 9.3 เซนติเมตร | <div aria-labelledby="tab-title-additional_information" class="woocommerce-Tabs-panel woocommerce-Tabs-panel--additional_information panel entry-content" id="tab-additional_information" role="tabpanel"> <table class="woocommerce-product-attributes shop_attributes"> <tr class="woocommerce-product-attributes-item woocommerce-product-attributes-item--weight"> <th class="woocommerce-product-attributes-item__label">น้ำหนัก</th> <td class="woocommerce-product-attributes-item__value">0.4 กก.</td> </tr> <tr class="woocommerce-product-attributes-item woocommerce-product-attributes-item--dimensions"> <th class="woocommerce-product-attributes-item__label">ขนาด</th> <td class="woocommerce-product-attributes-item__value">18.5 × 3.52 × 9.3 เซนติเมตร</td> </tr> </table> </div> | HI98190 เป็นเครื่องวัดค่า pH แบบพกพาที่สมบุกสมบันพร้อมประสิทธิภาพและคุณสมบัติของแบบตั้งโต๊ะ มิเตอร์กันน้ำระดับมืออาชีพนี้เป็นไปตามมาตรฐาน IP67 และวัดค่า pH, ORP และอุณหภูมิ HI98190 มาพร้อมกับอุปกรณ์เสริมที่จำเป็นทั้งหมดเพื่อทำการวัดค่า pH/อุณหภูมิ ซึ่งรวมอยู่ในกระเป๋าพกพาที่ทนทาน The HI98190 is a rugged, portable pH meter with the performance and features of a benchtop. This professional, waterproof meter complies with IP67 standards and measures pH, ORP and temperature. The HI98190 is supplied with all necessary accessories to perform a pH/temperature measurement packaged into a durable carrying case. CAL Check™ Calibration Diagnostics Waterproof Quick Connect Ergonomic, One-Handed Operation For the measurement of pH, the HI98190 comes with an HI12963 titanium body amplified pH electrode with a built-in temperature sensor for automatic temperature compensated readings. The titanium probe body is chemically resistant to aggressive chemicals and is virtually unbreakable. The HI12963 pH/temperature electrode features a newly designed Quick Connect DIN connector that provides a simple waterproof connection without any threads. Hanna’s unique CAL Check™ feature alerts the user to potential problems during the calibration process. By comparing previous calibration data to the current calibration, the meter will alert the user with display prompts when the probe needs to be cleaned or is broken, and if the pH buffer might be contaminated. After calibration, the overall probe condition is displayed as a percentage from 0 to 100% in increments of 10%. The probe condition is affected by both the offset and slope characteristics of the pH electrode and is displayed on the measurement screen on the day of calibration and in the GLP data. Calibration can be performed up to five points with seven preprogrammed standard pH buffers and five custom ones to achieve a pH accuracy of ±0.002 with ±0.001 pH resolution. On-Screen Features Setup screen Our extensive setup screen features a host of configurable options such as time, date, temperature units and language for help screens and guides. Calibration pH calibration features detailed CAL Check™ messages. Users are guided through the calibration procedure with step-by-step on-screen instructions. GLP Comprehensive GLP functions are directly accessible by pressing the GLP key. Calibration data, including: date, time, offset, slope and buffers used in the last calibration can be reviewed. PRIMARY APPLICATIONS: Food & Beverage, Plating, Water and Wastewater, Chemical Manufacturing, Agriculture, and Environmental Manual : Download Specification SKU HI98190 Product Name Professional Waterproof Portable pH/ORP Meter – HI98190 Quote Required Yes pH Range -2.0 to 20.0 pH; -2.00 to 20.00 pH; -2.000 to 20.000 pH pH Resolution 0.1 pH; 0.01 pH; 0.001 pH pH Accuracy ±0.1; ±0.002 pH pH Calibration up to five point calibration, seven standard buffers available (1.68, 4.01, 6.86, 7.01, 9.18, 10.01, 12.45) + five custom buffers pH Temperature Compensation manual or automatic from -20.0 to 120.0°C (-4.0 to 248.0°F) pH CAL Check (electrode diagnostics) Yes pH Input impedence 10¹² Ohms mV Range ±2000 mV mV Resolution 0.1 mV mV Accuracy ±0.2 mV mV Relative Offset Yes Temperature Range -20.0 to 120.0°C (-4.0 to 248.0°F) Temperature Resolution 0.1°C (0.1°F) Temperature Accuracy ±0.4°C (±0.8°F) (excluding probe error) Temperature Compensation manual or automatic from -20.0 to 120.0°C (-4.0 to 248.0°F) pH Electrode HI12963 Titanium body, pH electrode with internal temperature sensor, quick DIN connector and 1 m (3.3’ cable) Temperature Probe integrated into pH electrode Logging Type Log-on-demand Logging Memory 200 samples (100 pH and 100 mV range) Connectivity opto-isolated USB with optional HI 92000 software and micro USB cable Automatic Shut-Off user selectable GLP Yes Calibration Timeout Reminder Yes Autoend Yes Display dot matrix LCD Battery Type/Life 1.5V AA batteries (4) / approximately 200 hours of continuous use without backlight (50 hours with backlight) Environment 0 to 50°C (32 to 122°F); RH 100% (IP67) Dimensions 185 x 93 x 35.2 mm (7.3 x 3.6 x 1.4”) Weight 400 g (14.2 oz.) Ordering Information HI98190 is supplied with HI12963 titanium body pH electrode, HI7004M pH 4.01 buffer solution (230 mL), HI7007M pH 7.01 buffer solution (230 mL), HI700601 electrode cleaning solution sachet (2 x 20 mL), 100 mL plastic beaker (2), 1.5V AA batteries (4), HI92000 PC software, HI920015 micro USB cable, instruction manual, quick start guide, instrument quality certificate, and HI720190 hard carrying case. | <div aria-labelledby="tab-title-description" class="woocommerce-Tabs-panel woocommerce-Tabs-panel--description panel entry-content active" id="tab-description" role="tabpanel"> <p>HI98190 เป็นเครื่องวัดค่า pH แบบพกพาที่สมบุกสมบันพร้อมประสิทธิภาพและคุณสมบัติของแบบตั้งโต๊ะ มิเตอร์กันน้ำระดับมืออาชีพนี้เป็นไปตามมาตรฐาน IP67 และวัดค่า pH, ORP และอุณหภูมิ HI98190 มาพร้อมกับอุปกรณ์เสริมที่จำเป็นทั้งหมดเพื่อทำการวัดค่า pH/อุณหภูมิ ซึ่งรวมอยู่ในกระเป๋าพกพาที่ทนทาน</p> <p>The HI98190 is a rugged, portable pH meter with the performance and features of a benchtop. This professional, waterproof meter complies with IP67 standards and measures pH, ORP and temperature. The HI98190 is supplied with all necessary accessories to perform a pH/temperature measurement packaged into a durable carrying case.</p> <ul> <li>CAL Check™ Calibration Diagnostics</li> <li>Waterproof Quick Connect</li> <li>Ergonomic, One-Handed Operation</li> </ul> <p>For the measurement of pH, the HI98190 comes with an HI12963 titanium body amplified pH electrode with a built-in temperature sensor for automatic temperature compensated readings. The titanium probe body is chemically resistant to aggressive chemicals and is virtually unbreakable. The HI12963 pH/temperature electrode features a newly designed Quick Connect DIN connector that provides a simple waterproof connection without any threads.</p> <p>Hanna’s unique CAL Check™ feature alerts the user to potential problems during the calibration process. By comparing previous calibration data to the current calibration, the meter will alert the user with display prompts when the probe needs to be cleaned or is broken, and if the pH buffer might be contaminated. After calibration, the overall probe condition is displayed as a percentage from 0 to 100% in increments of 10%.</p> <p>The probe condition is affected by both the offset and slope characteristics of the pH electrode and is displayed on the measurement screen on the day of calibration and in the GLP data. Calibration can be performed up to five points with seven preprogrammed standard pH buffers and five custom ones to achieve a pH accuracy of ±0.002 with ±0.001 pH resolution.</p> <p><strong><span style="font-size: 22.68px; color: #333333;">On-Screen Features</span></strong></p> <div class="prod-view-details-container"> <div id="screen-left"><img alt="" class="" decoding="async" height="179" loading="lazy" src="https://hanna-worldwide.com/media/wysiwyg/products/portables/HI98191-HI98190-setup.jpg" title="setup" width="305"/></div> <div><strong><br/> Setup screen</strong><br/> Our extensive setup screen features a host of configurable options such as time, date, temperature units and language for help screens and guides.</div> <div id="screen-center"><img alt="" class="" decoding="async" height="188" loading="lazy" src="https://hanna-worldwide.com/media/wysiwyg/products/portables/HI98191-HI98190-CAL.jpg" title="calibration" width="320"/></div> <div><strong><br/> Calibration</strong><br/> pH calibration features detailed CAL Check™ messages. Users are guided through the calibration procedure with step-by-step on-screen instructions.</div> <div id="screen-right"><img alt="GLP" class="" decoding="async" height="186" loading="lazy" src="https://hanna-worldwide.com/media/wysiwyg/products/portables/HI98191-HI98190-GLP.jpg" title="GLP" width="317"/></div> <div><strong><br/> GLP</strong><br/> Comprehensive GLP functions are directly accessible by pressing the GLP key. Calibration data, including: date, time, offset, slope and buffers used in the last calibration can be reviewed. <div class="prod-view-details-container"> <div class="prod-view-details-left"></div> <div class="prod-view-details-right"> <p><span style="font-size: 130%;"><strong>PRIMARY APPLICATIONS:</strong></span> Food &amp; Beverage, Plating, Water and Wastewater, Chemical Manufacturing, Agriculture, and Environmental</p> </div> </div> <p><strong><span style="font-size: 22.68px; color: #333333;">Manual : <a href="https://hanna-worldwide.com/mwdownloads/download/link/id/2193">Download</a></span></strong></p> <p><strong><span style="font-size: 22.68px; color: #333333;">Specification</span></strong></p> <table> <tbody> <tr> <td width="198"><strong>SKU</strong></td> <td width="403"><strong>HI98190</strong></td> </tr> <tr> <td width="198"><strong>Product Name</strong></td> <td width="403"><strong>Professional Waterproof Portable pH/ORP Meter – HI98190</strong></td> </tr> <tr> <td width="198"><strong>Quote Required</strong></td> <td width="403"><strong>Yes</strong></td> </tr> <tr> <td width="198"><strong>pH Range</strong></td> <td width="403"><strong>-2.0 to 20.0 pH; -2.00 to 20.00 pH; -2.000 to 20.000 pH</strong></td> </tr> <tr> <td width="198"><strong>pH Resolution</strong></td> <td width="403"><strong>0.1 pH; 0.01 pH; 0.001 pH</strong></td> </tr> <tr> <td width="198"><strong>pH Accuracy</strong></td> <td width="403"><strong>±0.1; ±0.002 pH</strong></td> </tr> <tr> <td width="198"><strong>pH Calibration</strong></td> <td width="403"><strong>up to five point calibration, seven standard buffers available (1.68, 4.01, 6.86, 7.01, 9.18, 10.01, 12.45) + five custom buffers</strong></td> </tr> <tr> <td width="198"><strong>pH Temperature Compensation</strong></td> <td width="403"><strong>manual or automatic from -20.0 to 120.0°C (-4.0 to 248.0°F)</strong></td> </tr> <tr> <td width="198"><strong>pH CAL Check (electrode diagnostics)</strong></td> <td width="403"><strong>Yes</strong></td> </tr> <tr> <td width="198"><strong>pH Input impedence</strong></td> <td width="403"><strong>10¹² Ohms</strong></td> </tr> <tr> <td width="198"><strong>mV Range</strong></td> <td width="403"><strong>±2000 mV</strong></td> </tr> <tr> <td width="198"><strong>mV Resolution</strong></td> <td width="403"><strong>0.1 mV</strong></td> </tr> <tr> <td width="198"><strong>mV Accuracy</strong></td> <td width="403"><strong>±0.2 mV</strong></td> </tr> <tr> <td width="198"><strong>mV Relative Offset</strong></td> <td width="403"><strong>Yes</strong></td> </tr> <tr> <td width="198"><strong>Temperature Range</strong></td> <td width="403"><strong>-20.0 to 120.0°C (-4.0 to 248.0°F)</strong></td> </tr> <tr> <td width="198"><strong>Temperature Resolution</strong></td> <td width="403"><strong>0.1°C (0.1°F)</strong></td> </tr> <tr> <td width="198"><strong>Temperature Accuracy</strong></td> <td width="403"><strong>±0.4°C (±0.8°F) (excluding probe error)</strong></td> </tr> <tr> <td width="198"><strong>Temperature Compensation</strong></td> <td width="403"><strong>manual or automatic from -20.0 to 120.0°C (-4.0 to 248.0°F)</strong></td> </tr> <tr> <td width="198"><strong>pH Electrode</strong></td> <td width="403"><strong>HI12963 Titanium body, pH electrode with internal temperature sensor, quick DIN connector and 1 m (3.3’ cable)</strong></td> </tr> <tr> <td width="198"><strong>Temperature Probe</strong></td> <td width="403"><strong>integrated into pH electrode</strong></td> </tr> <tr> <td width="198"><strong>Logging Type</strong></td> <td width="403"><strong>Log-on-demand</strong></td> </tr> <tr> <td width="198"><strong>Logging Memory</strong></td> <td width="403"><strong>200 samples (100 pH and 100 mV range)</strong></td> </tr> <tr> <td width="198"><strong>Connectivity</strong></td> <td width="403"><strong>opto-isolated USB with optional HI 92000 software and micro USB cable</strong></td> </tr> <tr> <td width="198"><strong>Automatic Shut-Off</strong></td> <td width="403"><strong>user selectable</strong></td> </tr> <tr> <td width="198"><strong>GLP</strong></td> <td width="403"><strong>Yes</strong></td> </tr> <tr> <td width="198"><strong>Calibration Timeout Reminder</strong></td> <td width="403"><strong>Yes</strong></td> </tr> <tr> <td width="198"><strong>Autoend</strong></td> <td width="403"><strong>Yes</strong></td> </tr> <tr> <td width="198"><strong>Display</strong></td> <td width="403"><strong>dot matrix LCD</strong></td> </tr> <tr> <td width="198"><strong>Battery Type/Life</strong></td> <td width="403"><strong>1.5V AA batteries (4) / approximately 200 hours of continuous use without backlight (50 hours with backlight)</strong></td> </tr> <tr> <td width="198"><strong>Environment</strong></td> <td width="403"><strong>0 to 50°C (32 to 122°F); RH 100% (IP67)</strong></td> </tr> <tr> <td width="198"><strong>Dimensions</strong></td> <td width="403"><strong>185 x 93 x 35.2 mm (7.3 x 3.6 x 1.4”)</strong></td> </tr> <tr> <td width="198"><strong>Weight</strong></td> <td width="403"><strong>400 g (14.2 oz.)</strong></td> </tr> <tr> <td width="198"><strong>Ordering Information</strong></td> <td width="403"><strong>HI98190 is supplied with HI12963 titanium body pH electrode, HI7004M pH 4.01 buffer solution (230 mL), HI7007M pH 7.01 buffer solution (230 mL), HI700601 electrode cleaning solution sachet (2 x 20 mL), 100 mL plastic beaker (2), 1.5V AA batteries (4), HI92000 PC software, HI920015 micro USB cable, instruction manual, quick start guide, instrument quality certificate, and HI720190 hard carrying case.</strong></td> </tr> </tbody> </table> <div class="prod-view-details-container"> <div id="screen-left"></div> </div> </div> </div> </div> | ไม่มี | ไม่มี | https://www.hannathailand.com/wp-content/uploads/2023/08/HI98190.jpg | น้ำยามาตรฐานสำหรับค่าโซเดียม , เครื่องวัดปริมาณโบรมีน ในตัวอย่างน้ำ รุ่น HI716 , เครื่องวัดปริมาณฟลูออไรด์ ช่วงต่ำ รุ่น HI729 , น้ำยามาตรฐานสอบเทียบ ค่ามาตรฐานความเค็ม , เครื่องวัดปริมาณฟอสเฟต ช่วงสูง รุ่น HI717 , เครื่องวัดปริมาณโครเมี่ยม ช่วงสูง รุ่น HI723 , เครื่องวัดปริมาณแอมโมเนีย ช่วงต่ำ รุ่น HI700 , เครื่องวัดสีในน้ำตัวอย่าง HI727 | <a class="woocommerce-LoopProduct-link woocommerce-loop-product__link" href="https://www.hannathailand.com/product/hi7090l/">น้ำยามาตรฐานสำหรับค่าโซเดียม</a> , <a class="woocommerce-LoopProduct-link woocommerce-loop-product__link" href="https://www.hannathailand.com/product/hi716-checker-hc-bromine/">เครื่องวัดปริมาณโบรมีน ในตัวอย่างน้ำ รุ่น HI716</a> , <a class="woocommerce-LoopProduct-link woocommerce-loop-product__link" href="https://www.hannathailand.com/product/hi729-checker-hc-fluoride-lr/">เครื่องวัดปริมาณฟลูออไรด์ ช่วงต่ำ รุ่น HI729</a> , <a class="woocommerce-LoopProduct-link woocommerce-loop-product__link" href="https://www.hannathailand.com/product/hi7083l/">น้ำยามาตรฐานสอบเทียบ ค่ามาตรฐานความเค็ม</a> , <a class="woocommerce-LoopProduct-link woocommerce-loop-product__link" href="https://www.hannathailand.com/product/hi717-checker-hc-phosphate-hr/">เครื่องวัดปริมาณฟอสเฟต ช่วงสูง รุ่น HI717</a> , <a class="woocommerce-LoopProduct-link woocommerce-loop-product__link" href="https://www.hannathailand.com/product/hi723-checker-hc-chromium-vi-hr/">เครื่องวัดปริมาณโครเมี่ยม ช่วงสูง รุ่น HI723</a> , <a class="woocommerce-LoopProduct-link woocommerce-loop-product__link" href="https://www.hannathailand.com/product/hi700-checker-hc-ammonia-lr/">เครื่องวัดปริมาณแอมโมเนีย ช่วงต่ำ รุ่น HI700</a> , <a class="woocommerce-LoopProduct-link woocommerce-loop-product__link" href="https://www.hannathailand.com/product/hi727-checker-hc-color-of-water/">เครื่องวัดสีในน้ำตัวอย่าง HI727</a> | https://www.hannathailand.com/wp-content/uploads/2023/08/HI98190-600x600.jpg , https://www.hannathailand.com/wp-content/uploads/2023/08/hi9819x_-_electrode_connection_v1-600x600.jpg , https://www.hannathailand.com/wp-content/uploads/2023/08/hi98180-case-beaker-cal-600x600.jpg , https://www.hannathailand.com/wp-content/uploads/2023/08/hi98190_manual-600x600.jpg , https://www.hannathailand.com/wp-content/uploads/2023/08/hi98190-case_19-600x600.jpg , https://www.hannathailand.com/wp-content/uploads/2021/07/12-500x500.jpg , https://www.hannathailand.com/wp-content/uploads/2022/06/miniphotometerfurfreiesgesamtchlor704_11-600x600.jpg , https://www.hannathailand.com/wp-content/uploads/2022/06/miniphotometerfurfluoridniedrig844_11-600x600.jpg , https://www.hannathailand.com/wp-content/uploads/2021/07/10-500x500.jpg , https://www.hannathailand.com/wp-content/uploads/2022/06/miniphotometerfurphosphathoch827_11-600x600.jpg , https://www.hannathailand.com/wp-content/uploads/2022/06/miniphotometerfurchromvihoch839_11-600x600.jpg , https://www.hannathailand.com/wp-content/uploads/2022/06/hi700_400pxl-600x600.jpg , https://www.hannathailand.com/wp-content/uploads/2022/06/miniphotometerfurfarbe843_11-600x600.jpg
22 | เครื่องวัดค่ากรด-ด่าง/โออาร์พี/ปริมาณไอออน รุ่น HI98191 (pH/ORP/ISE) | Multiparameter Portable HI9819X , สินค้าทั้งหมด , สินค้าแนะนำ , อุตสาหกรรมทั่วไป , เครื่องวัดความเป็นกรด-ด่าง/โออาร์พี , เครื่องวัดปริมาณไอออนแบบเฉพาะเจาะจง , แบบภาคสนาม , แบบภาคสนาม | https://www.hannathailand.com/product-category/ise-meter/ion-fieldwork/ | https://www.hannathailand.com/product/ph-mv-ise-portable/ | HI98191 | 2,461.00 | น้ำหนัก 0.4 กก. ขนาด 18.5 × 3.52 × 9.3 เซนติเมตร | <div aria-labelledby="tab-title-additional_information" class="woocommerce-Tabs-panel woocommerce-Tabs-panel--additional_information panel entry-content" id="tab-additional_information" role="tabpanel"> <table class="woocommerce-product-attributes shop_attributes"> <tr class="woocommerce-product-attributes-item woocommerce-product-attributes-item--weight"> <th class="woocommerce-product-attributes-item__label">น้ำหนัก</th> <td class="woocommerce-product-attributes-item__value">0.4 กก.</td> </tr> <tr class="woocommerce-product-attributes-item woocommerce-product-attributes-item--dimensions"> <th class="woocommerce-product-attributes-item__label">ขนาด</th> <td class="woocommerce-product-attributes-item__value">18.5 × 3.52 × 9.3 เซนติเมตร</td> </tr> </table> </div> | เครื่องวัดค่ากรด-ด่าง/โออาร์พี/ปริมาณไอออน รุ่น HI98191 (pH/ORP/ISE) HI98191 มาพร้อมกับอิเล็กโทรด pH ทำจากวัสดุไทเทเนียม (HI72911B) พร้อมเซ็นเซอร์อุณหภูมิในตัวสำหรับการอ่านค่าชดเชยอุณหภูมิอัตโนมัติ วัสดุไทเทเนียมมีคุณสมบัติที่ทนทานต่อสารเคมีที่มีฤทธิ์กัดกร่อนและเหมาะสำหรับการใช้งานแบบภาคสนาม การสอบเทียบสามารถสอบเทียบได้สูงสุด 5 จุดการสอบเทียบ จาก 7 สารละลายมาตรฐาน และสามารถเลือกจุดสอบเทียบโดยผู้ใช้งานได้สูงสุด 5 จุด คุณสมบัติ CAL Check™ โหมดเฉพาะของ Hanna จะสามารถแจ้งเตือนผู้ใช้ถึงปัญหาที่อาจเกิดขึ้นในระหว่างการสอบเทียบ pH เมื่อเปรียบเทียบข้อมูลการสอบเทียบก่อนหน้ากับการสอบเทียบปัจจุบัน ตัวเครื่องจะแจ้งเตือนผู้ใช้บนหน้าจอแสดงผล โดยจะแจ้งเตือนให้ผู้ใช้งานทราบว่า ณ ขณะนั้นหัววัดเกิดความสกปรก และสารละลายมาตรฐาน pH อาจเกิดการปนเปื้อน หลังจากการสอบเทียบ สภาพของหัววัดโดยรวมจะแสดงเป็นเปอร์เซ็นต์ตั้งแต่ 0 – 100% จะแสดงบนหน้าจอ หรือสามารถเกิดเข้าโหมด GLP เพื่อดูข้อมูลการสอบเทียบล่าสุด HI98191 มีเซ็นเซอร์ ISE ที่แตกต่างกันถึง 15 พารามิเตอร์ที่ตั้งโปรแกรมไว้ล่วงหน้า เมื่อเลือกหัววัด ISE ที่เหมาะสมในเมนูการตั้งค่า ISE ประจุไอออนที่เหมาะสมและน้ำหนักโมลของไอออนจะถูกใช้เพื่อแสดงเปอร์เซ็นต์ความชันของ ISE จากนั้นผู้ใช้ก็จะสามารถปรับเทียบได้สูงสุด 5 จุด จาก 7 ค่ามาตราฐาน ตัวเครื่องรองรับหน่วยการวัดหลากหลายหน่อย เช่น ppm, ppt, g/L, ppb, μg/L, mg/mL, M, mol/L, mmol/L, % w/v, กำหนดโดยผู้ใช้งาน) เมื่อกดปุ่ม “AutoHold” ตัวเครื่องจะหยุดการอ่านค่าเมื่อค่าที่อ่านได้มีความเสถียร เพื่อให้สามารถบันทึกค่าที่อ่านได้อย่างชัดเจน การเก็บบันทึกข้อมูลจะช่วยให้ผู้ใช้สามารถบันทึกชตัวอย่างได้มากถึง 300 ข้อมูล ( 100 ข้อมูลสำหรับ pH mV และ ISE) พร้อมกับข้อมูล GLP ที่เกี่ยวข้องสามารถถ่ายโอนไปยัง PC ด้วยสายไมโคร USB HI920015 และผ่านโปรแกรม HI92000 ของ Hanna การเข้าถึงความช่วยเหลือได้ตลอดเวลาด้วยการกดปุ่มเฉพาะและดูข้อมูลเฉพาะของเนื้อหาตามหน้าจอที่แสดง ณ ขณะนั้น จอ LCD ความคมชัดคุณภาพสูง รวมถึงในบริเวณที่มีแสงน้อย โดยเปิดโหมด Backlight การผสมผสานระหว่างปุ่มเฉพาะและปุ่มเสมือนที่จะช่วยให้การทำงานง่ายขึ้น ตัวเครื่องมีพร้อมกระเป๋าแบบพกพาสะดวก (HI720191) ขนาดกะทัดรัด และทนทาน คุณสมบัติบนหน้าจอ การตั้งค่าทั่วไป การตั้งค่าเวลา วันที่ หน่วยอุณหภูมิ ความสว่างหน้าจอ ฯลฯ การสอบเทียบ การสอบเทียบค่า pH จะแสดงข้อความ CAL Check™ โดยละเอียด แจ้งเตือนผู้ใช้ถึงปัญหาที่อาจเกิดขึ้นระหว่างการสอบเทียบ รวมถึงเวลาทำความสะอาดหัววัดและการปนเปื้อนของบัฟเฟอร์ที่อาจเกิดขึ้น ข้อมูล GLP สามารถเข้าดูข้อมูลการสอบเทียบล่าสุด โดยการกดปุ่ม GLP หน้าจอจะแสดงรายละเอียด วันที่ เวลา Offset ความชัน และบัฟเฟอร์ที่ใช้ในการสอบเทียบครั้งล่าสุด ฯลฯ การวัด ISE ตัวเครื่องรองรับการวัดค่า ISE เพียงแค่เปลี่ยนหัววัดที่เหมาะสมตามความต้องการของผู้ใช้งาน ISE คู่มือการใช้งาน : Download สเปคของตัวเครื่อง ช่วงการวัด pH -2.0 – 20.0 pH; -2.00 – 20.00 pH; -2.000 – 20.000 pH ความละเอียด 0.1 pH; 0.01 pH; 0.001 pH ความถูกต้อง ±0.1; ±0.002 pH การสอบเทียบ pH สูงสุด 5 จุดการสอบเทียบ จาก 7 สารละลายมาตรฐาน : 1.68, 4.01, 6.86, 7.01, 9.18, 10.01, 12.45 และสามารถเลือกจุดโดยผู้ใช้งานได้สูงสุด 5 จุด ช่วงการวัด mV ±2000 mV ความละเอียด 0.1 mV ความถูกต้อง ±0.2 mV ช่วงการวัด ISE 1.00 E⁻⁷ – 9.99 Eⁱ⁰ concentration ความละเอียด 3 ตำแหน่ง 0.01; 0.1; 1; 10 concentration ความถูกต้อง ±0.5% ของการอ่านค่า ในกลุ่ม monovalent ions, ±1% ของการอ่านค่า ในกลุ่ม divalent ions การสอบเทียบ ISE สูงสุด 5 จุดการสอบเทียบ จาก 7 สารละลายมาตรฐาน) ช่วงการวัดอุณหภูมิ -20.0 – 120.0°C ความละเอียด 0.1°C ความถูกต้อง ±0.4°C ระบบชดเชยอุณหภูมิ แบบ manual หรือแบบอัตโนมัติ ในช่วง -20.0 – 120.0°C ค่า Slope ที่เหมาะสม 80 – 110% หัววัด HI72911B วัสดุทำจากไทเทเนียม ขั้วต่อชนิด BNC ยาว 1 เมตร ความต้านทาน 10¹² Ohms การเก็บข้อมูล 300 ข้อมูล การเชื่อมต่อ PC USB ผ่านโปรแกรม HI92000 และ micro USB แบตเตอรี่ 1.5V AA batteries (4) / ประมาณ 200 ชั่วโมงแบบต่อเนื่อง โดยไม่รวมในกรณีเปิดโหมด backlight (50 ชั่วโมง รวมเปิดโหมด backlight) ระบบปิดเครื่องแบบอัตโนมัติ โดยผู้ใช้งาน 5 นาที 10 นาที 30 นาที 60 นาที หรือเลือกไม่ตั้งค่า สภาวะแวดล้อมที่เหมาะสม 0 to 50°C (32 to 122°F); ความชื้นสัมพัทธ์ 100% (รองรับ IP67) ขนาด 185 x 93 x 35.2 มม. ล น้ำหนัก 400 กรัม อุปกรณ์ในชุด ตัวเครื่อง pH/ISE รุ่น HI98191 หัววัด pH รุ่น HI72911B สารละลายมาตรฐาน pH 4.01 ขนาด 230 มล. สารละลายมาตรฐาน pH 7.01 ขนาด 230 มล. น้ำยาทำความสะอาด แบบซอง (HI700601) จำนวน 2 ซอง บีกเกอร์พลาสติก ขนาด 100 มล. จำนวน 2 ชิ้น แบตเตอรี่ 1.5V AA จำนวน 4 ก้อน สาย micro USB (HI920015) คู่มือการใช้งานฉบับเต็ม คู่มือการใช้งานฉบับย่อ ใบรับรองจากโรงงาน และกระเป๋าแบบพกพาสะดวก (HI720191) | <div aria-labelledby="tab-title-description" class="woocommerce-Tabs-panel woocommerce-Tabs-panel--description panel entry-content active" id="tab-description" role="tabpanel"> <p><span style="font-size: 120%; color: #000000;"><strong>เครื่องวัดค่ากรด-ด่าง/โออาร์พี/ปริมาณไอออน รุ่น HI98191 (pH/ORP/ISE)</strong></span></p> <p><span style="color: #000000;">HI98191 มาพร้อมกับอิเล็กโทรด pH ทำจากวัสดุไทเทเนียม (HI72911B) พร้อมเซ็นเซอร์อุณหภูมิในตัวสำหรับการอ่านค่าชดเชยอุณหภูมิอัตโนมัติ วัสดุไทเทเนียมมีคุณสมบัติที่ทนทานต่อสารเคมีที่มีฤทธิ์กัดกร่อนและเหมาะสำหรับการใช้งานแบบภาคสนาม</span></p> <p><span style="color: #000000;">การสอบเทียบสามารถสอบเทียบได้สูงสุด 5 จุดการสอบเทียบ จาก 7 สารละลายมาตรฐาน และสามารถเลือกจุดสอบเทียบโดยผู้ใช้งานได้สูงสุด 5 จุด </span></p> <p><span style="color: #000000;">คุณสมบัติ CAL Check™ โหมดเฉพาะของ Hanna จะสามารถแจ้งเตือนผู้ใช้ถึงปัญหาที่อาจเกิดขึ้นในระหว่างการสอบเทียบ pH เมื่อเปรียบเทียบข้อมูลการสอบเทียบก่อนหน้ากับการสอบเทียบปัจจุบัน ตัวเครื่องจะแจ้งเตือนผู้ใช้บนหน้าจอแสดงผล โดยจะแจ้งเตือนให้ผู้ใช้งานทราบว่า ณ ขณะนั้นหัววัดเกิดความสกปรก และสารละลายมาตรฐาน pH อาจเกิดการปนเปื้อน หลังจากการสอบเทียบ สภาพของหัววัดโดยรวมจะแสดงเป็นเปอร์เซ็นต์ตั้งแต่ 0 – 100% จะแสดงบนหน้าจอ หรือสามารถเกิดเข้าโหมด GLP เพื่อดูข้อมูลการสอบเทียบล่าสุด</span></p> <p><span style="color: #000000;">HI98191 มีเซ็นเซอร์ ISE ที่แตกต่างกันถึง 15 พารามิเตอร์ที่ตั้งโปรแกรมไว้ล่วงหน้า เมื่อเลือกหัววัด ISE ที่เหมาะสมในเมนูการตั้งค่า ISE ประจุไอออนที่เหมาะสมและน้ำหนักโมลของไอออนจะถูกใช้เพื่อแสดงเปอร์เซ็นต์ความชันของ ISE จากนั้นผู้ใช้ก็จะสามารถปรับเทียบได้สูงสุด 5 จุด จาก 7 ค่ามาตราฐาน ตัวเครื่องรองรับหน่วยการวัดหลากหลายหน่อย เช่น ppm, ppt, g/L, ppb, μg/L, mg/mL, M, mol/L, mmol/L, % w/v, กำหนดโดยผู้ใช้งาน)</span></p> <p><span style="color: #000000;">เมื่อกดปุ่ม “AutoHold” ตัวเครื่องจะหยุดการอ่านค่าเมื่อค่าที่อ่านได้มีความเสถียร เพื่อให้สามารถบันทึกค่าที่อ่านได้อย่างชัดเจน </span></p> <p><span style="color: #000000;">การเก็บบันทึกข้อมูลจะช่วยให้ผู้ใช้สามารถบันทึกชตัวอย่างได้มากถึง 300 ข้อมูล ( 100 ข้อมูลสำหรับ pH mV และ ISE) พร้อมกับข้อมูล GLP ที่เกี่ยวข้องสามารถถ่ายโอนไปยัง PC ด้วยสายไมโคร USB HI920015 และผ่านโปรแกรม HI92000 ของ Hanna</span></p> <p><span style="color: #000000;">การเข้าถึงความช่วยเหลือได้ตลอดเวลาด้วยการกดปุ่มเฉพาะและดูข้อมูลเฉพาะของเนื้อหาตามหน้าจอที่แสดง ณ ขณะนั้น</span></p> <p><span style="color: #000000;">จอ LCD ความคมชัดคุณภาพสูง รวมถึงในบริเวณที่มีแสงน้อย โดยเปิดโหมด Backlight การผสมผสานระหว่างปุ่มเฉพาะและปุ่มเสมือนที่จะช่วยให้การทำงานง่ายขึ้น</span></p> <p><span style="color: #000000;">ตัวเครื่องมีพร้อมกระเป๋าแบบพกพาสะดวก (HI720191) ขนาดกะทัดรัด และทนทาน</span></p> <h3 class="spec-header"><span style="font-size: 100%; color: #000000;"><strong>คุณสมบัติบนหน้าจอ</strong></span></h3> <div id="screen-left"><span style="color: #000000;"><br/> <img alt="" class="aligncenter" decoding="async" height="190" loading="lazy" src="https://hanna-worldwide.com/media/wysiwyg/products/portables/HI98191-HI98190-setup.jpg" title="setup" width="324"/></span></div> <div><span style="color: #000000; font-size: 120%;"><strong><br/> การตั้งค่าทั่วไป</strong></span><br/> <span style="color: #000000; font-size: 100%;">การตั้งค่าเวลา วันที่ หน่วยอุณหภูมิ ความสว่างหน้าจอ ฯลฯ</span></div> <div id="screen-center"><span style="color: #000000;"><br/> <img alt="" class="aligncenter" decoding="async" height="190" loading="lazy" src="https://hanna-worldwide.com/media/wysiwyg/products/portables/HI98191-HI98190-CAL.jpg" title="calibration" width="324"/></span></div> <div><span style="color: #000000; font-size: 120%;"><strong><br/> การสอบเทียบ</strong></span><br/> <span style="color: #000000;">การสอบเทียบค่า pH จะแสดงข้อความ CAL Check™ โดยละเอียด แจ้งเตือนผู้ใช้ถึงปัญหาที่อาจเกิดขึ้นระหว่างการสอบเทียบ รวมถึงเวลาทำความสะอาดหัววัดและการปนเปื้อนของบัฟเฟอร์ที่อาจเกิดขึ้น</span></div> <div id="screen-right"><span style="color: #000000;"><br/> <img alt="GLP" class="aligncenter" decoding="async" height="192" loading="lazy" src="https://hanna-worldwide.com/media/wysiwyg/products/portables/HI98191-HI98190-GLP.jpg" title="GLP" width="327"/></span></div> <div><span style="color: #000000; font-size: 120%;"><strong><br/> ข้อมูล GLP</strong></span><br/> <span style="color: #000000;">สามารถเข้าดูข้อมูลการสอบเทียบล่าสุด โดยการกดปุ่ม GLP หน้าจอจะแสดงรายละเอียด วันที่ เวลา Offset ความชัน และบัฟเฟอร์ที่ใช้ในการสอบเทียบครั้งล่าสุด ฯลฯ</span></div> <div id="screen-left"><span style="color: #000000;"><br/> <img alt="" class="aligncenter" decoding="async" height="194" loading="lazy" src="https://hanna-worldwide.com/media/wysiwyg/products/portables/HI98191-ISE-Fluoride.jpg" title="ISE measurements" width="330"/></span><span style="color: #000000; font-size: 120%;"><strong><br/> การวัด ISE</strong></span><br/> <span style="color: #000000;">ตัวเครื่องรองรับการวัดค่า ISE เพียงแค่เปลี่ยนหัววัดที่เหมาะสมตามความต้องการของผู้ใช้งาน ISE </span></div> <p class="spec-header"><span style="font-size: 100%; color: #000000;"><strong><span style="font-size: 120%;">คู่มือการใช้งาน : </span><a href="https://hanna-worldwide.com/mwdownloads/download/link/id/315">Download</a></strong></span></p> <p><span style="font-size: 120%;"><strong><span style="color: #000000;">สเปคของตัวเครื่อง</span></strong></span></p> <table class="data-table" id="product-attribute-specs-table-1" style="height: 1074px;" width="928"> <colgroup> <col width="25%"/> <col/></colgroup> <tbody> <tr class="first odd"> <th class="label" style="text-align: left;"><span style="color: #000000; font-size: 110%;">ช่วงการวัด pH</span></th> <td class="data last" style="text-align: left;"><span style="color: #000000; font-size: 110%;">-2.0 – 20.0 pH; -2.00 – 20.00 pH; -2.000 – 20.000 pH</span></td> </tr> <tr class="even"> <th class="label" style="text-align: left;"><span style="color: #000000; font-size: 110%;">ความละเอียด</span></th> <td class="data last" style="text-align: left;"><span style="color: #000000; font-size: 110%;">0.1 pH; 0.01 pH; 0.001 pH</span></td> </tr> <tr class="odd"> <th class="label" style="text-align: left;"><span style="color: #000000; font-size: 110%;">ความถูกต้อง</span></th> <td class="data last" style="text-align: left;"><span style="color: #000000; font-size: 110%;">±0.1; ±0.002 pH</span></td> </tr> <tr class="even"> <th class="label" style="text-align: left;"><span style="color: #000000; font-size: 110%;">การสอบเทียบ pH</span></th> <td class="data last" style="text-align: left;"><span style="color: #000000; font-size: 110%;">สูงสุด 5 จุดการสอบเทียบ จาก 7 สารละลายมาตรฐาน : 1.68, 4.01, 6.86, 7.01, 9.18, 10.01, 12.45 และสามารถเลือกจุดโดยผู้ใช้งานได้สูงสุด 5 จุด </span></td> </tr> <tr class="odd"> <th class="label" style="text-align: left;"><span style="color: #000000; font-size: 110%;">ช่วงการวัด mV</span></th> <td class="data last" style="text-align: left;"><span style="color: #000000; font-size: 110%;">±2000 mV</span></td> </tr> <tr class="even"> <th class="label" style="text-align: left;"><span style="color: #000000; font-size: 110%;">ความละเอียด</span></th> <td class="data last"><span style="color: #000000; font-size: 110%;">0.1 mV</span></td> </tr> <tr class="odd"> <th class="label" style="text-align: left;"><span style="color: #000000; font-size: 110%;">ความถูกต้อง</span></th> <td class="data last"><span style="color: #000000; font-size: 110%;">±0.2 mV</span></td> </tr> <tr class="even"> <th class="label" style="text-align: left;"><span style="color: #000000; font-size: 110%;">ช่วงการวัด ISE</span></th> <td class="data last"><span style="color: #000000; font-size: 110%;">1.00 E⁻⁷ – 9.99 Eⁱ⁰ concentration</span></td> </tr> <tr class="odd"> <th class="label" style="text-align: left;"><span style="color: #000000; font-size: 110%;">ความละเอียด</span></th> <td class="data last" style="text-align: left;"><span style="color: #000000; font-size: 110%;">3 ตำแหน่ง 0.01; 0.1; 1; 10 concentration</span></td> </tr> <tr class="even"> <th class="label" style="text-align: left;"><span style="color: #000000; font-size: 110%;">ความถูกต้อง</span></th> <td class="data last" style="text-align: left;"><span style="color: #000000; font-size: 110%;">±0.5% ของการอ่านค่า ในกลุ่ม monovalent ions, ±1% ของการอ่านค่า ในกลุ่ม divalent ions</span></td> </tr> <tr class="odd"> <th class="label" style="text-align: left;"><span style="color: #000000; font-size: 110%;">การสอบเทียบ ISE</span></th> <td class="data last"><span style="color: #000000; font-size: 110%;">สูงสุด 5 จุดการสอบเทียบ จาก 7 สารละลายมาตรฐาน)</span></td> </tr> <tr class="even"> <th class="label" style="text-align: left;"><span style="color: #000000; font-size: 110%;">ช่วงการวัดอุณหภูมิ</span></th> <td class="data last"><span style="color: #000000; font-size: 110%;">-20.0 – 120.0°C</span></td> </tr> <tr class="odd"> <th class="label" style="text-align: left;"><span style="color: #000000; font-size: 110%;">ความละเอียด</span></th> <td class="data last" style="text-align: left;"><span style="color: #000000; font-size: 110%;">0.1°C</span></td> </tr> <tr class="even"> <th class="label" style="text-align: left;"><span style="color: #000000; font-size: 110%;">ความถูกต้อง</span></th> <td class="data last" style="text-align: left;"><span style="color: #000000; font-size: 110%;">±0.4°C</span></td> </tr> <tr class="odd"> <th class="label" style="text-align: left;"><span style="color: #000000; font-size: 110%;">ระบบชดเชยอุณหภูมิ</span></th> <td class="data last" style="text-align: left;"><span style="color: #000000; font-size: 110%;">แบบ manual หรือแบบอัตโนมัติ ในช่วง -20.0 – 120.0°C</span></td> </tr> <tr class="even"> <th class="label" style="text-align: left;"><span style="color: #000000; font-size: 110%;">ค่า Slope ที่เหมาะสม</span></th> <td class="data last" style="text-align: left;"><span style="color: #000000; font-size: 110%;">80 – 110%</span></td> </tr> <tr class="odd"> <th class="label" style="text-align: left;"><span style="color: #000000; font-size: 110%;">หัววัด</span></th> <td class="data last"><span style="color: #000000; font-size: 110%;">HI72911B วัสดุทำจากไทเทเนียม ขั้วต่อชนิด BNC ยาว 1 เมตร</span></td> </tr> <tr class="even"> <th class="label" style="text-align: left;"><span style="color: #000000; font-size: 110%;">ความต้านทาน</span></th> <td class="data last" style="text-align: left;"><span style="color: #000000; font-size: 110%;">10¹² Ohms</span></td> </tr> <tr class="odd"> <th class="label" style="text-align: left;"><span style="color: #000000; font-size: 110%;">การเก็บข้อมูล</span></th> <td class="data last"><span style="color: #000000; font-size: 110%;">300 ข้อมูล</span></td> </tr> <tr class="even"> <th class="label" style="text-align: left;"><span style="color: #000000; font-size: 110%;">การเชื่อมต่อ PC</span></th> <td class="data last" style="text-align: left;"><span style="color: #000000; font-size: 110%;">USB ผ่านโปรแกรม HI92000 และ micro USB</span></td> </tr> <tr class="odd"> <th class="label" style="text-align: left;"><span style="color: #000000; font-size: 110%;">แบตเตอรี่</span></th> <td class="data last"><span style="color: #000000; font-size: 110%;">1.5V AA batteries (4) / ประมาณ 200 ชั่วโมงแบบต่อเนื่อง โดยไม่รวมในกรณีเปิดโหมด backlight (50 ชั่วโมง รวมเปิดโหมด backlight)</span></td> </tr> <tr class="even"> <th class="label" style="text-align: left;"><span style="color: #000000; font-size: 110%;">ระบบปิดเครื่องแบบอัตโนมัติ</span></th> <td class="data last"><span style="color: #000000; font-size: 110%;">โดยผู้ใช้งาน 5 นาที 10 นาที 30 นาที 60 นาที หรือเลือกไม่ตั้งค่า</span></td> </tr> <tr class="odd"> <th class="label" style="text-align: left;"><span style="color: #000000; font-size: 110%;">สภาวะแวดล้อมที่เหมาะสม</span></th> <td class="data last"><span style="color: #000000; font-size: 110%;">0 to 50°C (32 to 122°F); ความชื้นสัมพัทธ์ 100% (รองรับ IP67)</span></td> </tr> <tr class="even"> <th class="label" style="text-align: left;"><span style="color: #000000; font-size: 110%;">ขนาด</span></th> <td class="data last"><span style="color: #000000; font-size: 110%;">185 x 93 x 35.2 มม. ล</span></td> </tr> <tr class="odd"> <th class="label" style="text-align: left;"><span style="color: #000000; font-size: 110%;">น้ำหนัก</span></th> <td class="data last"><span style="color: #000000; font-size: 110%;">400 กรัม</span></td> </tr> <tr class="last even"> <th class="label" style="text-align: left;"><span style="color: #000000; font-size: 110%;">อุปกรณ์ในชุด</span></th> <td class="data last"><span style="color: #000000; font-size: 110%;">ตัวเครื่อง pH/ISE รุ่น HI98191 หัววัด pH รุ่น HI72911B สารละลายมาตรฐาน pH 4.01 ขนาด 230 มล. สารละลายมาตรฐาน pH 7.01 ขนาด 230 มล. น้ำยาทำความสะอาด แบบซอง (HI700601) จำนวน 2 ซอง บีกเกอร์พลาสติก ขนาด 100 มล. จำนวน 2 ชิ้น แบตเตอรี่ 1.5V AA จำนวน 4 ก้อน สาย micro USB (HI920015) คู่มือการใช้งานฉบับเต็ม คู่มือการใช้งานฉบับย่อ ใบรับรองจากโรงงาน และกระเป๋าแบบพกพาสะดวก (HI720191)</span></td> </tr> </tbody> </table> </div> | ไม่มี | ไม่มี | https://www.hannathailand.com/wp-content/uploads/2024/03/hi98191.jpg | น้ำยามาตรฐานสอบเทียบ , เครื่องวัดปริมาณฟอสฟอรัส ช่วงต่ำมาก รุ่น HI736 , เซ็นเซอร์วัดออกซิเจนในน้ำสำหรับ HI9829 มัลติพารามิเตอร์ , น้ำยามาตรฐานสำหรับค่าโซเดียม , เครื่องควบคุมค่าความนำไฟฟ้า , สารละลายมาตรฐานความขุ่น 20 NTU , น้ำยามาตรฐานสอบเทียบ ค่ามาตรฐานความเค็ม , ซัลไฟด์สารต้านอนุมูลอิสระบัฟเฟอร์ | <a class="woocommerce-LoopProduct-link woocommerce-loop-product__link" href="https://www.hannathailand.com/product/hi9828-25/">น้ำยามาตรฐานสอบเทียบ</a> , <a class="woocommerce-LoopProduct-link woocommerce-loop-product__link" href="https://www.hannathailand.com/product/phosphorous-marine/">เครื่องวัดปริมาณฟอสฟอรัส ช่วงต่ำมาก รุ่น HI736</a> , <a class="woocommerce-LoopProduct-link woocommerce-loop-product__link" href="https://www.hannathailand.com/product/hi7609829-2/">เซ็นเซอร์วัดออกซิเจนในน้ำสำหรับ HI9829 มัลติพารามิเตอร์</a> , <a class="woocommerce-LoopProduct-link woocommerce-loop-product__link" href="https://www.hannathailand.com/product/hi7090l/">น้ำยามาตรฐานสำหรับค่าโซเดียม</a> , <a class="woocommerce-LoopProduct-link woocommerce-loop-product__link" href="https://www.hannathailand.com/product/hi8931cn/">เครื่องควบคุมค่าความนำไฟฟ้า</a> , <a class="woocommerce-LoopProduct-link woocommerce-loop-product__link" href="https://www.hannathailand.com/product/hi93102-20/">สารละลายมาตรฐานความขุ่น 20 NTU</a> , <a class="woocommerce-LoopProduct-link woocommerce-loop-product__link" href="https://www.hannathailand.com/product/hi7083l/">น้ำยามาตรฐานสอบเทียบ ค่ามาตรฐานความเค็ม</a> , <a class="woocommerce-LoopProduct-link woocommerce-loop-product__link" href="https://www.hannathailand.com/product/hi4015-00/">ซัลไฟด์สารต้านอนุมูลอิสระบัฟเฟอร์</a> | https://www.hannathailand.com/wp-content/uploads/2024/03/hi98191-600x600.jpg , https://www.hannathailand.com/wp-content/uploads/2024/03/hi98191_manual-600x600.jpg , https://www.hannathailand.com/wp-content/uploads/2024/03/hi98191-case2-600x600.jpg , https://www.hannathailand.com/wp-content/uploads/2024/03/hi98191_-_water_v1-600x600.jpg , https://www.hannathailand.com/wp-content/uploads/2024/03/hi98180-case-beaker-cal_1-600x600.jpg , https://www.hannathailand.com/wp-content/uploads/2021/07/8-500x500.jpg , https://www.hannathailand.com/wp-content/uploads/2021/12/HI736-600x600.jpg , https://www.hannathailand.com/wp-content/uploads/2021/07/5-500x500.jpg , https://www.hannathailand.com/wp-content/uploads/2021/07/12-500x500.jpg , https://www.hannathailand.com/wp-content/uploads/2021/07/2-500x500.jpg , https://www.hannathailand.com/wp-content/uploads/2021/07/9-500x500.jpg , https://www.hannathailand.com/wp-content/uploads/2021/07/10-500x500.jpg , https://www.hannathailand.com/wp-content/uploads/2021/07/7-500x500.jpg
23 | เครื่องวัดคุณภาพน้ำแบบต่อเนื่อง (One-channel Universal process controller) รุ่น HI510-0540 | สินค้าทั้งหมด , อุตสาหกรรมทั่วไป , เครื่องควบคุมแบบต่อเนื่อง , วัดความเป็นกรด-ด่าง/โออาร์พี , แบบติดตั้ง , วัดออกซิเจนในน้ำ , แบบติดตั้ง , วัดการนำไฟฟ้า/ของแข็งละลายในน้ำ , แบบติดตั้ง | https://www.hannathailand.com/product-category/pneumatics-control/tds/tds-installation/ | https://www.hannathailand.com/product/%e0%b9%80%e0%b8%84%e0%b8%a3%e0%b8%b7%e0%b9%88%e0%b8%ad%e0%b8%87%e0%b8%a7%e0%b8%b1%e0%b8%94%e0%b8%84%e0%b8%b8%e0%b8%93%e0%b8%a0%e0%b8%b2%e0%b8%9e%e0%b8%99%e0%b9%89%e0%b8%b3%e0%b9%81%e0%b8%9a%e0%b8%9a-4/ | HI510-0540 | 3,103.00 | น้ำหนัก 1.6 กก. ขนาด 14.4 × 14.4 × 15.1 เซนติเมตร | <div aria-labelledby="tab-title-additional_information" class="woocommerce-Tabs-panel woocommerce-Tabs-panel--additional_information panel entry-content" id="tab-additional_information" role="tabpanel"> <table class="woocommerce-product-attributes shop_attributes"> <tr class="woocommerce-product-attributes-item woocommerce-product-attributes-item--weight"> <th class="woocommerce-product-attributes-item__label">น้ำหนัก</th> <td class="woocommerce-product-attributes-item__value">1.6 กก.</td> </tr> <tr class="woocommerce-product-attributes-item woocommerce-product-attributes-item--dimensions"> <th class="woocommerce-product-attributes-item__label">ขนาด</th> <td class="woocommerce-product-attributes-item__value">14.4 × 14.4 × 15.1 เซนติเมตร</td> </tr> </table> </div> | เครื่องวัดคุณภาพน้ำแบบต่อเนื่อง (One-channel Universal process controller) รุ่น HI510-0540 HI510-0540 ได้รับการออกแบบมาเพื่อปรับให้เข้ากับข้อกำหนดการควบคุมกระบวนการเฉพาะของผู้ใช้ ตัวเครื่องมีจอแสดงผลแบบดอทเมทริกซ์เรืองแสงขนาดใหญ่ เพื่อการมองเห็นที่ชัดเจน และมีอินเทอร์เฟซที่ใช้งานง่ายสำหรับโหมดการตั้งค่า ตัวควบคุมใช้ไฟชนิด LED หลายสี เพื่อให้มองเห็นสถานะของเครื่องมือได้ง่าย รวมถึงการเปิดใช้งานของรีเลย์ ในโหมดสัญญาณเตือนหรือสถานะพักสาย การตั้งค่าอื่นๆ ทั้งหมดทำได้ผ่านปุ่มบนตัวเครื่อง หรือสามารถเชื่อมต่อ RS485 เข้ากับ PC ผ่านโปรแกรมของ Hanna : HI92500 – อินพุตดิจิตอลสำหรับหัววัด pH และ ORP – รีเลย์สูงสุด 5 ตัวสำหรับการควบคุมและการทำความสะอาดตามลำดับ – การส่งออกข้อมูลแบบอนาล็อกสูงสุด 4 สำหรับการควบคุมและการตรวจสอบ ตัวเครื่องนี้สามารถกำหนดรีเลย์ควบคุมสูงสุด 5 รีเลย์ และเอาต์พุตอนาล็อก 4 เอาต์พุต รีเลย์ควบคุมสามารถตั้งโปรแกรมสำหรับการควบคุมประเภทเปิด/ปิด ควบคุมตามสัดส่วน หรือ PID (Proportional Integral Derivative) หรือใช้สำหรับการตั้งโปรแกรมเพื่อทำความสะอาดตามลำดับการทำงาน โดยอินพุตแบบดิจิตอลหรือตามกำหนดเวลา เอาต์พุตอะนาล็อกที่ปรับขนาดได้สามารถใช้กับอุปกรณ์ระยะไกล รวมถึงเครื่องบันทึกแผนภูมิ PLC หรือ SCADA เอาต์พุตแบบอะนาล็อกสามารถใช้กับอุปกรณ์ควบคุม รวมถึงปั๊มสูบจ่ายและวาล์วที่ยอมรับเอาต์พุต 0/4-20 mA HI510 มีเอาต์พุตแบบดิจิตอล (RS485) ที่ช่วยให้สามารถเชื่อมต่ออุปกรณ์ได้สูงสุด 32 เครื่อง โดยสามารถดูและตั้งโปรแกรมจากระยะไกลได้โดยใช้โปรแกรม HI92500 มีอินเทอร์เฟซผู้ใช้แบบกราฟิกที่ช่วยให้สามารถเปลี่ยนแปลงการตั้งค่าและบันทึกเพื่อถ่ายโอนไปยังตัวเครื่องอื่นๆ ได้ HI510 รองรับการกันน้ำด้วยมาตรฐาน NEMA 4X พร้อมชุดติดตั้งอเนกประสงค์เพื่อช่วยให้สามารถติดตั้งตัวเครื่อง HI510 Series เข้ากับผนัง ท่อ และแผงได้ การควบคุมตัวเครื่องโดยผ่านโปรแกรม HI92500 คู่มือการใช้งาน : Download Specification : รหัสสินค้า HI510 Series ชื่อสินค้า เครื่องวัดคุณภาพน้ำแบบต่อเนื่อง ประกอบด้วย 2 รุ่น ดังนี้ HI510-0320 : ตัวเครื่อง 1 ช่องการทำงาน โดยมี 3 Relays และ 2 analog outputs HI510-0540 : ตัวเครื่อง 1 ช่องการทำงาน โดยมี 5 Relays และ 4 analog outputs การควบคุมการเติมสาร แบบเปิด/ปิด แบบตามสัดส่วน และแบบ PID Dosing Terminals สูงสุด 5 relays ขึ้นอยู่กับการใช้งาน การตั้งค่าการแจ้งเตือน Relays สูงสุด 5 relays ขึ้นอยู่กับการใช้งาน การควบคุมการเติมสารเกิน มี ระบบความผิดพลาด มี สัญญาณออกแบบอนาล็อก 2 หรือ 4, 0 – 22 mA ความถูกต้อง ±2% full scale สัญญาณเข้าแบบดิจิตอล galvanically isolated inputs สัญญาณดิจิตอล RS485 ไฟ Backlight มี แหล่งจ่ายไฟ 15VA ฟังก์ชันที่ให้มา 1/2DIN ชนิด NEMA4X รองรับ IP65 มาตรฐานป้องกันผุ่นและน้ำ ช่องการทำงาน 1 ช่องแบบดิจิตอล หัววัด pH HI10X6 – pH และอุณหภูมิ (จำหน่ายเพิ่มเติม) หัววัด ORP HI20X4 – ORP และอุณหภูมิ (จำหน่ายเพิ่มเติม) ชนิดการบันทึกข้อมูล บันทึกข้อมูลแบบต่อเนื่องสูงสุด 100 ไฟล์ โดยแต่ละไฟล์สามารถบันทึกได้ 8,600 ข้อมูล/ไฟล์ เมื่อข้อมูลที่ถูกบันทึกเต็มไฟล์เก่าที่สุดจะถูกลบข้อมูลแบบอัตโนมัติเพื่อบันทึกข้อมูลใหม่ล่าสุด การเชื่อมต่อ RS485 การควบคุมผ่านรีโมท USB-C การดึงข้อมูลหรือการอัพเดทโปรแกรม โหมดดูการสอบเทียบล่าสุด มี การแจ้งเตือนการสอบเทียบ มี อนาล็อก เอาต์พุต สูงสุด 4 หน้าจอแสดงผล หน้าจอ LCD 128 x 64 พิกเซล แหล่งจ่ายไฟ 100 – 240 Vac สภาวะแวดล้อมที่เหมาะสม -20 – 50 ºC ความชื้นสัมพัทธ์สูงสุด 100% รองรับมาตรฐานกันน้ำและฝุ่น IP65 ขนาด 144.0 x 144.0 x 151.3 มม. น้ำหนัก 1.6 กิโลกรัม | <div aria-labelledby="tab-title-description" class="woocommerce-Tabs-panel woocommerce-Tabs-panel--description panel entry-content active" id="tab-description" role="tabpanel"> <p><span style="color: #000000;"><strong><span style="font-size: 120%;">เครื่องวัดคุณภาพน้ำแบบต่อเนื่อง (One-channel Universal process controller) รุ่น HI510-0540</span></strong></span></p> <p><span style="color: #000000;">HI510-0540 ได้รับการออกแบบมาเพื่อปรับให้เข้ากับข้อกำหนดการควบคุมกระบวนการเฉพาะของผู้ใช้ ตัวเครื่องมีจอแสดงผลแบบดอทเมทริกซ์เรืองแสงขนาดใหญ่ เพื่อการมองเห็นที่ชัดเจน และมีอินเทอร์เฟซที่ใช้งานง่ายสำหรับโหมดการตั้งค่า ตัวควบคุมใช้ไฟชนิด LED หลายสี เพื่อให้มองเห็นสถานะของเครื่องมือได้ง่าย รวมถึงการเปิดใช้งานของรีเลย์ ในโหมดสัญญาณเตือนหรือสถานะพักสาย การตั้งค่าอื่นๆ ทั้งหมดทำได้ผ่านปุ่มบนตัวเครื่อง หรือสามารถเชื่อมต่อ RS485 เข้ากับ PC ผ่านโปรแกรมของ Hanna : HI92500</span></p> <p><span style="color: #000000;"> – อินพุตดิจิตอลสำหรับหัววัด pH และ ORP </span><br/> <span style="color: #000000;"> – รีเลย์สูงสุด 5 ตัวสำหรับการควบคุมและการทำความสะอาดตามลำดับ</span><br/> <span style="color: #000000;"> – การส่งออกข้อมูลแบบอนาล็อกสูงสุด 4 สำหรับการควบคุมและการตรวจสอบ</span></p> <p><span style="color: #000000;">ตัวเครื่องนี้สามารถกำหนดรีเลย์ควบคุมสูงสุด 5 รีเลย์ และเอาต์พุตอนาล็อก 4 เอาต์พุต รีเลย์ควบคุมสามารถตั้งโปรแกรมสำหรับการควบคุมประเภทเปิด/ปิด ควบคุมตามสัดส่วน หรือ PID (Proportional Integral Derivative) หรือใช้สำหรับการตั้งโปรแกรมเพื่อทำความสะอาดตามลำดับการทำงาน โดยอินพุตแบบดิจิตอลหรือตามกำหนดเวลา เอาต์พุตอะนาล็อกที่ปรับขนาดได้สามารถใช้กับอุปกรณ์ระยะไกล รวมถึงเครื่องบันทึกแผนภูมิ PLC หรือ SCADA เอาต์พุตแบบอะนาล็อกสามารถใช้กับอุปกรณ์ควบคุม รวมถึงปั๊มสูบจ่ายและวาล์วที่ยอมรับเอาต์พุต 0/4-20 mA</span></p> <p><span style="color: #000000;">HI510 มีเอาต์พุตแบบดิจิตอล (RS485) ที่ช่วยให้สามารถเชื่อมต่ออุปกรณ์ได้สูงสุด 32 เครื่อง โดยสามารถดูและตั้งโปรแกรมจากระยะไกลได้โดยใช้โปรแกรม HI92500 มีอินเทอร์เฟซผู้ใช้แบบกราฟิกที่ช่วยให้สามารถเปลี่ยนแปลงการตั้งค่าและบันทึกเพื่อถ่ายโอนไปยังตัวเครื่องอื่นๆ ได้</span></p> <p><span style="color: #000000;">HI510 รองรับการกันน้ำด้วยมาตรฐาน NEMA 4X พร้อมชุดติดตั้งอเนกประสงค์เพื่อช่วยให้สามารถติดตั้งตัวเครื่อง HI510 Series เข้ากับผนัง ท่อ และแผงได้</span></p> <h3 style="text-align: center;"><span style="color: #000000;"><strong>การควบคุมตัวเครื่องโดยผ่าน</strong><strong>โปรแกรม </strong><strong>HI92500</strong></span></h3> <p><span style="color: #000000;"><img alt="" class="size-full wp-image-9242 aligncenter" decoding="async" height="527" loading="lazy" src="https://www.hannathailand.com/wp-content/uploads/2023/05/setpoint2.jpg" width="775"/></span></p> <p> </p> <p><span style="color: #000000;"><strong><span style="font-size: 120%;">คู่มือการใช้งาน </span>: <a href="https://hannainst.com.au/mwdownloads/download/link/id/2286" style="color: #000000;">Download</a></strong></span></p> <p><span style="color: #000000; font-size: 120%;"><strong>Specification :</strong></span></p> <table style="height: 1964px;" width="970"> <tbody> <tr> <td width="198"><span style="color: #000000;"><strong>รหัสสินค้า</strong></span></td> <td width="463"><span style="color: #000000;">HI510 Series</span></td> </tr> <tr> <td width="198"><span style="color: #000000;"><strong>ชื่อสินค้า</strong></span></td> <td width="463"><span style="color: #000000;">เครื่องวัดคุณภาพน้ำแบบต่อเนื่อง ประกอบด้วย 2 รุ่น ดังนี้</span><br/> <span style="color: #000000;">HI510-0320 : ตัวเครื่อง 1 ช่องการทำงาน โดยมี 3 Relays และ 2 analog outputs</span><br/> <span style="color: #000000;">HI510-0540 : ตัวเครื่อง 1 ช่องการทำงาน โดยมี 5 Relays และ 4 analog outputs</span></td> </tr> <tr> <td width="198"><span style="color: #000000;"><strong>การควบคุมการเติมสาร</strong></span></td> <td width="463"><span style="color: #000000;">แบบเปิด/ปิด แบบตามสัดส่วน และแบบ PID</span></td> </tr> <tr> <td width="198"><span style="color: #000000;"><strong>Dosing Terminals</strong></span></td> <td width="463"><span style="color: #000000;">สูงสุด 5 relays ขึ้นอยู่กับการใช้งาน</span></td> </tr> <tr> <td width="198"><span style="color: #000000;"><strong>การตั้งค่าการแจ้งเตือน </strong><strong>Relays</strong></span></td> <td width="463"><span style="color: #000000;">สูงสุด 5 relays ขึ้นอยู่กับการใช้งาน</span></td> </tr> <tr> <td width="198"><span style="color: #000000;"><strong>การควบคุมการเติมสารเกิน</strong></span></td> <td width="463"><span style="color: #000000;">มี</span></td> </tr> <tr> <td width="198"><span style="color: #000000;"><strong>ระบบความผิดพลาด</strong></span></td> <td width="463"><span style="color: #000000;">มี</span></td> </tr> <tr> <td width="198"><span style="color: #000000;"><strong>สัญญาณออกแบบ</strong><strong>อนาล็อก</strong></span></td> <td width="463"><span style="color: #000000;">2 หรือ 4, 0 – 22 mA</span></td> </tr> <tr> <td width="198"><span style="color: #000000;"><strong>ความถูกต้อง</strong></span></td> <td width="463"><span style="color: #000000;">±2% full scale</span></td> </tr> <tr> <td width="198"><span style="color: #000000;"><strong>สัญญาณเข้าแบบดิจิตอล</strong></span></td> <td width="463"><span style="color: #000000;">galvanically isolated inputs</span></td> </tr> <tr> <td width="198"><span style="color: #000000;"><strong>สัญญาณดิจิตอล</strong></span></td> <td width="463"><span style="color: #000000;">RS485</span></td> </tr> <tr> <td width="198"><span style="color: #000000;"><strong>ไฟ </strong><strong>Backlight</strong></span></td> <td width="463"><span style="color: #000000;">มี</span></td> </tr> <tr> <td width="198"><span style="color: #000000;"><strong>แหล่งจ่ายไฟ</strong></span></td> <td width="463"><span style="color: #000000;">15VA</span></td> </tr> <tr> <td width="198"><span style="color: #000000;"><strong>ฟังก์ชันที่ให้มา</strong></span></td> <td width="463"><span style="color: #000000;">1/2DIN ชนิด NEMA4X รองรับ IP65 มาตรฐานป้องกันผุ่นและน้ำ</span></td> </tr> <tr> <td width="198"><span style="color: #000000;"><strong>ช่องการทำงาน</strong></span></td> <td width="463"><span style="color: #000000;">1 ช่องแบบดิจิตอล</span></td> </tr> <tr> <td width="198"><span style="color: #000000;"><strong>หัววัด </strong><strong>pH </strong></span></td> <td width="463"><span style="color: #000000;">HI10X6 – pH และอุณหภูมิ (จำหน่ายเพิ่มเติม)</span></td> </tr> <tr> <td width="198"><span style="color: #000000;"><strong>หัววัด </strong><strong>ORP</strong></span></td> <td width="463"><span style="color: #000000;">HI20X4 – ORP และอุณหภูมิ (จำหน่ายเพิ่มเติม)</span></td> </tr> <tr> <td width="198"><span style="color: #000000;"><strong>ชนิดการบันทึกข้อมูล</strong></span></td> <td width="463"><span style="color: #000000;">บันทึกข้อมูลแบบต่อเนื่องสูงสุด 100 ไฟล์ โดยแต่ละไฟล์สามารถบันทึกได้ 8,600 ข้อมูล/ไฟล์ เมื่อข้อมูลที่ถูกบันทึกเต็มไฟล์เก่าที่สุดจะถูกลบข้อมูลแบบอัตโนมัติเพื่อบันทึกข้อมูลใหม่ล่าสุด</span></td> </tr> <tr> <td width="198"><span style="color: #000000;"><strong>การเชื่อมต่อ</strong></span></td> <td width="463"><span style="color: #000000;">RS485 การควบคุมผ่านรีโมท </span><br/> <span style="color: #000000;">USB-C การดึงข้อมูลหรือการอัพเดทโปรแกรม</span></td> </tr> <tr> <td width="198"><span style="color: #000000;"><strong>โหมดดูการสอบเทียบล่าสุด</strong></span></td> <td width="463"><span style="color: #000000;">มี</span></td> </tr> <tr> <td width="198"><span style="color: #000000;"><strong>การแจ้งเตือนการสอบเทียบ</strong></span></td> <td width="463"><span style="color: #000000;">มี</span></td> </tr> <tr> <td width="198"><span style="color: #000000;"><strong>อนาล็อก เอาต์พุต</strong></span></td> <td width="463"><span style="color: #000000;">สูงสุด 4</span></td> </tr> <tr> <td width="198"><span style="color: #000000;"><strong>หน้าจอแสดงผล</strong></span></td> <td width="463"><span style="color: #000000;">หน้าจอ LCD 128 x 64 พิกเซล</span></td> </tr> <tr> <td width="198"><span style="color: #000000;"><strong>แหล่งจ่ายไฟ</strong></span></td> <td width="463"><span style="color: #000000;">100 – 240 Vac</span></td> </tr> <tr> <td width="198"><span style="color: #000000;"><strong>สภาวะแวดล้อมที่เหมาะสม</strong></span></td> <td width="463"><span style="color: #000000;">-20 – 50 ºC ความชื้นสัมพัทธ์สูงสุด 100%</span></td> </tr> <tr> <td width="198"><span style="color: #000000;"><strong>รองรับมาตรฐานกันน้ำและฝุ่น</strong></span></td> <td width="463"><span style="color: #000000;">IP65</span></td> </tr> <tr> <td width="198"><span style="color: #000000;"><strong>ขนาด</strong></span></td> <td width="463"><span style="color: #000000;">144.0 x 144.0 x 151.3 มม.</span></td> </tr> <tr> <td width="198"><span style="color: #000000;"><strong>น้ำหนัก</strong></span></td> <td width="463"><span style="color: #000000;">1.6 กิโลกรัม</span></td> </tr> </tbody> </table> </div> | ไม่มี | ไม่มี | https://www.hannathailand.com/wp-content/uploads/2023/05/HI510.gif | เครื่องวัดปริมาณฟลูออไรด์ ช่วงต่ำ รุ่น HI729 , เครื่องวัดปริมาณคลอรีนอิสระ รุ่น HI701 , เครื่องวัดปริมาณโบรมีน ในตัวอย่างน้ำ รุ่น HI716 , เครื่องวัดปริมาณซิลิกา ช่วงต่ำ ในตัวอย่างน้ำ รุ่น HI705 , ซัลไฟด์สารต้านอนุมูลอิสระบัฟเฟอร์ , เครื่องวัดปริมาณแอมโมเนีย ช่วงต่ำ รุ่น HI700 , เครื่องวัดปริมาณฟอสฟอรัส ช่วงสูง รุ่น HI706 , เครื่องวัดปริมาณฟอสฟอรัส ช่วงต่ำมาก รุ่น HI736 | <a class="woocommerce-LoopProduct-link woocommerce-loop-product__link" href="https://www.hannathailand.com/product/hi729-checker-hc-fluoride-lr/">เครื่องวัดปริมาณฟลูออไรด์ ช่วงต่ำ รุ่น HI729</a> , <a class="woocommerce-LoopProduct-link woocommerce-loop-product__link" href="https://www.hannathailand.com/product/hi701-checker-hc-free-chlorine/">เครื่องวัดปริมาณคลอรีนอิสระ รุ่น HI701</a> , <a class="woocommerce-LoopProduct-link woocommerce-loop-product__link" href="https://www.hannathailand.com/product/hi716-checker-hc-bromine/">เครื่องวัดปริมาณโบรมีน ในตัวอย่างน้ำ รุ่น HI716</a> , <a class="woocommerce-LoopProduct-link woocommerce-loop-product__link" href="https://www.hannathailand.com/product/hi705-checker-hc-silica-lr/">เครื่องวัดปริมาณซิลิกา ช่วงต่ำ ในตัวอย่างน้ำ รุ่น HI705</a> , <a class="woocommerce-LoopProduct-link woocommerce-loop-product__link" href="https://www.hannathailand.com/product/hi4015-00/">ซัลไฟด์สารต้านอนุมูลอิสระบัฟเฟอร์</a> , <a class="woocommerce-LoopProduct-link woocommerce-loop-product__link" href="https://www.hannathailand.com/product/hi700-checker-hc-ammonia-lr/">เครื่องวัดปริมาณแอมโมเนีย ช่วงต่ำ รุ่น HI700</a> , <a class="woocommerce-LoopProduct-link woocommerce-loop-product__link" href="https://www.hannathailand.com/product/hi706-checker-hc-phosphorous-hr/">เครื่องวัดปริมาณฟอสฟอรัส ช่วงสูง รุ่น HI706</a> , <a class="woocommerce-LoopProduct-link woocommerce-loop-product__link" href="https://www.hannathailand.com/product/phosphorous-marine/">เครื่องวัดปริมาณฟอสฟอรัส ช่วงต่ำมาก รุ่น HI736</a> | https://www.hannathailand.com/wp-content/uploads/2023/05/HI510-600x600.jpg , https://www.hannathailand.com/wp-content/uploads/2023/05/HI510-2-600x600.jpg , https://www.hannathailand.com/wp-content/uploads/2023/05/HI510-1-600x600.jpg , https://www.hannathailand.com/wp-content/uploads/2022/06/miniphotometerfurfluoridniedrig844_11-600x600.jpg , https://www.hannathailand.com/wp-content/uploads/2021/11/hi701-500x500.jpg , https://www.hannathailand.com/wp-content/uploads/2022/06/miniphotometerfurfreiesgesamtchlor704_11-600x600.jpg , https://www.hannathailand.com/wp-content/uploads/2022/06/hi705400-600x600.jpg , https://www.hannathailand.com/wp-content/uploads/2021/07/7-500x500.jpg , https://www.hannathailand.com/wp-content/uploads/2022/06/hi700_400pxl-600x600.jpg , https://www.hannathailand.com/wp-content/uploads/2022/06/hi706_400-600x600.jpg , https://www.hannathailand.com/wp-content/uploads/2021/12/HI736-600x600.jpg
24 | เครื่องวัดคุณภาพน้ำแบบหลายพารามิเตอร์ (Dual-Channel Universal process controller) รุ่น HI520-0320 (3 Relays 2 Analog outputs) | สินค้าทั้งหมด , อุตสาหกรรมทั่วไป , เครื่องควบคุมแบบต่อเนื่อง , วัดความเป็นกรด-ด่าง/โออาร์พี , แบบติดตั้ง , วัดออกซิเจนในน้ำ , แบบติดตั้ง , วัดการนำไฟฟ้า/ของแข็งละลายในน้ำ , แบบติดตั้ง | https://www.hannathailand.com/product-category/pneumatics-control/tds/tds-installation/ | https://www.hannathailand.com/product/%e0%b9%80%e0%b8%84%e0%b8%a3%e0%b8%b7%e0%b9%88%e0%b8%ad%e0%b8%87%e0%b8%a7%e0%b8%b1%e0%b8%94%e0%b8%84%e0%b8%b8%e0%b8%93%e0%b8%a0%e0%b8%b2%e0%b8%9e%e0%b8%99%e0%b9%89%e0%b8%b3%e0%b9%81%e0%b8%9a%e0%b8%9a-5/ | HI520-0320 | 3,103.00 | น้ำหนัก 1.8 กก. ขนาด 14.4 × 14.4 × 15.1 เซนติเมตร | <div aria-labelledby="tab-title-additional_information" class="woocommerce-Tabs-panel woocommerce-Tabs-panel--additional_information panel entry-content" id="tab-additional_information" role="tabpanel"> <table class="woocommerce-product-attributes shop_attributes"> <tr class="woocommerce-product-attributes-item woocommerce-product-attributes-item--weight"> <th class="woocommerce-product-attributes-item__label">น้ำหนัก</th> <td class="woocommerce-product-attributes-item__value">1.8 กก.</td> </tr> <tr class="woocommerce-product-attributes-item woocommerce-product-attributes-item--dimensions"> <th class="woocommerce-product-attributes-item__label">ขนาด</th> <td class="woocommerce-product-attributes-item__value">14.4 × 14.4 × 15.1 เซนติเมตร</td> </tr> </table> </div> | HI520-0320 เป็นตัวควบคุมกระบวนการขั้นสูงที่สามารถกำหนดค่าสำหรับการใช้งานที่ต้องการการตรวจสอบและ/หรือควบคุมพารามิเตอร์การวิเคราะห์น้ำหลักสี่พารามิเตอร์: pH, ORP, ความนำไฟฟ้า และออกซิเจนที่ละลายน้ำ HI520-0320 is an advanced process controller that can be configured for applications requiring monitoring and/or control of four main water-analysis parameters: pH, ORP, Conductivity, and Dissolved Oxygen. Waterproof IP65 (Nema 4X) enclosure Multi-color LED status indicators & audible alarm Universal mounting kits available with wall, pipe, and panel mounting options (All mounting kits must be ordered separately) HI520-0320 is an advanced process controller that can be configured for applications requiring monitoring and/or control of four main water-analysis parameters: pH, ORP, Conductivity, and Dissolved Oxygen. This controller features a digital probe input(s) that automatically detects and updates the controller with the parameter that it measures. HI520-0320 is Hanna’s first dual-input process controller that accepts virtually any combination of compatible probes. Designed to adapt to unique process control requirements, users have the option to enable or disable each channel independently. Additionally, HI520-0320 introduces enhanced industrial control by operating a control-loop system whereby users have the option to run channel control either independently or configure to be triggered sequentially upon reaching the other channel’s set point(s) (1, 2, or both). The device operates a logical channel with built-in mathematical functions. This function is intended for when the controller works as an analyzer for monitoring high/low parameter levels between two identical inputs with identical measuring configurations. Control Modes Set points for control operations can be configured to be on/off, proportional, or PID types of control. The flexibility in programming allows for fine-tuning of a set point to be maintained with tight control preventing any overshoot and waste of chemicals. Hold Function Hold can also be triggered manually and by using and external digital input for disabling control mode when performing maintenance. Configurable Alarm System Configurable for set points and temperature or activated by abnormal operation, a red Alarm LED will blink and can easily be seen from a distance. All relays configured for control are inactivated until the alarm state is resolved. Auto-cleaning cycle The cleaning function allows the ability to program one or more wash cycles and use the relays to activate valves, pumps or compressed air based on the type of washing that is required to maintain probes for reliable results. Product Manual: Download Specification : SKU HI520-0320 Product Name Dual-Channel Universal Process Controller for Industrial Applications – HI520-0320 : 3 Relays 2 analog outputs HI520-0540 : 5 Relays 4 analog outputs Quote Required Yes Channels 2 Display Graphic LCD, 128 x 64 pixel B/W with backlight Digital Inputs 2 independent, galvanically isolated inputs (conﬁgurable for Hold & Cleaning functions) On state 5 to 24 Vdc, low or high level active Analog Outputs 2 or 4 independent, galvanically isolated outputs 0 – 22 mA conﬁgurable as Digital Communication RS485 serial port – Remote monitoring and control USB-C port – Retrieve log ﬁles and ﬁrmware upgrading Relays Up to 5 relays (independently conﬁgurable for process variables, Hold & Cleaning functions Fuse protected 5A, 250V slow blow fuse Alarm Relay for All Measurement Alarms Electromechanical relay SPDT contact output 5A – 250 Vac; 5A – 30 Vdc (resistive load) Fuse protected Data Logging Interval log, up to 100 ﬁles, maximum 8600 records on each stored ﬁle. When the maximum limit of 100 stored ﬁles is reached, the most recent ﬁle will automatically erase the oldest one. Power Supply 100 – 240 Vac ±10%; 50/60 Hz; 15VA; fuse protected (2A, 250V slow blow fuse) Power Consumption 15VA Installation Category II Environment -20 to 50 ºC (-4 to 122 ºF); maximum 100% RH non-condensing Enclosure* Single case ½ DIN, type 4X, IP65 ingress protection Weight Approximately 1.6 kg (3.5 lb.) Dimensions Width Height 144.0 mm (5.7”) Depth 151.3 mm (6.0”) | <div aria-labelledby="tab-title-description" class="woocommerce-Tabs-panel woocommerce-Tabs-panel--description panel entry-content active" id="tab-description" role="tabpanel"> <p>HI520-0320 เป็นตัวควบคุมกระบวนการขั้นสูงที่สามารถกำหนดค่าสำหรับการใช้งานที่ต้องการการตรวจสอบและ/หรือควบคุมพารามิเตอร์การวิเคราะห์น้ำหลักสี่พารามิเตอร์: pH, ORP, ความนำไฟฟ้า และออกซิเจนที่ละลายน้ำ</p> <p class="p1">HI520-0320 is an advanced process controller that can be configured for applications requiring monitoring and/or control of four main water-analysis parameters: pH, ORP, Conductivity, and Dissolved Oxygen.</p> <ul> <li class="p1">Waterproof IP65 (Nema 4X) enclosure</li> <li class="p1">Multi-color LED status indicators &amp; audible alarm</li> <li class="p1">Universal mounting kits available with wall, pipe, and panel mounting options<br/> (All mounting kits must be ordered separately)</li> </ul> <p>HI520-0320 is an advanced process controller that can be configured for applications requiring monitoring and/or control of four main water-analysis parameters: pH, ORP, Conductivity, and Dissolved Oxygen. This controller features a digital probe input(s) that automatically detects and updates the controller with the parameter that it measures.</p> <p>HI520-0320 is Hanna’s first dual-input process controller that accepts virtually any combination of compatible probes. Designed to adapt to unique process control requirements, users have the option to enable or disable each channel independently.</p> <p>Additionally, HI520-0320 introduces enhanced industrial control by operating a control-loop system whereby users have the option to run channel control either independently or configure to be triggered sequentially upon reaching the other channel’s set point(s) (1, 2, or both). The device operates a logical channel with built-in mathematical functions. This function is intended for when the controller works as an analyzer for monitoring high/low parameter levels between two identical inputs with identical measuring configurations.</p> <h3> <img alt="" class="wp-image-9201 aligncenter" decoding="async" height="521" loading="lazy" sizes="(max-width: 521px) 100vw, 521px" src="https://www.hannathailand.com/wp-content/uploads/2023/05/hi520_angleright-900x900-5f888479-703a-4714-8a0d-403225ebd638_1.jpg" srcset="https://www.hannathailand.com/wp-content/uploads/2023/05/hi520_angleright-900x900-5f888479-703a-4714-8a0d-403225ebd638_1-600x600.jpg 600w, https://www.hannathailand.com/wp-content/uploads/2023/05/hi520_angleright-900x900-5f888479-703a-4714-8a0d-403225ebd638_1-100x100.jpg 100w" width="521"/></h3> <h3><strong>Control Modes</strong></h3> <p>Set points for control operations can be configured to be on/off, proportional, or PID types of control. The flexibility in programming allows for fine-tuning of a set point to be maintained with tight control preventing any overshoot and waste of chemicals.</p> <h3><strong>Hold Function</strong></h3> <p>Hold can also be triggered manually and by using and external digital input for disabling control mode when performing maintenance.</p> <h3><strong>Configurable Alarm System</strong></h3> <p>Configurable for set points and temperature or activated by abnormal operation, a red Alarm LED will blink and can easily be seen from a distance. All relays configured for control are inactivated until the alarm state is resolved.</p> <h3><strong>Auto-cleaning cycle</strong></h3> <p>The cleaning function allows the ability to program one or more wash cycles and use the relays to activate valves, pumps or compressed air based on the type of washing that is required to maintain probes for reliable results.</p> <h3><strong>Product Manual: <a href="https://hannainst.com.au/mwdownloads/download/link/id/2286">Download</a></strong></h3> <h3><strong>Specification :</strong></h3> <table style="height: 1144px;" width="859"> <tbody> <tr> <td width="161"><strong>SKU</strong></td> <td width="340"><strong>HI520-0320</strong></td> </tr> <tr> <td width="161"><strong>Product Name</strong></td> <td width="340"><strong>Dual-Channel Universal Process Controller for Industrial Applications –<br/> </strong><strong>HI520-0320 : 3 Relays 2 analog outputs<br/> HI520-0540 : 5 Relays 4 analog outputs</strong></td> </tr> <tr> <td width="161"><strong>Quote Required</strong></td> <td width="340"><strong>Yes</strong></td> </tr> <tr> <td width="161"><strong>Channels</strong></td> <td width="340"><strong>2</strong></td> </tr> <tr> <td width="161"><strong>Display</strong></td> <td width="340"><strong>Graphic LCD, 128 x 64 pixel B/W with backlight</strong></td> </tr> <tr> <td width="161"><strong>Digital Inputs</strong></td> <td width="340"><strong>2 independent, galvanically isolated inputs (con</strong><strong>ﬁ</strong><strong>gurable for Hold &amp; Cleaning functions)</strong></td> </tr> <tr> <td width="161"><strong>On state</strong></td> <td width="340"><strong>5 to 24 Vdc, low or high level active</strong></td> </tr> <tr> <td width="161"><strong>Analog Outputs</strong></td> <td width="340"><strong>2 or 4 independent, galvanically isolated outputs 0 – 22 mA con</strong><strong>ﬁ</strong><strong>gurable as</strong></td> </tr> <tr> <td width="161"><strong>Digital Communication</strong></td> <td width="340"><strong>RS485 serial port – Remote monitoring and control USB-C port – Retrieve log </strong><strong>ﬁ</strong><strong>les and </strong><strong>ﬁ</strong><strong>rmware upgrading</strong></td> </tr> <tr> <td width="161"><strong>Relays</strong></td> <td width="340"><strong>Up to 5 relays (independently con</strong><strong>ﬁ</strong><strong>gurable for process variables, Hold &amp; Cleaning functions</strong></td> </tr> <tr> <td width="161"><strong>Fuse protected</strong></td> <td width="340"><strong>5A, 250V slow blow fuse</strong></td> </tr> <tr> <td width="161"><strong>Alarm Relay for All Measurement Alarms</strong></td> <td width="340"><strong>Electromechanical relay SPDT contact output 5A – 250 Vac; 5A – 30 Vdc (resistive load) Fuse protected</strong></td> </tr> <tr> <td width="161"><strong>Data Logging</strong></td> <td width="340"><strong>Interval log, up to 100 </strong><strong>ﬁ</strong><strong>les, maximum 8600 records on each stored </strong><strong>ﬁ</strong><strong>le. When the maximum limit of 100 stored </strong><strong>ﬁ</strong><strong>les is reached, the most recent </strong><strong>ﬁ</strong><strong>le will automatically erase the oldest one.</strong></td> </tr> <tr> <td width="161"><strong>Power Supply</strong></td> <td width="340"><strong>100 – 240 Vac ±10%; 50/60 Hz; 15VA; fuse protected (2A, 250V slow blow fuse)</strong></td> </tr> <tr> <td width="161"><strong>Power Consumption</strong></td> <td width="340"><strong>15VA</strong></td> </tr> <tr> <td width="161"><strong>Installation Category</strong></td> <td width="340"><strong>II</strong></td> </tr> <tr> <td width="161"><strong>Environment</strong></td> <td width="340"><strong>-20 to 50 ºC (-4 to 122 ºF); maximum 100% RH non-condensing</strong></td> </tr> <tr> <td width="161"><strong>Enclosure*</strong></td> <td width="340"><strong>Single case ½ DIN, type 4X, IP65 ingress protection</strong></td> </tr> <tr> <td width="161"><strong>Weight</strong></td> <td width="340"><strong>Approximately 1.6 kg (3.5 lb.)</strong></td> </tr> <tr> <td width="161"><strong>Dimensions</strong></td> <td width="340"><strong>Width</strong></td> </tr> <tr> <td width="161"><strong>Height</strong></td> <td width="340"><strong>144.0 mm (5.7”)</strong></td> </tr> <tr> <td width="161"><strong>Depth</strong></td> <td width="340"><strong>151.3 mm (6.0”)</strong></td> </tr> </tbody> </table> </div> | ไม่มี | ไม่มี | https://www.hannathailand.com/wp-content/uploads/2023/05/HI520.jpg | เครื่องวัดปริมาณฟอสเฟต ช่วงต่ำ รุ่น HI713 , น้ำยามาตรฐานสอบเทียบ ค่ามาตรฐานความเค็ม , เครื่องวัดปริมาณคลอรีนรวม รุ่น HI711 , เครื่องวัดปริมาณไนไตรท์ ช่วงสูง ในตัวอย่างน้ำ รุ่น HI708 , ซัลไฟด์สารต้านอนุมูลอิสระบัฟเฟอร์ , น้ำยามาตรฐานสอบเทียบ , เครื่องวัดสีในน้ำตัวอย่าง HI727 , เครื่องวัดคลอรีน | <a class="woocommerce-LoopProduct-link woocommerce-loop-product__link" href="https://www.hannathailand.com/product/hi713-checker-hc-phosphate-lr/">เครื่องวัดปริมาณฟอสเฟต ช่วงต่ำ รุ่น HI713</a> , <a class="woocommerce-LoopProduct-link woocommerce-loop-product__link" href="https://www.hannathailand.com/product/hi7080l/">น้ำยามาตรฐานสอบเทียบ ค่ามาตรฐานความเค็ม</a> , <a class="woocommerce-LoopProduct-link woocommerce-loop-product__link" href="https://www.hannathailand.com/product/hi711-checker-hc-total-chlorine/">เครื่องวัดปริมาณคลอรีนรวม รุ่น HI711</a> , <a class="woocommerce-LoopProduct-link woocommerce-loop-product__link" href="https://www.hannathailand.com/product/hi708-checker-hc-nitrite-hr/">เครื่องวัดปริมาณไนไตรท์ ช่วงสูง ในตัวอย่างน้ำ รุ่น HI708</a> , <a class="woocommerce-LoopProduct-link woocommerce-loop-product__link" href="https://www.hannathailand.com/product/hi4015-00/">ซัลไฟด์สารต้านอนุมูลอิสระบัฟเฟอร์</a> , <a class="woocommerce-LoopProduct-link woocommerce-loop-product__link" href="https://www.hannathailand.com/product/hi9828-25/">น้ำยามาตรฐานสอบเทียบ</a> , <a class="woocommerce-LoopProduct-link woocommerce-loop-product__link" href="https://www.hannathailand.com/product/hi727-checker-hc-color-of-water/">เครื่องวัดสีในน้ำตัวอย่าง HI727</a> , <a class="woocommerce-LoopProduct-link woocommerce-loop-product__link" href="https://www.hannathailand.com/product/free-chlorine/">เครื่องวัดคลอรีน</a> | https://www.hannathailand.com/wp-content/uploads/2023/05/HI520-600x600.jpg , https://www.hannathailand.com/wp-content/uploads/2023/05/hi520-0320-front-900x900-f53f83a0-94c5-4a9e-af73-2f25542b0f3e_1-600x600.jpg , https://www.hannathailand.com/wp-content/uploads/2023/05/520_open_fuse-panel-900x900-e9c0b20e-2680-429b-ac5b-ab5a4217a362_1-600x600.jpg , https://www.hannathailand.com/wp-content/uploads/2023/05/hi520_angleright-900x900-5f888479-703a-4714-8a0d-403225ebd638_1-600x600.jpg , https://www.hannathailand.com/wp-content/uploads/2023/05/hi520-panel-mounted-900x600-96077fa7-8f61-477a-ae14-2352303bbe99_1-600x600.jpg , https://www.hannathailand.com/wp-content/uploads/2022/06/hi713_lg51caffcdce23e-600x600.jpg , https://www.hannathailand.com/wp-content/uploads/2021/07/11-500x500.jpg , https://www.hannathailand.com/wp-content/uploads/2022/06/hi711_lg-600x600.jpg , https://www.hannathailand.com/wp-content/uploads/2022/06/miniphotometerfurnitrithoch2420_11-600x600.jpg , https://www.hannathailand.com/wp-content/uploads/2021/07/7-500x500.jpg , https://www.hannathailand.com/wp-content/uploads/2021/07/8-500x500.jpg , https://www.hannathailand.com/wp-content/uploads/2022/06/miniphotometerfurfarbe843_11-600x600.jpg , https://www.hannathailand.com/wp-content/uploads/2021/07/1-500x500.jpg
25 | เครื่องวัดคุณภาพน้ำแบบหลายพารามิเตอร์ (Dual-Channel Universal process controller) รุ่น HI520-0540 (5 Relays 4 Analog outputs) | สินค้าทั้งหมด , อุตสาหกรรมทั่วไป , เครื่องควบคุมแบบต่อเนื่อง , วัดความเป็นกรด-ด่าง/โออาร์พี , แบบติดตั้ง , วัดออกซิเจนในน้ำ , แบบติดตั้ง , วัดการนำไฟฟ้า/ของแข็งละลายในน้ำ , แบบติดตั้ง | https://www.hannathailand.com/product-category/pneumatics-control/tds/tds-installation/ | https://www.hannathailand.com/product/%e0%b9%80%e0%b8%84%e0%b8%a3%e0%b8%b7%e0%b9%88%e0%b8%ad%e0%b8%87%e0%b8%a7%e0%b8%b1%e0%b8%94%e0%b8%84%e0%b8%b8%e0%b8%93%e0%b8%a0%e0%b8%b2%e0%b8%9e%e0%b8%99%e0%b9%89%e0%b8%b3%e0%b9%81%e0%b8%9a%e0%b8%9a-3/ | HI520-0540 | 3,103.00 | น้ำหนัก 1.8 กก. ขนาด 14.4 × 14.4 × 15.13 เซนติเมตร | <div aria-labelledby="tab-title-additional_information" class="woocommerce-Tabs-panel woocommerce-Tabs-panel--additional_information panel entry-content" id="tab-additional_information" role="tabpanel"> <table class="woocommerce-product-attributes shop_attributes"> <tr class="woocommerce-product-attributes-item woocommerce-product-attributes-item--weight"> <th class="woocommerce-product-attributes-item__label">น้ำหนัก</th> <td class="woocommerce-product-attributes-item__value">1.8 กก.</td> </tr> <tr class="woocommerce-product-attributes-item woocommerce-product-attributes-item--dimensions"> <th class="woocommerce-product-attributes-item__label">ขนาด</th> <td class="woocommerce-product-attributes-item__value">14.4 × 14.4 × 15.13 เซนติเมตร</td> </tr> </table> </div> | HI520-0540 เป็นตัวควบคุมกระบวนการขั้นสูงที่สามารถกำหนดค่าสำหรับการใช้งานที่ต้องการการตรวจสอบและ/หรือควบคุมพารามิเตอร์การวิเคราะห์น้ำหลักสี่พารามิเตอร์: pH, ORP, ความนำไฟฟ้า และออกซิเจนที่ละลายน้ำ HI520-0540 is an advanced process controller that can be configured for applications requiring monitoring and/or control of four main water-analysis parameters: pH, ORP, Conductivity, and Dissolved Oxygen. Waterproof IP65 (Nema 4X) enclosure Multi-color LED status indicators & audible alarm Universal mounting kits available with wall, pipe, and panel mounting options (All mounting kits must be ordered separately) HI520-0540 is an advanced process controller that can be configured for applications requiring monitoring and/or control of four main water-analysis parameters: pH, ORP, Conductivity, and Dissolved Oxygen. This controller features a digital probe input(s) that automatically detects and updates the controller with the parameter that it measures. HI520-0540 is Hanna’s first dual-input process controller that accepts virtually any combination of compatible probes. Designed to adapt to unique process control requirements, users have the option to enable or disable each channel independently. Additionally, HI520-0540 introduces enhanced industrial control by operating a control-loop system whereby users have the option to run channel control either independently or configure to be triggered sequentially upon reaching the other channel’s set point(s) (1,2 or both). The device operates a logical channel with built-in mathematical functions. This function is intended for when the controller works as an analyzer for monitoring high/low parameter levels between two identical inputs with identical measuring configurations. Control Modes Set points for control operations can be configured to be on/off, proportional, or PID types of control. The flexibility in programming allows for fine-tuning of a set point to be maintained with tight control preventing any overshoot and waste of chemicals. Hold Function Hold can also be triggered manually and by using and external digital input for disabling control mode when performing maintenance. Configurable Alarm System Configurable for set points and temperature or activated by abnormal operation, a red Alarm LED will blink and can easily be seen from a distance. All relays configured for control are inactivated until the alarm state is resolved. Auto-cleaning cycle The cleaning function allows the ability to program one or more wash cycles and use the relays to activate valves, pumps or compressed air based on the type of washing that is required to maintain probes for reliable results. Product Manual: Download Specification : SKU HI520-0320 Product Name Dual-Channel Universal Process Controller for Industrial Applications – HI520-0320 : 3 Relays 2 analog outputs HI520-0540 : 5 Relays 4 analog outputs Quote Required Yes Channels 2 Display Graphic LCD, 128 x 64 pixel B/W with backlight Digital Inputs 2 independent, galvanically isolated inputs (conﬁgurable for Hold & Cleaning functions) On state 5 to 24 Vdc, low or high level active Analog Outputs 2 or 4 independent, galvanically isolated outputs 0 – 22 mA conﬁgurable as Digital Communication RS485 serial port – Remote monitoring and control USB-C port – Retrieve log ﬁles and ﬁrmware upgrading Relays Up to 5 relays (independently conﬁgurable for process variables, Hold & Cleaning functions Fuse protected 5A, 250V slow blow fuse Alarm Relay for All Measurement Alarms Electromechanical relay SPDT contact output 5A – 250 Vac; 5A – 30 Vdc (resistive load) Fuse protected Data Logging Interval log, up to 100 ﬁles, maximum 8600 records on each stored ﬁle. When the maximum limit of 100 stored ﬁles is reached, the most recent ﬁle will automatically erase the oldest one. Power Supply 100 – 240 Vac ±10%; 50/60 Hz; 15VA; fuse protected (2A, 250V slow blow fuse) Power Consumption 15VA Installation Category II Environment -20 to 50 ºC (-4 to 122 ºF); maximum 100% RH non-condensing Enclosure* Single case ½ DIN, type 4X, IP65 ingress protection Weight Approximately 1.6 kg (3.5 lb.) Dimensions Width Height 144.0 mm (5.7”) Depth 151.3 mm (6.0”) | <div aria-labelledby="tab-title-description" class="woocommerce-Tabs-panel woocommerce-Tabs-panel--description panel entry-content active" id="tab-description" role="tabpanel"> <p>HI520-0540 เป็นตัวควบคุมกระบวนการขั้นสูงที่สามารถกำหนดค่าสำหรับการใช้งานที่ต้องการการตรวจสอบและ/หรือควบคุมพารามิเตอร์การวิเคราะห์น้ำหลักสี่พารามิเตอร์: pH, ORP, ความนำไฟฟ้า และออกซิเจนที่ละลายน้ำ</p> <p class="p1"><strong>HI520-0540</strong> is an advanced process controller that can be configured for applications requiring monitoring and/or control of four main water-analysis parameters: pH, ORP, Conductivity, and Dissolved Oxygen.</p> <ul> <li class="p1">Waterproof IP65 (Nema 4X) enclosure</li> <li class="p1">Multi-color LED status indicators &amp; audible alarm</li> <li class="p1">Universal mounting kits available with wall, pipe, and panel mounting options<br/> (All mounting kits must be ordered separately)</li> </ul> <p>HI520-0540 is an advanced process controller that can be configured for applications requiring monitoring and/or control of four main water-analysis parameters: pH, ORP, Conductivity, and Dissolved Oxygen. This controller features a digital probe input(s) that automatically detects and updates the controller with the parameter that it measures.</p> <p>HI520-0540 is Hanna’s first dual-input process controller that accepts virtually any combination of compatible probes. Designed to adapt to unique process control requirements, users have the option to enable or disable each channel independently.</p> <p>Additionally, HI520-0540 introduces enhanced industrial control by operating a control-loop system whereby users have the option to run channel control either independently or configure to be triggered sequentially upon reaching the other channel’s set point(s) (1,2 or both). The device operates a logical channel with built-in mathematical functions. This function is intended for when the controller works as an analyzer for monitoring high/low parameter levels between two identical inputs with identical measuring configurations.</p> <h3> <img alt="" class="wp-image-9201 aligncenter" decoding="async" height="521" loading="lazy" sizes="(max-width: 521px) 100vw, 521px" src="https://www.hannathailand.com/wp-content/uploads/2023/05/hi520_angleright-900x900-5f888479-703a-4714-8a0d-403225ebd638_1.jpg" srcset="https://www.hannathailand.com/wp-content/uploads/2023/05/hi520_angleright-900x900-5f888479-703a-4714-8a0d-403225ebd638_1-600x600.jpg 600w, https://www.hannathailand.com/wp-content/uploads/2023/05/hi520_angleright-900x900-5f888479-703a-4714-8a0d-403225ebd638_1-100x100.jpg 100w" width="521"/></h3> <h3><strong>Control Modes</strong></h3> <p>Set points for control operations can be configured to be on/off, proportional, or PID types of control. The flexibility in programming allows for fine-tuning of a set point to be maintained with tight control preventing any overshoot and waste of chemicals.</p> <h3><strong>Hold Function</strong></h3> <p>Hold can also be triggered manually and by using and external digital input for disabling control mode when performing maintenance.</p> <h3><strong>Configurable Alarm System</strong></h3> <p>Configurable for set points and temperature or activated by abnormal operation, a red Alarm LED will blink and can easily be seen from a distance. All relays configured for control are inactivated until the alarm state is resolved.</p> <h3><strong>Auto-cleaning cycle</strong></h3> <p>The cleaning function allows the ability to program one or more wash cycles and use the relays to activate valves, pumps or compressed air based on the type of washing that is required to maintain probes for reliable results.</p> <h3><strong>Product Manual: <a href="https://hannainst.com.au/mwdownloads/download/link/id/2286">Download</a></strong></h3> <h3><strong>Specification :</strong></h3> <table style="height: 1137px;" width="910"> <tbody> <tr> <td width="161"><strong>SKU</strong></td> <td width="340"><strong>HI520-0320</strong></td> </tr> <tr> <td width="161"><strong>Product Name</strong></td> <td width="340"><strong>Dual-Channel Universal Process Controller for Industrial Applications –<br/> </strong><strong>HI520-0320 : 3 Relays 2 analog outputs<br/> HI520-0540 : 5 Relays 4 analog outputs</strong></td> </tr> <tr> <td width="161"><strong>Quote Required</strong></td> <td width="340"><strong>Yes</strong></td> </tr> <tr> <td width="161"><strong>Channels</strong></td> <td width="340"><strong>2</strong></td> </tr> <tr> <td width="161"><strong>Display</strong></td> <td width="340"><strong>Graphic LCD, 128 x 64 pixel B/W with backlight</strong></td> </tr> <tr> <td width="161"><strong>Digital Inputs</strong></td> <td width="340"><strong>2 independent, galvanically isolated inputs (con</strong><strong>ﬁ</strong><strong>gurable for Hold &amp; Cleaning functions)</strong></td> </tr> <tr> <td width="161"><strong>On state</strong></td> <td width="340"><strong>5 to 24 Vdc, low or high level active</strong></td> </tr> <tr> <td width="161"><strong>Analog Outputs</strong></td> <td width="340"><strong>2 or 4 independent, galvanically isolated outputs 0 – 22 mA con</strong><strong>ﬁ</strong><strong>gurable as</strong></td> </tr> <tr> <td width="161"><strong>Digital Communication</strong></td> <td width="340"><strong>RS485 serial port – Remote monitoring and control USB-C port – Retrieve log </strong><strong>ﬁ</strong><strong>les and </strong><strong>ﬁ</strong><strong>rmware upgrading</strong></td> </tr> <tr> <td width="161"><strong>Relays</strong></td> <td width="340"><strong>Up to 5 relays (independently con</strong><strong>ﬁ</strong><strong>gurable for process variables, Hold &amp; Cleaning functions</strong></td> </tr> <tr> <td width="161"><strong>Fuse protected</strong></td> <td width="340"><strong>5A, 250V slow blow fuse</strong></td> </tr> <tr> <td width="161"><strong>Alarm Relay for All Measurement Alarms</strong></td> <td width="340"><strong>Electromechanical relay SPDT contact output 5A – 250 Vac; 5A – 30 Vdc (resistive load) Fuse protected</strong></td> </tr> <tr> <td width="161"><strong>Data Logging</strong></td> <td width="340"><strong>Interval log, up to 100 </strong><strong>ﬁ</strong><strong>les, maximum 8600 records on each stored </strong><strong>ﬁ</strong><strong>le. When the maximum limit of 100 stored </strong><strong>ﬁ</strong><strong>les is reached, the most recent </strong><strong>ﬁ</strong><strong>le will automatically erase the oldest one.</strong></td> </tr> <tr> <td width="161"><strong>Power Supply</strong></td> <td width="340"><strong>100 – 240 Vac ±10%; 50/60 Hz; 15VA; fuse protected (2A, 250V slow blow fuse)</strong></td> </tr> <tr> <td width="161"><strong>Power Consumption</strong></td> <td width="340"><strong>15VA</strong></td> </tr> <tr> <td width="161"><strong>Installation Category</strong></td> <td width="340"><strong>II</strong></td> </tr> <tr> <td width="161"><strong>Environment</strong></td> <td width="340"><strong>-20 to 50 ºC (-4 to 122 ºF); maximum 100% RH non-condensing</strong></td> </tr> <tr> <td width="161"><strong>Enclosure*</strong></td> <td width="340"><strong>Single case ½ DIN, type 4X, IP65 ingress protection</strong></td> </tr> <tr> <td width="161"><strong>Weight</strong></td> <td width="340"><strong>Approximately 1.6 kg (3.5 lb.)</strong></td> </tr> <tr> <td width="161"><strong>Dimensions</strong></td> <td width="340"><strong>Width</strong></td> </tr> <tr> <td width="161"><strong>Height</strong></td> <td width="340"><strong>144.0 mm (5.7”)</strong></td> </tr> <tr> <td width="161"><strong>Depth</strong></td> <td width="340"><strong>151.3 mm (6.0”)</strong></td> </tr> </tbody> </table> </div> | ไม่มี | ไม่มี | https://www.hannathailand.com/wp-content/uploads/2023/05/HI520.jpg | เครื่องวัดสีในน้ำตัวอย่าง HI727 , น้ำยามาตรฐานสำหรับค่าโซเดียม , เครื่องวัดปริมาณแอมโมเนีย ช่วงต่ำ รุ่น HI700 , เครื่องวัดปริมาณซิลิกา ช่วงต่ำ ในตัวอย่างน้ำ รุ่น HI705 , เครื่องวัดปริมาณไนไตรท์ ช่วงสูง ในตัวอย่างน้ำ รุ่น HI708 , เครื่องวัดปริมาณฟอสเฟต ช่วงต่ำ รุ่น HI713 , เครื่องวัดปริมาณแอมโมเนีย ช่วงสูง รุ่น HI733 , เครื่องวัดปริมาณโบรมีน ในตัวอย่างน้ำ รุ่น HI716 | <a class="woocommerce-LoopProduct-link woocommerce-loop-product__link" href="https://www.hannathailand.com/product/hi727-checker-hc-color-of-water/">เครื่องวัดสีในน้ำตัวอย่าง HI727</a> , <a class="woocommerce-LoopProduct-link woocommerce-loop-product__link" href="https://www.hannathailand.com/product/hi7090l/">น้ำยามาตรฐานสำหรับค่าโซเดียม</a> , <a class="woocommerce-LoopProduct-link woocommerce-loop-product__link" href="https://www.hannathailand.com/product/hi700-checker-hc-ammonia-lr/">เครื่องวัดปริมาณแอมโมเนีย ช่วงต่ำ รุ่น HI700</a> , <a class="woocommerce-LoopProduct-link woocommerce-loop-product__link" href="https://www.hannathailand.com/product/hi705-checker-hc-silica-lr/">เครื่องวัดปริมาณซิลิกา ช่วงต่ำ ในตัวอย่างน้ำ รุ่น HI705</a> , <a class="woocommerce-LoopProduct-link woocommerce-loop-product__link" href="https://www.hannathailand.com/product/hi708-checker-hc-nitrite-hr/">เครื่องวัดปริมาณไนไตรท์ ช่วงสูง ในตัวอย่างน้ำ รุ่น HI708</a> , <a class="woocommerce-LoopProduct-link woocommerce-loop-product__link" href="https://www.hannathailand.com/product/hi713-checker-hc-phosphate-lr/">เครื่องวัดปริมาณฟอสเฟต ช่วงต่ำ รุ่น HI713</a> , <a class="woocommerce-LoopProduct-link woocommerce-loop-product__link" href="https://www.hannathailand.com/product/hi733-checker-hc-ammonia-hr/">เครื่องวัดปริมาณแอมโมเนีย ช่วงสูง รุ่น HI733</a> , <a class="woocommerce-LoopProduct-link woocommerce-loop-product__link" href="https://www.hannathailand.com/product/hi716-checker-hc-bromine/">เครื่องวัดปริมาณโบรมีน ในตัวอย่างน้ำ รุ่น HI716</a> | https://www.hannathailand.com/wp-content/uploads/2023/05/HI520-600x600.jpg , https://www.hannathailand.com/wp-content/uploads/2023/05/hi520-0320-front-900x900-f53f83a0-94c5-4a9e-af73-2f25542b0f3e_1-600x600.jpg , https://www.hannathailand.com/wp-content/uploads/2023/05/hi520_angleright-900x900-5f888479-703a-4714-8a0d-403225ebd638_1-600x600.jpg , https://www.hannathailand.com/wp-content/uploads/2023/05/520_open_fuse-panel-900x900-e9c0b20e-2680-429b-ac5b-ab5a4217a362_1-600x600.jpg , https://www.hannathailand.com/wp-content/uploads/2023/05/hi520-panel-mounted-900x600-96077fa7-8f61-477a-ae14-2352303bbe99_1-600x600.jpg , https://www.hannathailand.com/wp-content/uploads/2022/06/miniphotometerfurfarbe843_11-600x600.jpg , https://www.hannathailand.com/wp-content/uploads/2021/07/12-500x500.jpg , https://www.hannathailand.com/wp-content/uploads/2022/06/hi700_400pxl-600x600.jpg , https://www.hannathailand.com/wp-content/uploads/2022/06/hi705400-600x600.jpg , https://www.hannathailand.com/wp-content/uploads/2022/06/miniphotometerfurnitrithoch2420_11-600x600.jpg , https://www.hannathailand.com/wp-content/uploads/2022/06/hi713_lg51caffcdce23e-600x600.jpg , https://www.hannathailand.com/wp-content/uploads/2022/06/miniphotometerfurammoniumhoch2418_11-600x600.jpg , https://www.hannathailand.com/wp-content/uploads/2022/06/miniphotometerfurfreiesgesamtchlor704_11-600x600.jpg
26 | เครื่องวัดคุณภาพน้ำแบบหลายพารามิเตอร์ (One-channel Universal process controller) รุ่น HI510-0320 (3 Relays 2 Analog outputs) | วัดการนำไฟฟ้า/ของแข็งละลายในน้ำ , วัดความต้านทาน , วัดความเป็นกรด-ด่าง/โออาร์พี , วัดออกซิเจนในน้ำ , สินค้าทั้งหมด , สินค้าแนะนำ , อุตสาหกรรมทั่วไป , เครื่องควบคุมแบบต่อเนื่อง , แบบติดตั้ง , แบบติดตั้ง , แบบติดตั้ง , แบบติดตั้ง | https://www.hannathailand.com/product-category/pneumatics-control/oxygen/oxygen-installation/ | https://www.hannathailand.com/product/universal-controller/ | HI510-0320 | 3,103.00 | น้ำหนัก 1.6 กก. ขนาด 14.4 × 14.4 × 15.1 เซนติเมตร | <div aria-labelledby="tab-title-additional_information" class="woocommerce-Tabs-panel woocommerce-Tabs-panel--additional_information panel entry-content" id="tab-additional_information" role="tabpanel"> <table class="woocommerce-product-attributes shop_attributes"> <tr class="woocommerce-product-attributes-item woocommerce-product-attributes-item--weight"> <th class="woocommerce-product-attributes-item__label">น้ำหนัก</th> <td class="woocommerce-product-attributes-item__value">1.6 กก.</td> </tr> <tr class="woocommerce-product-attributes-item woocommerce-product-attributes-item--dimensions"> <th class="woocommerce-product-attributes-item__label">ขนาด</th> <td class="woocommerce-product-attributes-item__value">14.4 × 14.4 × 15.1 เซนติเมตร</td> </tr> </table> </div> | เครื่องวัดคุณภาพน้ำแบบหลายพารามิเตอร์ (One-Channel Universal Process Controller) รุ่น HI510-0320 HI510-0320 ได้รับการออกแบบมาเพื่อปรับให้เข้ากับข้อกำหนดการควบคุมกระบวนการเฉพาะของผู้ใช้ คอนโทรลเลอร์มีจอแสดงผลดอทเมทริกซ์เรืองแสงขนาดใหญ่เพื่อการดูที่ง่ายดาย และมีอินเทอร์เฟซที่ใช้งานง่ายสำหรับตัวเลือกการตั้งค่า ตัวควบคุมใช้ไฟ LED หลายสีเพื่อให้ดูสถานะของเครื่องมือได้ง่าย รวมถึงการเปิดใช้งานรีเลย์ ในโหมดสัญญาณเตือน หรือสถานะพักสาย การดำเนินการเขียนโปรแกรมทั้งหมดทำได้ผ่านแผงปุ่มกดยางวัลคาไนซ์โปรไฟล์ต่ำ หรือใช้การเชื่อมต่อ RS485 กับพีซีที่ใช้ซอฟต์แวร์ที่เข้ากันได้กับ Windows® HI92500 – อินพุตดิจิตอลสำหรับหัววัด pH และ ORP – รีเลย์สูงสุด 5 ตัวสำหรับการควบคุมและการทำความสะอาดตามลำดับ – การส่งออกข้อมูลแบบอนาล็อกสูงสุด 4 สำหรับการควบคุมและการตรวจสอบ ตัวเครื่องนี้สามารถกำหนดค่าด้วยรีเลย์ควบคุมสูงสุด 5 ตัวและเอาต์พุตอะนาล็อก 4 ตัว รีเลย์ควบคุมสามารถตั้งโปรแกรมสำหรับการควบคุมได้หลายปแบบ คือ แบบเปิด/ปิด แบบตามสัดส่วน หรือแบบ PID (Proportional Integral Derivative) หรือใช้สำหรับการตั้งโปรแกรมการทำความสะอาด โดยอินพุตดิจิตอลหรือตามกำหนดเวลา เอาต์พุตอะนาล็อกที่ปรับขนาดได้สามารถใช้กับอุปกรณ์ในระยะไกล รวมถึงเครื่องบันทึกแผนภูมิ PLC หรือ SCADA เอาต์พุตแบบอะนาล็อกสามารถใช้กับอุปกรณ์ควบคุม รวมถึงปั๊มสูบจ่ายและวาล์วที่ยอมรับเอาต์พุต 0-20 หรือ 4-20 มิลลิแอมแปร์ HI510 มีเอาต์พุตแบบดิจิตอล (RS485) ที่ช่วยให้สามารถเชื่อมต่ออุปกรณ์ได้สูงสุด 32 เครื่อง โดยสามารถดูและตั้งโปรแกรมจากระยะไกลได้โดยใช้โปรแกรม HI92500 มีอินเทอร์เฟซผู้ใช้แบบกราฟิกที่ช่วยให้สามารถเปลี่ยนแปลงการตั้งค่าและบันทึกเพื่อถ่ายโอนไปยังตัวเครื่องอื่นๆ ได้ HI510 รองรับการกันน้ำด้วยมาตรฐาน NEMA 4X พร้อมชุดติดตั้งอเนกประสงค์เพื่อช่วยให้สามารถติดตั้งตัวเครื่อง HI510 Series เข้ากับผนัง ท่อ และแผงได้ การควบคุมตัวเครื่องโดยผ่านโปรแกรม HI92500 คู่มือการใช้งาน : Download สเปคของตัวเครื่อง : รหัสสินค้า HI510 Series ชื่อสินค้า เครื่องวัดคุณภาพน้ำแบบต่อเนื่อง ประกอบด้วย 2 รุ่น ดังนี้ HI510-0320 : ตัวเครื่อง 1 ช่องการทำงาน โดยมี 3 Relays และ 2 analog outputs HI510-0540 : ตัวเครื่อง 1 ช่องการทำงาน โดยมี 5 Relays และ 4 analog outputs การควบคุมการเติมสาร แบบเปิด/ปิด แบบตามสัดส่วน และแบบ PID Dosing Terminals สูงสุด 5 relays ขึ้นอยู่กับการใช้งาน การตั้งค่าการแจ้งเตือน Relays สูงสุด 5 relays ขึ้นอยู่กับการใช้งาน การควบคุมการเติมสารเกิน มี ระบบความผิดพลาด มี สัญญาณออกแบบอนาล็อก 2 หรือ 4, 0 – 22 mA ความถูกต้อง ±2% full scale สัญญาณเข้าแบบดิจิตอล galvanically isolated inputs สัญญาณดิจิตอล RS485 ไฟ Backlight มี แหล่งจ่ายไฟ 15VA ฟังก์ชันที่ให้มา 1/2DIN ชนิด NEMA4X รองรับ IP65 มาตรฐานป้องกันผุ่นและน้ำ ช่องการทำงาน 1 ช่องแบบดิจิตอล หัววัด pH HI10X6 – pH และอุณหภูมิ (จำหน่ายเพิ่มเติม) หัววัด ORP HI20X4 – ORP และอุณหภูมิ (จำหน่ายเพิ่มเติม) ชนิดการบันทึกข้อมูล บันทึกข้อมูลแบบต่อเนื่องสูงสุด 100 ไฟล์ โดยแต่ละไฟล์สามารถบันทึกได้ 8,600 ข้อมูล/ไฟล์ เมื่อข้อมูลที่ถูกบันทึกเต็มไฟล์เก่าที่สุดจะถูกลบข้อมูลแบบอัตโนมัติเพื่อบันทึกข้อมูลใหม่ล่าสุด การเชื่อมต่อ RS485 การควบคุมผ่านรีโมท USB-C การดึงข้อมูลหรือการอัพเดทโปรแกรม โหมดดูการสอบเทียบล่าสุด มี การแจ้งเตือนการสอบเทียบ มี อนาล็อก เอาต์พุต สูงสุด 4 หน้าจอแสดงผล หน้าจอ LCD 128 x 64 พิกเซล แหล่งจ่ายไฟ 100 – 240 Vac สภาวะแวดล้อมที่เหมาะสม -20 – 50 ºC ความชื้นสัมพัทธ์สูงสุด 100% รองรับมาตรฐานกันน้ำและฝุ่น IP65 ขนาด 144.0 x 144.0 x 151.3 มม. น้ำหนัก 1.6 กิโลกรัม | <div aria-labelledby="tab-title-description" class="woocommerce-Tabs-panel woocommerce-Tabs-panel--description panel entry-content active" id="tab-description" role="tabpanel"> <p><span style="color: #000000;"><strong><span style="font-size: 120%;">เครื่องวัดคุณภาพน้ำแบบหลายพารามิเตอร์ (One-Channel Universal Process Controller) รุ่น HI510-0320<br/> </span></strong></span><br/> <span style="color: #000000;">HI510-0320 ได้รับการออกแบบมาเพื่อปรับให้เข้ากับข้อกำหนดการควบคุมกระบวนการเฉพาะของผู้ใช้ คอนโทรลเลอร์มีจอแสดงผลดอทเมทริกซ์เรืองแสงขนาดใหญ่เพื่อการดูที่ง่ายดาย และมีอินเทอร์เฟซที่ใช้งานง่ายสำหรับตัวเลือกการตั้งค่า ตัวควบคุมใช้ไฟ LED หลายสีเพื่อให้ดูสถานะของเครื่องมือได้ง่าย รวมถึงการเปิดใช้งานรีเลย์ ในโหมดสัญญาณเตือน หรือสถานะพักสาย การดำเนินการเขียนโปรแกรมทั้งหมดทำได้ผ่านแผงปุ่มกดยางวัลคาไนซ์โปรไฟล์ต่ำ หรือใช้การเชื่อมต่อ RS485 กับพีซีที่ใช้ซอฟต์แวร์ที่เข้ากันได้กับ Windows® HI92500</span></p> <p><span style="color: #000000;"> – อินพุตดิจิตอลสำหรับหัววัด pH และ ORP </span><br/> <span style="color: #000000;"> – รีเลย์สูงสุด 5 ตัวสำหรับการควบคุมและการทำความสะอาดตามลำดับ</span><br/> <span style="color: #000000;"> – การส่งออกข้อมูลแบบอนาล็อกสูงสุด 4 สำหรับการควบคุมและการตรวจสอบ</span></p> <p><span style="color: #000000;">ตัวเครื่องนี้สามารถกำหนดค่าด้วยรีเลย์ควบคุมสูงสุด 5 ตัวและเอาต์พุตอะนาล็อก 4 ตัว รีเลย์ควบคุมสามารถตั้งโปรแกรมสำหรับการควบคุมได้หลายปแบบ คือ แบบเปิด/ปิด แบบตามสัดส่วน หรือแบบ PID (Proportional Integral Derivative) หรือใช้สำหรับการตั้งโปรแกรมการทำความสะอาด โดยอินพุตดิจิตอลหรือตามกำหนดเวลา เอาต์พุตอะนาล็อกที่ปรับขนาดได้สามารถใช้กับอุปกรณ์ในระยะไกล รวมถึงเครื่องบันทึกแผนภูมิ PLC หรือ SCADA เอาต์พุตแบบอะนาล็อกสามารถใช้กับอุปกรณ์ควบคุม รวมถึงปั๊มสูบจ่ายและวาล์วที่ยอมรับเอาต์พุต 0-20 หรือ 4-20 มิลลิแอมแปร์</span></p> <p><span style="color: #000000;">HI510 มีเอาต์พุตแบบดิจิตอล (RS485) ที่ช่วยให้สามารถเชื่อมต่ออุปกรณ์ได้สูงสุด 32 เครื่อง โดยสามารถดูและตั้งโปรแกรมจากระยะไกลได้โดยใช้โปรแกรม HI92500 มีอินเทอร์เฟซผู้ใช้แบบกราฟิกที่ช่วยให้สามารถเปลี่ยนแปลงการตั้งค่าและบันทึกเพื่อถ่ายโอนไปยังตัวเครื่องอื่นๆ ได้</span></p> <p><span style="color: #000000;">HI510 รองรับการกันน้ำด้วยมาตรฐาน NEMA 4X พร้อมชุดติดตั้งอเนกประสงค์เพื่อช่วยให้สามารถติดตั้งตัวเครื่อง HI510 Series เข้ากับผนัง ท่อ และแผงได้</span></p> <h3 style="text-align: center;"><span style="color: #000000;"><strong>การควบคุมตัวเครื่องโดยผ่าน</strong><strong>โปรแกรม </strong><strong>HI92500</strong></span></h3> <p><span style="color: #000000;"><img alt="" class="wp-image-9242 aligncenter" decoding="async" height="408" loading="lazy" src="https://www.hannathailand.com/wp-content/uploads/2023/05/setpoint2.jpg" width="600"/></span></p> <p> </p> <p><span style="color: #000000;"><strong><span style="font-size: 120%;">คู่มือการใช้งาน : </span><span style="font-size: 120%; color: #0000ff;"><a href="https://hannainst.com.au/mwdownloads/download/link/id/2286" style="color: #0000ff;">Download</a></span></strong></span></p> <p><span style="color: #000000;"><strong><span style="font-size: 120%;">สเปคของตัวเครื่อง</span> :</strong></span></p> <table style="height: 1963px;" width="847"> <tbody> <tr> <td width="198"><span style="color: #000000;"><strong>รหัสสินค้า</strong></span></td> <td width="463"><span style="color: #000000;">HI510 Series</span></td> </tr> <tr> <td width="198"><span style="color: #000000;"><strong>ชื่อสินค้า</strong></span></td> <td width="463"><span style="color: #000000;">เครื่องวัดคุณภาพน้ำแบบต่อเนื่อง ประกอบด้วย 2 รุ่น ดังนี้</span><br/> <span style="color: #000000;">HI510-0320 : ตัวเครื่อง 1 ช่องการทำงาน โดยมี 3 Relays และ 2 analog outputs</span><br/> <span style="color: #000000;">HI510-0540 : ตัวเครื่อง 1 ช่องการทำงาน โดยมี 5 Relays และ 4 analog outputs</span></td> </tr> <tr> <td width="198"><span style="color: #000000;"><strong>การควบคุมการเติมสาร</strong></span></td> <td width="463"><span style="color: #000000;">แบบเปิด/ปิด แบบตามสัดส่วน และแบบ PID</span></td> </tr> <tr> <td width="198"><span style="color: #000000;"><strong>Dosing Terminals</strong></span></td> <td width="463"><span style="color: #000000;">สูงสุด 5 relays ขึ้นอยู่กับการใช้งาน</span></td> </tr> <tr> <td width="198"><span style="color: #000000;"><strong>การตั้งค่าการแจ้งเตือน </strong><strong>Relays</strong></span></td> <td width="463"><span style="color: #000000;">สูงสุด 5 relays ขึ้นอยู่กับการใช้งาน</span></td> </tr> <tr> <td width="198"><span style="color: #000000;"><strong>การควบคุมการเติมสารเกิน</strong></span></td> <td width="463"><span style="color: #000000;">มี</span></td> </tr> <tr> <td width="198"><span style="color: #000000;"><strong>ระบบความผิดพลาด</strong></span></td> <td width="463"><span style="color: #000000;">มี</span></td> </tr> <tr> <td width="198"><span style="color: #000000;"><strong>สัญญาณออกแบบ</strong><strong>อนาล็อก</strong></span></td> <td width="463"><span style="color: #000000;">2 หรือ 4, 0 – 22 mA</span></td> </tr> <tr> <td width="198"><span style="color: #000000;"><strong>ความถูกต้อง</strong></span></td> <td width="463"><span style="color: #000000;">±2% full scale</span></td> </tr> <tr> <td width="198"><span style="color: #000000;"><strong>สัญญาณเข้าแบบดิจิตอล</strong></span></td> <td width="463"><span style="color: #000000;">galvanically isolated inputs</span></td> </tr> <tr> <td width="198"><span style="color: #000000;"><strong>สัญญาณดิจิตอล</strong></span></td> <td width="463"><span style="color: #000000;">RS485</span></td> </tr> <tr> <td width="198"><span style="color: #000000;"><strong>ไฟ </strong><strong>Backlight</strong></span></td> <td width="463"><span style="color: #000000;">มี</span></td> </tr> <tr> <td width="198"><span style="color: #000000;"><strong>แหล่งจ่ายไฟ</strong></span></td> <td width="463"><span style="color: #000000;">15VA</span></td> </tr> <tr> <td width="198"><span style="color: #000000;"><strong>ฟังก์ชันที่ให้มา</strong></span></td> <td width="463"><span style="color: #000000;">1/2DIN ชนิด NEMA4X รองรับ IP65 มาตรฐานป้องกันผุ่นและน้ำ</span></td> </tr> <tr> <td width="198"><span style="color: #000000;"><strong>ช่องการทำงาน</strong></span></td> <td width="463"><span style="color: #000000;">1 ช่องแบบดิจิตอล</span></td> </tr> <tr> <td width="198"><span style="color: #000000;"><strong>หัววัด </strong><strong>pH </strong></span></td> <td width="463"><span style="color: #000000;">HI10X6 – pH และอุณหภูมิ (จำหน่ายเพิ่มเติม)</span></td> </tr> <tr> <td width="198"><span style="color: #000000;"><strong>หัววัด </strong><strong>ORP</strong></span></td> <td width="463"><span style="color: #000000;">HI20X4 – ORP และอุณหภูมิ (จำหน่ายเพิ่มเติม)</span></td> </tr> <tr> <td width="198"><span style="color: #000000;"><strong>ชนิดการบันทึกข้อมูล</strong></span></td> <td width="463"><span style="color: #000000;">บันทึกข้อมูลแบบต่อเนื่องสูงสุด 100 ไฟล์ โดยแต่ละไฟล์สามารถบันทึกได้ 8,600 ข้อมูล/ไฟล์ เมื่อข้อมูลที่ถูกบันทึกเต็มไฟล์เก่าที่สุดจะถูกลบข้อมูลแบบอัตโนมัติเพื่อบันทึกข้อมูลใหม่ล่าสุด</span></td> </tr> <tr> <td width="198"><span style="color: #000000;"><strong>การเชื่อมต่อ</strong></span></td> <td width="463"><span style="color: #000000;">RS485 การควบคุมผ่านรีโมท </span><br/> <span style="color: #000000;">USB-C การดึงข้อมูลหรือการอัพเดทโปรแกรม</span></td> </tr> <tr> <td width="198"><span style="color: #000000;"><strong>โหมดดูการสอบเทียบล่าสุด</strong></span></td> <td width="463"><span style="color: #000000;">มี</span></td> </tr> <tr> <td width="198"><span style="color: #000000;"><strong>การแจ้งเตือนการสอบเทียบ</strong></span></td> <td width="463"><span style="color: #000000;">มี</span></td> </tr> <tr> <td width="198"><span style="color: #000000;"><strong>อนาล็อก เอาต์พุต</strong></span></td> <td width="463"><span style="color: #000000;">สูงสุด 4</span></td> </tr> <tr> <td width="198"><span style="color: #000000;"><strong>หน้าจอแสดงผล</strong></span></td> <td width="463"><span style="color: #000000;">หน้าจอ LCD 128 x 64 พิกเซล</span></td> </tr> <tr> <td width="198"><span style="color: #000000;"><strong>แหล่งจ่ายไฟ</strong></span></td> <td width="463"><span style="color: #000000;">100 – 240 Vac</span></td> </tr> <tr> <td width="198"><span style="color: #000000;"><strong>สภาวะแวดล้อมที่เหมาะสม</strong></span></td> <td width="463"><span style="color: #000000;">-20 – 50 ºC ความชื้นสัมพัทธ์สูงสุด 100%</span></td> </tr> <tr> <td width="198"><span style="color: #000000;"><strong>รองรับมาตรฐานกันน้ำและฝุ่น</strong></span></td> <td width="463"><span style="color: #000000;">IP65</span></td> </tr> <tr> <td width="198"><span style="color: #000000;"><strong>ขนาด</strong></span></td> <td width="463"><span style="color: #000000;">144.0 x 144.0 x 151.3 มม.</span></td> </tr> <tr> <td width="198"><span style="color: #000000;"><strong>น้ำหนัก</strong></span></td> <td width="463"><span style="color: #000000;">1.6 กิโลกรัม</span></td> </tr> </tbody> </table> </div> | ไม่มี | ไม่มี | https://www.hannathailand.com/wp-content/uploads/2023/05/HI510.gif | เครื่องวัดค่าเหล็ก รุ่น HI721 , เครื่องวัดปริมาณคลอรีนรวม รุ่น HI711 , น้ำยามาตรฐานสอบเทียบ ค่ามาตรฐานความเค็ม , ซัลไฟด์สารต้านอนุมูลอิสระบัฟเฟอร์ , เครื่องวัดปริมาณฟอสเฟต ช่วงต่ำ รุ่น HI713 , เครื่องวัดปริมาณนิกเกิล ช่วงสูง รุ่น HI726 , เซ็นเซอร์วัดออกซิเจนในน้ำสำหรับ HI9829 มัลติพารามิเตอร์ , น้ำยามาตรฐานสำหรับค่าโซเดียม | <a class="woocommerce-LoopProduct-link woocommerce-loop-product__link" href="https://www.hannathailand.com/product/hi721-checker-hc-iron/">เครื่องวัดค่าเหล็ก รุ่น HI721</a> , <a class="woocommerce-LoopProduct-link woocommerce-loop-product__link" href="https://www.hannathailand.com/product/hi711-checker-hc-total-chlorine/">เครื่องวัดปริมาณคลอรีนรวม รุ่น HI711</a> , <a class="woocommerce-LoopProduct-link woocommerce-loop-product__link" href="https://www.hannathailand.com/product/hi7080l/">น้ำยามาตรฐานสอบเทียบ ค่ามาตรฐานความเค็ม</a> , <a class="woocommerce-LoopProduct-link woocommerce-loop-product__link" href="https://www.hannathailand.com/product/hi4015-00/">ซัลไฟด์สารต้านอนุมูลอิสระบัฟเฟอร์</a> , <a class="woocommerce-LoopProduct-link woocommerce-loop-product__link" href="https://www.hannathailand.com/product/hi713-checker-hc-phosphate-lr/">เครื่องวัดปริมาณฟอสเฟต ช่วงต่ำ รุ่น HI713</a> , <a class="woocommerce-LoopProduct-link woocommerce-loop-product__link" href="https://www.hannathailand.com/product/hi726-checker-hc-nickel-hr/">เครื่องวัดปริมาณนิกเกิล ช่วงสูง รุ่น HI726</a> , <a class="woocommerce-LoopProduct-link woocommerce-loop-product__link" href="https://www.hannathailand.com/product/hi7609829-2/">เซ็นเซอร์วัดออกซิเจนในน้ำสำหรับ HI9829 มัลติพารามิเตอร์</a> , <a class="woocommerce-LoopProduct-link woocommerce-loop-product__link" href="https://www.hannathailand.com/product/hi7090l/">น้ำยามาตรฐานสำหรับค่าโซเดียม</a> | https://www.hannathailand.com/wp-content/uploads/2023/05/HI510-600x600.jpg , https://www.hannathailand.com/wp-content/uploads/2023/05/HI510-2-600x600.jpg , https://www.hannathailand.com/wp-content/uploads/2023/05/HI510-1-600x600.jpg , https://www.hannathailand.com/wp-content/uploads/2022/06/miniphotometerfureisen832_11-600x600.jpg , https://www.hannathailand.com/wp-content/uploads/2022/06/hi711_lg-600x600.jpg , https://www.hannathailand.com/wp-content/uploads/2021/07/11-500x500.jpg , https://www.hannathailand.com/wp-content/uploads/2021/07/7-500x500.jpg , https://www.hannathailand.com/wp-content/uploads/2022/06/hi713_lg51caffcdce23e-600x600.jpg , https://www.hannathailand.com/wp-content/uploads/2022/06/miniphotometerfurnickelhoch841_11-600x600.jpg , https://www.hannathailand.com/wp-content/uploads/2021/07/5-500x500.jpg , https://www.hannathailand.com/wp-content/uploads/2021/07/12-500x500.jpg
27 | เครื่องวัดทองแดง ช่วงต่ำ พร้อมน้ำยาสอบเทียบ รุ่น HI97747C | สินค้าทั้งหมด , เครื่องโฟโตมิเตอร์ , แบบภาคสนาม | https://www.hannathailand.com/product-category/spectrophotometer/photometer-fieldwork/ | https://www.hannathailand.com/product/copper-lr/ | HI97747C | 3,103.00 | น้ำหนัก 0.38 กก. ขนาด 14.25 × 10.25 × 5.05 เซนติเมตร | <div aria-labelledby="tab-title-additional_information" class="woocommerce-Tabs-panel woocommerce-Tabs-panel--additional_information panel entry-content" id="tab-additional_information" role="tabpanel"> <table class="woocommerce-product-attributes shop_attributes"> <tr class="woocommerce-product-attributes-item woocommerce-product-attributes-item--weight"> <th class="woocommerce-product-attributes-item__label">น้ำหนัก</th> <td class="woocommerce-product-attributes-item__value">0.38 กก.</td> </tr> <tr class="woocommerce-product-attributes-item woocommerce-product-attributes-item--dimensions"> <th class="woocommerce-product-attributes-item__label">ขนาด</th> <td class="woocommerce-product-attributes-item__value">14.25 × 10.25 × 5.05 เซนติเมตร</td> </tr> </table> </div> | HI97747C เป็นโฟโตมิเตอร์แบบพกพาขั้นสูงสำหรับการตรวจวัดทองแดงในน้ำ ช่วงต่ำ มิเตอร์นี้มีระบบออพติคอลที่เหนือกว่าซึ่งใช้ตัวตรวจจับอ้างอิงและตัวกรองสัญญาณรบกวนย่านความถี่แคบเพื่อการวัดที่รวดเร็วและทำซ้ำได้ ไม่ต้องอุ่นเครื่องก่อนทำการวัด โหมดการสอนสำหรับคำแนะนำทีละขั้นตอน ตรวจสอบ CAL เพื่อตรวจสอบประสิทธิภาพของมิเตอร์ HI97747C is an advanced portable photometer for the measurement of copper in water. This meter offers a superior optical system that utilizes a reference detector and narrow band interference filters for extremely fast and repeatable measurements. No warm up time before taking a measurement Tutorial mode for step-by-step instructions CAL Check to verify meter performance Due to its malleability, thermal and electrical conductivity, and corrosion resistance, copper is used in a variety of industrial and technological applications. Copper may also be present in natural water and effluents due to widespread use to control biological growths in reservoirs and distribution pipes. The HI97747C uses the bicinchoninate method to measure copper in water with concentrations of up to 1.500 mg/L (ppm). When the reagent is added to samples containing copper, the sample will turn a purple hue; the greater the concentration, the deeper the color. The associated color change is then colorimetrically analyzed according to the Beer-Lambert Law which states that light is absorbed by a complementary color, and the emitted radiation is dependent upon concentration. For lower levels of copper, a narrow band interference filter at 575 nm allows only green-yellow light to be emitted and passed through the sample cuvette. As the change in color of the reacted sample increases, absorbance of the specific wavelength of light also increases, while transmittance decreases. Manual : Download Specification SKU HI97747C Product Name Copper Low-Range Portable Photometer with CAL Check Quote Required Yes Copper Range 0.000 to 1.500 mg/L (as Cu2+) Copper Resolution 0.001 mg/L Copper Accuracy ±0.010 mg/L ±5% of reading at 25°C Copper Method adaptation of the EPA Method Photometer/Colorimeter Light Source LED with 575 nm bandpass filter Photometer/Colorimeter Light Detector silicon photocell Bandpass Filter Bandwidth 8 nm Bandpass Filter Wavelength Accuracy ±1.0 nm Cuvette Type round 24.6 mm diameter (22 mm inside) GLP yes Display 128 x 64 pixel B/W LCD with backlight Logging Memory 50 readings Battery Type/Life 1.5 V AA Alkaline (3 pcs.) / > 800 measurements (without backlight) Automatic Shut-Off after 15 minutes of inactivity (30 minutes before a READ measurement) Environment 0 to 50°C (32 to 122°F); 0 to 100% RH (IP67) Weight 380 g (13.4 oz.) Dimensions 142.5 x 102.5 x 50.5 mm (5.6 x 4.0 x 2.0″) Ordering Information HI97747C is supplied with CAL Check standards, cuvettes (2), caps (2), plastic inserts for cuvette, (2), scissors, cuvette cleaning cloth, 1.5V AA batteries (3), instruction manual, and instrument quality certificate. | <div aria-labelledby="tab-title-description" class="woocommerce-Tabs-panel woocommerce-Tabs-panel--description panel entry-content active" id="tab-description" role="tabpanel"> <div class="prod-view-details-right"> <p>HI97747C เป็นโฟโตมิเตอร์แบบพกพาขั้นสูงสำหรับการตรวจวัดทองแดงในน้ำ ช่วงต่ำ มิเตอร์นี้มีระบบออพติคอลที่เหนือกว่าซึ่งใช้ตัวตรวจจับอ้างอิงและตัวกรองสัญญาณรบกวนย่านความถี่แคบเพื่อการวัดที่รวดเร็วและทำซ้ำได้</p> <ul> <li>ไม่ต้องอุ่นเครื่องก่อนทำการวัด</li> <li>โหมดการสอนสำหรับคำแนะนำทีละขั้นตอน</li> <li>ตรวจสอบ CAL เพื่อตรวจสอบประสิทธิภาพของมิเตอร์</li> </ul> <p>HI97747C is an advanced portable photometer for the measurement of copper in water. This meter offers a superior optical system that utilizes a reference detector and narrow band interference filters for extremely fast and repeatable measurements.</p> <ul> <li>No warm up time before taking a measurement</li> <li>Tutorial mode for step-by-step instructions</li> <li>CAL Check to verify meter performance</li> </ul> <p>Due to its malleability, thermal and electrical conductivity, and corrosion resistance, copper is used in a variety of industrial and technological applications. Copper may also be present in natural water and effluents due to widespread use to control biological growths in reservoirs and distribution pipes.</p> <p>The HI97747C uses the bicinchoninate method to measure copper in water with concentrations of up to 1.500 mg/L (ppm). When the reagent is added to samples containing copper, the sample will turn a purple hue; the greater the concentration, the deeper the color. The associated color change is then colorimetrically analyzed according to the Beer-Lambert Law which states that light is absorbed by a complementary color, and the emitted radiation is dependent upon concentration.</p> <p>For lower levels of copper, a narrow band interference filter at 575 nm allows only green-yellow light to be emitted and passed through the sample cuvette. As the change in color of the reacted sample increases, absorbance of the specific wavelength of light also increases, while transmittance decreases.</p> </div> <h3><strong style="font-size: 16.2px;"><span style="font-size: 140%;">Manual : <a href="https://hanna-worldwide.com/mwdownloads/download/link/id/1122" style="color: #000000;">Download</a></span></strong></h3> <div class="prod-view-details-right"> <p><span style="color: #000000;"><strong><span style="font-size: 140%;">Specification </span></strong></span></p> <table> <tbody> <tr> <td width="255"><strong>SKU</strong></td> <td width="346"><strong>HI97747C</strong></td> </tr> <tr> <td width="255"><strong>Product Name</strong></td> <td width="346"><strong>Copper Low-Range Portable Photometer with CAL Check</strong></td> </tr> <tr> <td width="255"><strong>Quote Required</strong></td> <td width="346"><strong>Yes</strong></td> </tr> <tr> <td width="255"><strong>Copper Range</strong></td> <td width="346"><strong>0.000 to 1.500 mg/L (as Cu<sup>2+</sup>)</strong></td> </tr> <tr> <td width="255"><strong>Copper Resolution</strong></td> <td width="346"><strong>0.001 mg/L</strong></td> </tr> <tr> <td width="255"><strong>Copper Accuracy</strong></td> <td width="346"><strong>±0.010 mg/L ±5% of reading at 25°C</strong></td> </tr> <tr> <td width="255"><strong>Copper Method</strong></td> <td width="346"><strong>adaptation of the EPA Method</strong></td> </tr> <tr> <td width="255"><strong>Photometer/Colorimeter Light Source</strong></td> <td width="346"><strong>LED with 575 nm bandpass filter</strong></td> </tr> <tr> <td width="255"><strong>Photometer/Colorimeter Light Detector</strong></td> <td width="346"><strong>silicon photocell</strong></td> </tr> <tr> <td width="255"><strong>Bandpass Filter Bandwidth</strong></td> <td width="346"><strong>8 nm</strong></td> </tr> <tr> <td width="255"><strong>Bandpass Filter Wavelength Accuracy</strong></td> <td width="346"><strong>±1.0 nm</strong></td> </tr> <tr> <td width="255"><strong>Cuvette Type</strong></td> <td width="346"><strong>round 24.6 mm diameter (22 mm inside)</strong></td> </tr> <tr> <td width="255"><strong>GLP</strong></td> <td width="346"><strong>yes</strong></td> </tr> <tr> <td width="255"><strong>Display</strong></td> <td width="346"><strong>128 x 64 pixel B/W LCD with backlight</strong></td> </tr> <tr> <td width="255"><strong>Logging Memory</strong></td> <td width="346"><strong>50 readings</strong></td> </tr> <tr> <td width="255"><strong>Battery Type/Life</strong></td> <td width="346"><strong>1.5 V AA Alkaline (3 pcs.) / &gt; 800 measurements (without backlight)</strong></td> </tr> <tr> <td width="255"><strong>Automatic Shut-Off</strong></td> <td width="346"><strong>after 15 minutes of inactivity (30 minutes before a READ measurement)</strong></td> </tr> <tr> <td width="255"><strong>Environment</strong></td> <td width="346"><strong>0 to 50°C (32 to 122°F); 0 to 100% RH (IP67)</strong></td> </tr> <tr> <td width="255"><strong>Weight</strong></td> <td width="346"><strong>380 g (13.4 oz.)</strong></td> </tr> <tr> <td width="255"><strong>Dimensions</strong></td> <td width="346"><strong>142.5 x 102.5 x 50.5 mm (5.6 x 4.0 x 2.0″)</strong></td> </tr> <tr> <td width="255"><strong>Ordering Information</strong></td> <td width="346"><strong>HI97747C is supplied with CAL Check standards, cuvettes (2), caps (2), plastic inserts for cuvette, (2), scissors, cuvette cleaning cloth, 1.5V AA batteries (3), instruction manual, and instrument quality certificate.</strong></td> </tr> </tbody> </table> </div> </div> | ไม่มี | ไม่มี | https://www.hannathailand.com/wp-content/uploads/2024/01/hi97747_angle-720x720-788ff1d2-45d5-41fb-a8f4-203e597db042.jpg | เครื่องวัดปริมาณฟอสเฟต ช่วงสูง รุ่น HI717 , เครื่องวัดปริมาณฟลูออไรด์ ช่วงต่ำ รุ่น HI729 , น้ำยามาตรฐานสอบเทียบ ค่ามาตรฐานความเค็ม , เครื่องวัดปริมาณแอมโมเนีย ในน้ำ รุ่น HI715 , เครื่องวัดปริมาณคลอรีนอิสระ รุ่น HI701 , เครื่องวัดปริมาณไนไตรท์ ช่วงต่ำ รุ่น HI707 , เครื่องวัดปริมาณไอโอดีน รุ่น HI718 , เครื่องควบคุมค่าความนำไฟฟ้า | <a class="woocommerce-LoopProduct-link woocommerce-loop-product__link" href="https://www.hannathailand.com/product/hi717-checker-hc-phosphate-hr/">เครื่องวัดปริมาณฟอสเฟต ช่วงสูง รุ่น HI717</a> , <a class="woocommerce-LoopProduct-link woocommerce-loop-product__link" href="https://www.hannathailand.com/product/hi729-checker-hc-fluoride-lr/">เครื่องวัดปริมาณฟลูออไรด์ ช่วงต่ำ รุ่น HI729</a> , <a class="woocommerce-LoopProduct-link woocommerce-loop-product__link" href="https://www.hannathailand.com/product/hi7083l/">น้ำยามาตรฐานสอบเทียบ ค่ามาตรฐานความเค็ม</a> , <a class="woocommerce-LoopProduct-link woocommerce-loop-product__link" href="https://www.hannathailand.com/product/hi715-checker-hc-ammonia-mr/">เครื่องวัดปริมาณแอมโมเนีย ในน้ำ รุ่น HI715</a> , <a class="woocommerce-LoopProduct-link woocommerce-loop-product__link" href="https://www.hannathailand.com/product/hi701-checker-hc-free-chlorine/">เครื่องวัดปริมาณคลอรีนอิสระ รุ่น HI701</a> , <a class="woocommerce-LoopProduct-link woocommerce-loop-product__link" href="https://www.hannathailand.com/product/hi707-checker-hc-nitrite-lr/">เครื่องวัดปริมาณไนไตรท์ ช่วงต่ำ รุ่น HI707</a> , <a class="woocommerce-LoopProduct-link woocommerce-loop-product__link" href="https://www.hannathailand.com/product/hi718-checker-hc-iodine/">เครื่องวัดปริมาณไอโอดีน รุ่น HI718</a> , <a class="woocommerce-LoopProduct-link woocommerce-loop-product__link" href="https://www.hannathailand.com/product/hi8931cn/">เครื่องควบคุมค่าความนำไฟฟ้า</a> | https://www.hannathailand.com/wp-content/uploads/2022/06/miniphotometerfurphosphathoch827_11-600x600.jpg , https://www.hannathailand.com/wp-content/uploads/2022/06/miniphotometerfurfluoridniedrig844_11-600x600.jpg , https://www.hannathailand.com/wp-content/uploads/2021/07/10-500x500.jpg , https://www.hannathailand.com/wp-content/uploads/2022/06/miniphotometerfurammoniakmittel2416_11-600x600.jpg , https://www.hannathailand.com/wp-content/uploads/2021/11/hi701-500x500.jpg , https://www.hannathailand.com/wp-content/uploads/2022/06/hi707400-600x600.jpg , https://www.hannathailand.com/wp-content/uploads/2022/06/miniphotometerfuriod829_11-600x600.jpg , https://www.hannathailand.com/wp-content/uploads/2021/07/2-500x500.jpg
28 | เครื่องวัดทองแดง ช่วงสูง พร้อมน้ำยาสอบเทียบ รุ่น HI97702C | สินค้าทั้งหมด , เครื่องโฟโตมิเตอร์ , แบบภาคสนาม | https://www.hannathailand.com/product-category/spectrophotometer/photometer-fieldwork/ | https://www.hannathailand.com/product/copper-hr/ | HI97702C | 3,103.00 | น้ำหนัก 0.38 กก. ขนาด 14.25 × 10.25 × 5.05 เซนติเมตร | <div aria-labelledby="tab-title-additional_information" class="woocommerce-Tabs-panel woocommerce-Tabs-panel--additional_information panel entry-content" id="tab-additional_information" role="tabpanel"> <table class="woocommerce-product-attributes shop_attributes"> <tr class="woocommerce-product-attributes-item woocommerce-product-attributes-item--weight"> <th class="woocommerce-product-attributes-item__label">น้ำหนัก</th> <td class="woocommerce-product-attributes-item__value">0.38 กก.</td> </tr> <tr class="woocommerce-product-attributes-item woocommerce-product-attributes-item--dimensions"> <th class="woocommerce-product-attributes-item__label">ขนาด</th> <td class="woocommerce-product-attributes-item__value">14.25 × 10.25 × 5.05 เซนติเมตร</td> </tr> </table> </div> | HI97702C เป็นโฟโตมิเตอร์แบบพกพาขั้นสูงสำหรับการตรวจวัดทองแดงในน้ำในช่วงสูง มิเตอร์นี้มีระบบออพติคอลที่เหนือกว่าซึ่งใช้ตัวตรวจจับอ้างอิงและตัวกรองสัญญาณรบกวนย่านความถี่แคบเพื่อการวัดที่รวดเร็วและทำซ้ำได้ ไม่ต้องอุ่นเครื่องก่อนทำการวัด โหมดการสอนสำหรับคำแนะนำทีละขั้นตอน ตรวจสอบ CAL เพื่อตรวจสอบประสิทธิภาพของมิเตอร์ HI97702C is an advanced portable photometer for the measurement of high levels of copper in water. This meter offers a superior optical system that utilizes a reference detector and narrow band interference filters for extremely fast and repeatable measurements. No warm up time before taking a measurement Tutorial mode for step-by-step instructions CAL Check to verify meter performance Due to its malleability, thermal and electrical conductivity, and corrosion resistance, copper is used in a variety of industrial and technological applications. Copper may also be present in natural water and effluents due to widespread use to control biological growths in reservoirs and distribution pipes. The HI96702C uses an adaptation of the USEPA approved bicinchoninate method to measure copper concentrations of less than 5.00 mg/L (ppm). When the reagent is added to samples containing copper, the sample will turn a purple hue; the greater the concentration, the deeper the color. The associated color change is then colorimetrically analyzed according to the Beer-Lambert Law. This principle states that light is absorbed by a complimentary color, and the emitted radiation is dependent upon concentration. For higher levels of copper, a narrow band interference filter at 575 nm (yellow-green) allows only yellow- green light to be emitted and passed through the sample cuvette. As the change in color of the reacted sample increases, absorbance of the specific wavelength of light also increases, while transmittance decreases. Manual : Download Specification SKU HI97702C Product Name Copper High-Range Portable Photometer with CAL Check Quote Required Yes Copper Range 0.00 to 5.00 mg/L (as Cu) Copper Resolution 0.01 mg/L Copper Accuracy ±0.02 mg/L ±4 of reading at 25°C Copper Method adaptation of the EPA Method Photometer/Colorimeter Light Source LED with 575 nm bandpass filter Photometer/Colorimeter Light Detector silicon photocell Bandpass Filter Bandwidth 8 nm Bandpass Filter Wavelength Accuracy ±1.0 nm Cuvette Type round 24.6 mm diameter (22 mm inside) GLP yes Display 128 x 64 pixel B/W LCD with backlight Logging Memory 50 readings Battery Type/Life 1.5 V AA Alkaline (3 pcs.) / > 800 measurements (without backlight) Automatic Shut-Off after 15 minutes of inactivity (30 minutes before a READ measurement) Environment 0 to 50°C (32 to 122°F); 0 to 100% RH (IP67) Weight 380 g (13.4 oz.) Dimensions 142.5 x 102.5 x 50.5 mm (5.6 x 4.0 x 2.0″) Ordering Information HI97702C is supplied with CAL Check standards, cuvettes (2), caps (2), plastic inserts for cuvette, (2), scissors, cuvette cleaning cloth, 1.5V AA batteries (3), instruction manual, and instrument quality certificate packaged in a rugged, thermoformed, carrying case. | <div aria-labelledby="tab-title-description" class="woocommerce-Tabs-panel woocommerce-Tabs-panel--description panel entry-content active" id="tab-description" role="tabpanel"> <div class="prod-view-details-right"> <p>HI97702C เป็นโฟโตมิเตอร์แบบพกพาขั้นสูงสำหรับการตรวจวัดทองแดงในน้ำในช่วงสูง มิเตอร์นี้มีระบบออพติคอลที่เหนือกว่าซึ่งใช้ตัวตรวจจับอ้างอิงและตัวกรองสัญญาณรบกวนย่านความถี่แคบเพื่อการวัดที่รวดเร็วและทำซ้ำได้</p> <ul> <li>ไม่ต้องอุ่นเครื่องก่อนทำการวัด</li> <li>โหมดการสอนสำหรับคำแนะนำทีละขั้นตอน</li> <li>ตรวจสอบ CAL เพื่อตรวจสอบประสิทธิภาพของมิเตอร์</li> </ul> <p>HI97702C is an advanced portable photometer for the measurement of high levels of copper in water. This meter offers a superior optical system that utilizes a reference detector and narrow band interference filters for extremely fast and repeatable measurements.</p> <ul> <li>No warm up time before taking a measurement</li> <li>Tutorial mode for step-by-step instructions</li> <li>CAL Check to verify meter performance</li> </ul> <p>Due to its malleability, thermal and electrical conductivity, and corrosion resistance, copper is used in a variety of industrial and technological applications. Copper may also be present in natural water and effluents due to widespread use to control biological growths in reservoirs and distribution pipes.</p> <p>The HI96702C uses an adaptation of the USEPA approved bicinchoninate method to measure copper concentrations of less than 5.00 mg/L (ppm). When the reagent is added to samples containing copper, the sample will turn a purple hue; the greater the concentration, the deeper the color. The associated color change is then colorimetrically analyzed according to the Beer-Lambert Law.</p> <p>This principle states that light is absorbed by a complimentary color, and the emitted radiation is dependent upon concentration. For higher levels of copper, a narrow band interference filter at 575 nm (yellow-green) allows only yellow- green light to be emitted and passed through the sample cuvette. As the change in color of the reacted sample increases, absorbance of the specific wavelength of light also increases, while transmittance decreases.</p> <p> </p> </div> <h3><strong style="font-size: 16.2px;"><span style="font-size: 140%;">Manual : <a href="https://hanna-worldwide.com/mwdownloads/download/link/id/981" style="color: #000000;">Download</a></span></strong></h3> <div class="prod-view-details-right"> <p><span style="color: #000000;"><strong><span style="font-size: 140%;">Specification </span></strong></span></p> <table> <tbody> <tr> <td width="255"><strong>SKU</strong></td> <td width="346"><strong>HI97702C</strong></td> </tr> <tr> <td width="255"><strong>Product Name</strong></td> <td width="346"><strong>Copper High-Range Portable Photometer with CAL Check</strong></td> </tr> <tr> <td width="255"><strong>Quote Required</strong></td> <td width="346"><strong>Yes</strong></td> </tr> <tr> <td width="255"><strong>Copper Range</strong></td> <td width="346"><strong>0.00 to 5.00 mg/L (as Cu)</strong></td> </tr> <tr> <td width="255"><strong>Copper Resolution</strong></td> <td width="346"><strong>0.01 mg/L</strong></td> </tr> <tr> <td width="255"><strong>Copper Accuracy</strong></td> <td width="346"><strong>±0.02 mg/L ±4 of reading at 25°C</strong></td> </tr> <tr> <td width="255"><strong>Copper Method</strong></td> <td width="346"><strong>adaptation of the EPA Method</strong></td> </tr> <tr> <td width="255"><strong>Photometer/Colorimeter Light Source</strong></td> <td width="346"><strong>LED with 575 nm bandpass filter</strong></td> </tr> <tr> <td width="255"><strong>Photometer/Colorimeter Light Detector</strong></td> <td width="346"><strong>silicon photocell</strong></td> </tr> <tr> <td width="255"><strong>Bandpass Filter Bandwidth</strong></td> <td width="346"><strong>8 nm</strong></td> </tr> <tr> <td width="255"><strong>Bandpass Filter Wavelength Accuracy</strong></td> <td width="346"><strong>±1.0 nm</strong></td> </tr> <tr> <td width="255"><strong>Cuvette Type</strong></td> <td width="346"><strong>round 24.6 mm diameter (22 mm inside)</strong></td> </tr> <tr> <td width="255"><strong>GLP</strong></td> <td width="346"><strong>yes</strong></td> </tr> <tr> <td width="255"><strong>Display</strong></td> <td width="346"><strong>128 x 64 pixel B/W LCD with backlight</strong></td> </tr> <tr> <td width="255"><strong>Logging Memory</strong></td> <td width="346"><strong>50 readings</strong></td> </tr> <tr> <td width="255"><strong>Battery Type/Life</strong></td> <td width="346"><strong>1.5 V AA Alkaline (3 pcs.) / &gt; 800 measurements (without backlight)</strong></td> </tr> <tr> <td width="255"><strong>Automatic Shut-Off</strong></td> <td width="346"><strong>after 15 minutes of inactivity (30 minutes before a READ measurement)</strong></td> </tr> <tr> <td width="255"><strong>Environment</strong></td> <td width="346"><strong>0 to 50°C (32 to 122°F); 0 to 100% RH (IP67)</strong></td> </tr> <tr> <td width="255"><strong>Weight</strong></td> <td width="346"><strong>380 g (13.4 oz.)</strong></td> </tr> <tr> <td width="255"><strong>Dimensions</strong></td> <td width="346"><strong>142.5 x 102.5 x 50.5 mm (5.6 x 4.0 x 2.0″)</strong></td> </tr> <tr> <td width="255"><strong>Ordering Information</strong></td> <td width="346"><strong>HI97702C is supplied with CAL Check standards, cuvettes (2), caps (2), plastic inserts for cuvette, (2), scissors, cuvette cleaning cloth, 1.5V AA batteries (3), instruction manual, and instrument quality certificate packaged in a rugged, thermoformed, carrying case.</strong></td> </tr> </tbody> </table> </div> </div> | ไม่มี | ไม่มี | https://www.hannathailand.com/wp-content/uploads/2024/01/hi97702_angle.jpg | เครื่องวัดค่าเหล็ก รุ่น HI721 , เครื่องวัดปริมาณโครเมี่ยม ช่วงสูง รุ่น HI723 , เครื่องวัดปริมาณโบรมีน ในตัวอย่างน้ำ รุ่น HI716 , เครื่องควบคุมค่าความนำไฟฟ้า , เครื่องวัดปริมาณฟอสเฟต ช่วงสูง รุ่น HI717 , เครื่องวัดปริมาณฟลูออไรด์ ช่วงต่ำ รุ่น HI729 , เครื่องวัดปริมาณซิลิกา ช่วงต่ำ ในตัวอย่างน้ำ รุ่น HI705 , เครื่องวัดปริมาณแอมโมเนีย ในน้ำ รุ่น HI715 | <a class="woocommerce-LoopProduct-link woocommerce-loop-product__link" href="https://www.hannathailand.com/product/hi721-checker-hc-iron/">เครื่องวัดค่าเหล็ก รุ่น HI721</a> , <a class="woocommerce-LoopProduct-link woocommerce-loop-product__link" href="https://www.hannathailand.com/product/hi723-checker-hc-chromium-vi-hr/">เครื่องวัดปริมาณโครเมี่ยม ช่วงสูง รุ่น HI723</a> , <a class="woocommerce-LoopProduct-link woocommerce-loop-product__link" href="https://www.hannathailand.com/product/hi716-checker-hc-bromine/">เครื่องวัดปริมาณโบรมีน ในตัวอย่างน้ำ รุ่น HI716</a> , <a class="woocommerce-LoopProduct-link woocommerce-loop-product__link" href="https://www.hannathailand.com/product/hi8931cn/">เครื่องควบคุมค่าความนำไฟฟ้า</a> , <a class="woocommerce-LoopProduct-link woocommerce-loop-product__link" href="https://www.hannathailand.com/product/hi717-checker-hc-phosphate-hr/">เครื่องวัดปริมาณฟอสเฟต ช่วงสูง รุ่น HI717</a> , <a class="woocommerce-LoopProduct-link woocommerce-loop-product__link" href="https://www.hannathailand.com/product/hi729-checker-hc-fluoride-lr/">เครื่องวัดปริมาณฟลูออไรด์ ช่วงต่ำ รุ่น HI729</a> , <a class="woocommerce-LoopProduct-link woocommerce-loop-product__link" href="https://www.hannathailand.com/product/hi705-checker-hc-silica-lr/">เครื่องวัดปริมาณซิลิกา ช่วงต่ำ ในตัวอย่างน้ำ รุ่น HI705</a> , <a class="woocommerce-LoopProduct-link woocommerce-loop-product__link" href="https://www.hannathailand.com/product/hi715-checker-hc-ammonia-mr/">เครื่องวัดปริมาณแอมโมเนีย ในน้ำ รุ่น HI715</a> | https://www.hannathailand.com/wp-content/uploads/2022/06/miniphotometerfureisen832_11-600x600.jpg , https://www.hannathailand.com/wp-content/uploads/2022/06/miniphotometerfurchromvihoch839_11-600x600.jpg , https://www.hannathailand.com/wp-content/uploads/2022/06/miniphotometerfurfreiesgesamtchlor704_11-600x600.jpg , https://www.hannathailand.com/wp-content/uploads/2021/07/2-500x500.jpg , https://www.hannathailand.com/wp-content/uploads/2022/06/miniphotometerfurphosphathoch827_11-600x600.jpg , https://www.hannathailand.com/wp-content/uploads/2022/06/miniphotometerfurfluoridniedrig844_11-600x600.jpg , https://www.hannathailand.com/wp-content/uploads/2022/06/hi705400-600x600.jpg , https://www.hannathailand.com/wp-content/uploads/2022/06/miniphotometerfurammoniakmittel2416_11-600x600.jpg
29 | เครื่องวัดปริมาณกรด-ด่าง/การนำไฟฟ้า/อุณหภูมิ แบบมอนิเตอร์ รุ่น HI981420-02 | วัดการนำไฟฟ้า/ของแข็งละลายในน้ำ , วัดความเป็นกรด-ด่าง/โออาร์พี , อุตสาหกรรมเพาะปลูกและเลี้ยงปลาทะเล , เครื่องควบคุมแบบต่อเนื่อง , เครื่องวัดการนำไฟฟ้า/ของแข็งละลายในน้ำ , เครื่องวัดความเป็นกรด-ด่าง/โออาร์พี , เครื่องวัดคุณภาพน้ำแบบหลายพารามิเตอร์ , แบบติดตั้ง , แบบติดตั้ง , แบบพกพาสะดวก | https://www.hannathailand.com/product-category/ph-multimeter/multimeter-portable/ | https://www.hannathailand.com/product/hi981420-02/ | HI981420-02 | 19,795.00 |  | <div aria-labelledby="tab-title-additional_information" class="woocommerce-Tabs-panel woocommerce-Tabs-panel--additional_information panel entry-content" id="tab-additional_information" role="tabpanel"> </div> | HI98142X GroLine Monitor สำหรับสารอาหารแบบไฮโดรโพนิก ให้การตรวจสอบ pH, ความนำไฟฟ้า (EC & TDS) และอุณหภูมิในสารละลายสารอาหารแบบไฮโดรโพนิกอย่างต่อเนื่องตลอด 24 ชั่วโมง ติดตั้งง่าย ใช้งานง่าย จอภาพนี้ได้รับการออกแบบโดยคำนึงถึงไฮโดรโปนิกส์ อะควาโพนิกส์ และเรือนกระจก ทำให้สารละลายธาตุอาหารของคุณจัดการได้ง่ายด้วย GroLine Monitor รับการตรวจวัด pH&EC ทุกวันตลอด 24 ชั่วโมงเพื่อให้ได้ผลผลิตที่สม่ำเสมอทุกครั้ง คุณสมบัติ Good Laboratory Practice (GLP) เพื่อความแม่นยำระดับมืออาชีพ ปรับเทียบ pH และ EC ด้วยโซลูชัน Quick Cal เพียงตัวเดียว The HI98142X GroLine Monitor for Hydroponic Nutrients provides around-the-clock, continuous monitoring of pH, conductivity (EC & TDS), and temperature in hydroponic nutrient solutions. Quick to setup, simple to use, this monitor was designed with Hydroponics, Aquaponics, and Greenhouses in mind. Make your nutrient solution easy to manage with the GroLine Monitor. Grow better with GroLine. Get 24/7 pH&EC measurements for consistent yields every time. Good Laboratory Practice (GLP) feature for professional accuracy. Calibrate pH and EC with a single Quick Cal solution. One quick glance is all it takes. A large clear LCD displays all of your essential readings so you know what your hydroponic nutrients solution is doing 24/7. High and low alarms flash warning you if something needs adjusting. Monitor changes over time. The GroLine Monitor automatically logs your results every 15 minutes over the last 30 days. Minimum, maximum, and average values are stored so you can recognize when patterns arise and help prevent future problems. Two probes to choose from. HI98142X is available with a standard probes (left) or one with a 3/4″ threaded connection for insertion mounting. Quick Cal for less maintenance. A single calibration solution for pH and conductivity makes calibration fast and ensures all of your measurements are accurate all of the time for better plant health and better yield. Features at-a-glance 3 sensors combined in a single rugged probe body: pH electrode with renewable cloth junction, amperometric EC/TDS sensor, and an internal temperature sensor for temperature compensated readings IP65 rated enclosure: designed to withstand harsh grow environments Wide pH Range: measure pH from 0.00 to 14.00 pH Selectable EC to TDS/ppm conversion factor: choice of either a 0.5 or 0.7 conversion factor Automatic Temperature Compensation: all readings are compensated for variations in temperature, temperature displayed in oC or oF along with pH, EC or TDS reading Large LCD with plant-friendly green backlighting: LCD can display all three essential hydroponic nutrient measurements at one time, a 3-second cycle of single measurements, or a real-time graph screen with options for measurement selection and log recall Data logging for 30 days: logs every 15 minutes for last 30 days, stores min, max, and average values Data transfer: USB-C port for easy data transfer to memory stick or PC High and low alarms: warns when your nutrient solution is out of desired range by flashing display and message Ambient light sensor: for automatic LCD dimming Manual : https://hanna-worldwide.com/mwdownloads/download/link/id/558 Specification : SKU HI981420-02 Product Name GroLine Monitor for Hydroponic Nutrients – HI981420 Quote Required Yes pH Range 0.00 to 14.00 pH; 0.0 to 14.0 pH pH Resolution 0.01 pH; 0.1 pH pH Accuracy ±0.05 pH; ± 0.1 pH pH Calibration one or two-point calibration (using pH 4.01,7.01, 10.01 buffers) using auto buffer recognition; one-point calibration using quick calibration solution pH Temperature Compensation automatic (0.0 to 60.0ºC/ 32.0 to 140.0°) EC Range 0.00 to 10.00 mS/cm EC Resolution 0.01 mS/cm EC Accuracy ±0.1mS/cm (0.00 to 5.00mS/cm); ±0.2mS/cm (5.00 to 10.00mS/cm) EC Calibration one-point at 1.41 mS/cm or 5.00 mS/cm using auto standard recognition; one-point calibration using quick calibration solution TDS Range 0 to 5000 ppm (TDS conversion factor 0.5 (500 CF)); 0 to 7000 ppm (TDS conversion factor 0.7 (700 CF)) TDS Resolution 10 ppm TDS Accuracy ±2% f.s. EC/TDS Temperature Compensation automatic Temperature Correction Coefficient β set at 1.9%/°C EC to TDS Conversion Factor TDS conversion factor 0.5 (500 CF); TDS conversion factor 0.7 (700 CF) Temperature Range 0.0 to 60.0°C / 32.0 to 140.0°F Temperature Resolution 0.1°C / 0.1°F Temperature Accuracy ±0.5°C /±1°F Alarm Relay Set Point high and low with enable/disable option for all parameters Multi-parameter Probe HI981420 is supplied with the HI1285-8 probe HI981421 is supplied with HI1285-9 probe that has 3/4″ threaded connection for in-line pipe mounting Logging Type automatic logging for last 30 days at 15 minute interval Connectivity USB Type-C for flash drive or compatible device GLP last 5 pH and EC calibrations Display 128 x 64 pixel B/W LCD with green backlight Power Supply 12VDC adapter (included) Environment -5 to 50°C (23 to 122°F); RH max 95% non-condensing IP Rating IP65 Dimensions 125 x 185 x 38 mm (4.92 x 7.28 x 1.49”) Weight 333g ( 11.7oz.) | <div aria-labelledby="tab-title-description" class="woocommerce-Tabs-panel woocommerce-Tabs-panel--description panel entry-content active" id="tab-description" role="tabpanel"> <p>HI98142X GroLine Monitor สำหรับสารอาหารแบบไฮโดรโพนิก ให้การตรวจสอบ pH, ความนำไฟฟ้า (EC &amp; TDS) และอุณหภูมิในสารละลายสารอาหารแบบไฮโดรโพนิกอย่างต่อเนื่องตลอด 24 ชั่วโมง</p> <p>ติดตั้งง่าย ใช้งานง่าย จอภาพนี้ได้รับการออกแบบโดยคำนึงถึงไฮโดรโปนิกส์ อะควาโพนิกส์ และเรือนกระจก ทำให้สารละลายธาตุอาหารของคุณจัดการได้ง่ายด้วย GroLine Monitor</p> <ul> <li>รับการตรวจวัด pH&amp;EC ทุกวันตลอด 24 ชั่วโมงเพื่อให้ได้ผลผลิตที่สม่ำเสมอทุกครั้ง</li> <li>คุณสมบัติ Good Laboratory Practice (GLP) เพื่อความแม่นยำระดับมืออาชีพ</li> <li>ปรับเทียบ pH และ EC ด้วยโซลูชัน Quick Cal เพียงตัวเดียว</li> </ul> <p>The HI98142X GroLine Monitor for Hydroponic Nutrients provides around-the-clock, continuous monitoring of pH, conductivity (EC &amp; TDS), and temperature in hydroponic nutrient solutions.</p> <p>Quick to setup, simple to use, this monitor was designed with Hydroponics, Aquaponics, and Greenhouses in mind. Make your nutrient solution easy to manage with the GroLine Monitor.</p> <p><a href="https://hanna-worldwide.com/groline-hydroponics-ph-ec-tds-meters-testers">Grow better with GroLine.</a></p> <ul class="atf-features"> <li>Get 24/7 pH&amp;EC measurements for consistent yields every time.</li> <li>Good Laboratory Practice (GLP) feature for professional accuracy.</li> <li>Calibrate pH and EC with a single Quick Cal solution.</li> </ul> <div class="prod-view-details-left"> <p><img alt="groline monitor display" class="aligncenter" decoding="async" src="https://hanna-worldwide.com/media/wysiwyg/products/indicators/hi981420_pH-ppm.jpg" title="HI981420 display"/></p> <h3><strong>One quick glance is all it takes.</strong></h3> <p>A large clear LCD displays all of your essential readings so you know what your hydroponic nutrients solution is doing 24/7. High and low alarms flash warning you if something needs adjusting.</p> </div> <div class="prod-view-details-right"> <p><img alt="groline monitor display" class="aligncenter" decoding="async" src="https://hanna-worldwide.com/media/wysiwyg/products/indicators/hi981420_24hrplot.jpg" title="HI981420 display"/></p> <h3><strong>Monitor changes over time.</strong></h3> <p>The GroLine Monitor automatically logs your results every 15 minutes over the last 30 days. Minimum, maximum, and average values are stored so you can recognize when patterns arise and help prevent future problems.</p> </div> <p> </p> <div class="prod-view-details-left"> <p><img alt="HI98142X probes" class="aligncenter" decoding="async" height="448" loading="lazy" src="https://hanna-worldwide.com/media/wysiwyg/products/Probes/HI98142X_probes.jpg" title="HI1285-5" width="448"/></p> <h3><strong>Two probes to choose from.</strong></h3> <p>HI98142X is available with a standard probes (left) or one with a 3/4″ threaded connection for insertion mounting.</p> <p> </p> </div> <div class="prod-view-details-right"> <p><img alt="quick-calibration-groline" class="aligncenter" decoding="async" height="469" loading="lazy" src="https://hanna-worldwide.com/media/wysiwyg/products/indicators/hi981420_quick_calibration_groline.jpg" title="quick-calibration-groline" width="469"/></p> <h3><strong>Quick Cal for less maintenance.</strong></h3> <p>A single calibration solution for pH and conductivity makes calibration fast and ensures all of your measurements are accurate all of the time for better plant health and better yield.</p> <div class="prod-view-details-container"> <h2><strong>Features at-a-glance</strong></h2> <ul> <li dir="ltr"> <p dir="ltr">3 sensors combined in a single rugged probe body: pH electrode with renewable cloth junction, amperometric EC/TDS sensor, and an internal temperature sensor for temperature compensated readings</p> </li> </ul> <ul> <li dir="ltr"> <p dir="ltr">IP65 rated enclosure: designed to withstand harsh grow environments</p> </li> </ul> <ul> <li dir="ltr"> <p dir="ltr">Wide pH Range: measure pH from 0.00 to 14.00 pH</p> </li> </ul> <ul> <li dir="ltr"> <p dir="ltr">Selectable EC to TDS/ppm conversion factor: choice of either a 0.5 or 0.7 conversion factor</p> </li> </ul> <ul> <li>Automatic Temperature Compensation: all readings are compensated for variations in temperature, temperature displayed in <sup>o</sup>C or <sup>o</sup>F along with pH, EC or TDS reading</li> </ul> </div> <ul> <li dir="ltr"> <p dir="ltr">Large LCD with plant-friendly green backlighting: LCD can display all three essential hydroponic nutrient measurements at one time, a 3-second cycle of single measurements, or a real-time graph screen with options for measurement selection and log recall</p> </li> </ul> <ul> <li dir="ltr"> <p dir="ltr">Data logging for 30 days: logs every 15 minutes for last 30 days, stores min, max, and average values</p> </li> </ul> <ul> <li dir="ltr"> <p dir="ltr">Data transfer: USB-C port for easy data transfer to memory stick or PC</p> </li> </ul> <div> <ul> <li>High and low alarms: warns when your nutrient solution is out of desired range by flashing display and message</li> </ul> </div> <div> <ul> <li>Ambient light sensor: for automatic LCD dimming</li> </ul> <h4><strong><span style="font-size: 150%;">Manual</span> :</strong> <a href="https://hanna-worldwide.com/mwdownloads/download/link/id/558">https://hanna-worldwide.com/mwdownloads/download/link/id/558</a></h4> <h3><strong>Specification : </strong></h3> <table> <tbody> <tr> <td width="208"><strong>SKU</strong></td> <td data-th="SKU" width="394"><strong>HI981420-02</strong></td> </tr> <tr> <td width="208"><strong>Product Name</strong></td> <td data-th="Product Name" width="394"><strong>GroLine Monitor for Hydroponic Nutrients – HI981420</strong></td> </tr> <tr> <td width="208"><strong>Quote Required</strong></td> <td data-th="Quote Required" width="394"><strong>Yes</strong></td> </tr> <tr> <td width="208"><strong>pH Range</strong></td> <td data-th="pH Range" width="394"><strong>0.00 to 14.00 pH; 0.0 to 14.0 pH</strong></td> </tr> <tr> <td width="208"><strong>pH Resolution</strong></td> <td data-th="pH Resolution" width="394"><strong>0.01 pH; 0.1 pH</strong></td> </tr> <tr> <td width="208"><strong>pH Accuracy</strong></td> <td data-th="pH Accuracy" width="394"><strong>±0.05 pH; ± 0.1 pH</strong></td> </tr> <tr> <td width="208"><strong>pH Calibration</strong></td> <td data-th="pH Calibration" width="394"><strong>one or two-point calibration (using pH 4.01,7.01, 10.01 buffers) using auto buffer recognition; one-point calibration using quick calibration solution</strong></td> </tr> <tr> <td width="208"><strong>pH Temperature Compensation</strong></td> <td data-th="pH Temperature Compensation" width="394"><strong>automatic (0.0 to 60.0ºC/ 32.0 to 140.0°)</strong></td> </tr> <tr> <td width="208"><strong>EC Range</strong></td> <td data-th="EC Range" width="394"><strong>0.00 to 10.00 mS/cm</strong></td> </tr> <tr> <td width="208"><strong>EC Resolution</strong></td> <td data-th="EC Resolution" width="394"><strong>0.01 mS/cm</strong></td> </tr> <tr> <td width="208"><strong>EC Accuracy</strong></td> <td data-th="EC Accuracy" width="394"><strong>±0.1mS/cm (0.00 to 5.00mS/cm); ±0.2mS/cm (5.00 to 10.00mS/cm)</strong></td> </tr> <tr> <td width="208"><strong>EC Calibration</strong></td> <td data-th="EC Calibration" width="394"><strong>one-point at 1.41 mS/cm or 5.00 mS/cm using auto standard recognition; one-point calibration using quick calibration solution</strong></td> </tr> <tr> <td width="208"><strong>TDS Range</strong></td> <td data-th="TDS Range" width="394"><strong>0 to 5000 ppm (TDS conversion factor 0.5 (500 CF)); 0 to 7000 ppm (TDS conversion factor 0.7 (700 CF))</strong></td> </tr> <tr> <td width="208"><strong>TDS Resolution</strong></td> <td data-th="TDS Resolution" width="394"><strong>10 ppm</strong></td> </tr> <tr> <td width="208"><strong>TDS Accuracy</strong></td> <td data-th="TDS Accuracy" width="394"><strong>±2% f.s.</strong></td> </tr> <tr> <td width="208"><strong>EC/TDS Temperature Compensation</strong></td> <td data-th="EC/TDS Temperature Compensation" width="394"><strong>automatic</strong></td> </tr> <tr> <td width="208"><strong>Temperature Correction Coefficient</strong></td> <td data-th="Temperature Correction Coefficient" width="394"><strong>β</strong><strong> set at 1.9%/°C</strong></td> </tr> <tr> <td width="208"><strong>EC to TDS Conversion Factor</strong></td> <td data-th="EC to TDS Conversion Factor" width="394"><strong>TDS conversion factor 0.5 (500 CF); TDS conversion factor 0.7 (700 CF)</strong></td> </tr> <tr> <td width="208"><strong>Temperature Range</strong></td> <td data-th="Temperature Range" width="394"><strong>0.0 to 60.0°C / 32.0 to 140.0°F</strong></td> </tr> <tr> <td width="208"><strong>Temperature Resolution</strong></td> <td data-th="Temperature Resolution" width="394"><strong>0.1°C / 0.1°F</strong></td> </tr> <tr> <td width="208"><strong>Temperature Accuracy</strong></td> <td data-th="Temperature Accuracy" width="394"><strong>±0.5°C /±1°F</strong></td> </tr> <tr> <td width="208"><strong>Alarm Relay Set Point</strong></td> <td data-th="Alarm Relay Set Point" width="394"><strong>high and low with enable/disable option for all parameters</strong></td> </tr> <tr> <td width="208"><strong>Multi-parameter Probe</strong></td> <td data-th="Multi-parameter Probe" width="394"><strong>HI981420 is supplied with the HI1285-8 probe<br/> HI981421 is supplied with HI1285-9 probe that has 3/4″ threaded connection for in-line pipe mounting</strong></td> </tr> <tr> <td width="208"><strong>Logging Type</strong></td> <td data-th="Logging Type" width="394"><strong>automatic logging for last 30 days at 15 minute interval</strong></td> </tr> <tr> <td width="208"><strong>Connectivity</strong></td> <td data-th="Connectivity" width="394"><strong>USB Type-C for flash drive or compatible device</strong></td> </tr> <tr> <td width="208"><strong>GLP</strong></td> <td data-th="GLP" width="394"><strong>last 5 pH and EC calibrations</strong></td> </tr> <tr> <td width="208"><strong>Display</strong></td> <td data-th="Display" width="394"><strong>128 x 64 pixel B/W LCD with green backlight</strong></td> </tr> <tr> <td width="208"><strong>Power Supply</strong></td> <td data-th="Power Supply" width="394"><strong>12VDC adapter (included)</strong></td> </tr> <tr> <td width="208"><strong>Environment</strong></td> <td data-th="Environment" width="394"><strong>-5 to 50°C (23 to 122°F); RH max 95% non-condensing</strong></td> </tr> <tr> <td width="208"><strong>IP Rating</strong></td> <td data-th="IP Rating" width="394"><strong>IP65</strong></td> </tr> <tr> <td width="208"><strong>Dimensions</strong></td> <td data-th="Dimensions" width="394"><strong>125 x 185 x 38 mm (4.92 x 7.28 x 1.49”)</strong></td> </tr> <tr> <td width="208"><strong>Weight</strong></td> <td data-th="Weight" width="394"><strong>333g ( 11.7oz.)</strong></td> </tr> </tbody> </table> </div> </div> </div> | ไม่มี | ไม่มี | https://www.hannathailand.com/wp-content/uploads/2023/02/HI981420.jpg | เครื่องวัดความเป็นกรด-ด่าง/การนำไฟฟ้า/ของแข็งละลายน้ำ แบบพกพาสะดวก ช่วงสูง รุ่น HI98130 , เครื่องวัดความเป็นกรด-ด่าง/อุณหภูมิ แบบพกพาสะดวก รุ่น HI98128 , เครื่องวัดความเป็นกรด-ด่าง/การนำไฟฟ้า/ของแข็งละลายน้ำ แบบพกพาสะดวก ช่วงต่ำ รุ่น HI98129 , HI5006 – 6.00 pH@25°C – TQ – 500ml , HI5004-01 – 4.01 pH@25°C – TQ – 1000ml , HI5002-01 – 2.00 pH@25°C – TQ – 1000ml , HI5124 – 12.45 pH@25°C – TQ – 500ml , HI5010 – 10.01 pH@25°C – TQ – 500ml | <a class="woocommerce-LoopProduct-link woocommerce-loop-product__link" href="https://www.hannathailand.com/product/hi98130-combo-tester-for-phectdsc-up-to-20-ms-waterproof/">เครื่องวัดความเป็นกรด-ด่าง/การนำไฟฟ้า/ของแข็งละลายน้ำ แบบพกพาสะดวก ช่วงสูง รุ่น HI98130</a> , <a class="woocommerce-LoopProduct-link woocommerce-loop-product__link" href="https://www.hannathailand.com/product/hi98128-phc-tester-0-01-ph-resolution-waterproof/">เครื่องวัดความเป็นกรด-ด่าง/อุณหภูมิ แบบพกพาสะดวก รุ่น HI98128</a> , <a class="woocommerce-LoopProduct-link woocommerce-loop-product__link" href="https://www.hannathailand.com/product/hi98129-combo-tester-for-phectdsc-up-to-3999-%c2%b5s-waterproof/">เครื่องวัดความเป็นกรด-ด่าง/การนำไฟฟ้า/ของแข็งละลายน้ำ แบบพกพาสะดวก ช่วงต่ำ รุ่น HI98129</a> , <a class="woocommerce-LoopProduct-link woocommerce-loop-product__link" href="https://www.hannathailand.com/product/hi5006-6-00-ph25c-tq-500ml/">HI5006 – 6.00 pH@25°C – TQ – 500ml</a> , <a class="woocommerce-LoopProduct-link woocommerce-loop-product__link" href="https://www.hannathailand.com/product/hi5004-01-4-01-ph25c-tq-1000ml/">HI5004-01 – 4.01 pH@25°C – TQ – 1000ml</a> , <a class="woocommerce-LoopProduct-link woocommerce-loop-product__link" href="https://www.hannathailand.com/product/hi5002-01-2-00-ph25c-tq-1000ml/">HI5002-01 – 2.00 pH@25°C – TQ – 1000ml</a> , <a class="woocommerce-LoopProduct-link woocommerce-loop-product__link" href="https://www.hannathailand.com/product/hi5124-12-45-ph25c-tq-500ml/">HI5124 – 12.45 pH@25°C – TQ – 500ml</a> , <a class="woocommerce-LoopProduct-link woocommerce-loop-product__link" href="https://www.hannathailand.com/product/hi5010-10-01-ph25c-tq-500ml/">HI5010 – 10.01 pH@25°C – TQ – 500ml</a> | https://www.hannathailand.com/wp-content/uploads/2023/02/HI981420-600x600.jpg , https://www.hannathailand.com/wp-content/uploads/2023/02/HI981420-Groline-monitor-600x600.jpg , https://www.hannathailand.com/wp-content/uploads/2022/06/spritzwasserfesterphectdsctesterbis3999s1455_11-600x600.jpg , https://www.hannathailand.com/wp-content/uploads/2022/06/710rfglkval_aa1500_-600x600.jpg , https://www.hannathailand.com/wp-content/uploads/2022/06/spritzwasserfesterphectdsctesterbis3999s1455_11-600x600.jpg , https://www.hannathailand.com/wp-content/uploads/2022/06/pufferph100flasche500mlzertifikat502_1151cd775b89872-600x600.jpg , https://www.hannathailand.com/wp-content/uploads/2022/06/pufferph200flasche1lzertifikat515_11-600x600.jpg , https://www.hannathailand.com/wp-content/uploads/2022/06/pufferph200flasche1lzertifikat515_11-600x600.jpg , https://www.hannathailand.com/wp-content/uploads/2021/12/pufferph100flasche500mlzertifikat502_1151cd775b89872-500x500.jpg , https://www.hannathailand.com/wp-content/uploads/2022/06/pufferph100flasche500mlzertifikat502_1151cd775b89872-600x600.jpg
30 | เครื่องวัดปริมาณกรด-ด่างและโออาร์พี (pH/ORP) แบบตั้งโต๊ะ รุ่น HI3220 | สินค้าทั้งหมด , สินค้าแนะนำ , อุตสาหกรรมอาหาร , อุตสาหกรรมทั่วไป , เครื่องวัดความเป็นกรด-ด่าง/โออาร์พี , แบบตั้งโต๊ะ | https://www.hannathailand.com/product-category/ph-meter/benchtop/ | https://www.hannathailand.com/product/%e0%b9%80%e0%b8%84%e0%b8%a3%e0%b8%b7%e0%b9%88%e0%b8%ad%e0%b8%87%e0%b8%a7%e0%b8%b1%e0%b8%94%e0%b8%9b%e0%b8%a3%e0%b8%b4%e0%b8%a1%e0%b8%b2%e0%b8%93%e0%b8%81%e0%b8%a3%e0%b8%94-%e0%b8%94%e0%b9%88%e0%b8%b2/ | HI3220 | 1,498.00 | น้ำหนัก 1.8 กก. ขนาด 20.7 × 23.5 × 11 เซนติเมตร | <div aria-labelledby="tab-title-additional_information" class="woocommerce-Tabs-panel woocommerce-Tabs-panel--additional_information panel entry-content" id="tab-additional_information" role="tabpanel"> <table class="woocommerce-product-attributes shop_attributes"> <tr class="woocommerce-product-attributes-item woocommerce-product-attributes-item--weight"> <th class="woocommerce-product-attributes-item__label">น้ำหนัก</th> <td class="woocommerce-product-attributes-item__value">1.8 กก.</td> </tr> <tr class="woocommerce-product-attributes-item woocommerce-product-attributes-item--dimensions"> <th class="woocommerce-product-attributes-item__label">ขนาด</th> <td class="woocommerce-product-attributes-item__value">20.7 × 23.5 × 11 เซนติเมตร</td> </tr> </table> </div> | เครื่องวัดปริมาณกรด-ด่างและโออาร์พี (pH/ORP) แบบตั้งโต๊ะ รุ่น HI3220 HI3220 เครื่องวัดค่า pH/ORP แบบตั้งโต๊ะ มาพร้อมหน้าจอ LCD ถูกออกแบบเพื่อตอบโจทย์ในด้านการอ่านค่ามีประสิทธิภาพแม่นยำสูง และใช้งานง่าย สำหรับใช้งานในห้องปฏิบัติการ และใช้งานทางอุตสาหกรรมที่มีการวัคค่า pH ในสภาวะรุนแรง ตัวเครื่องเป็นแบบ Input 1 ช่อง สำหรับวัดค่า pH/ORP และอุณหภูมิ ฟังก์ชั่นพิเศษจากทาง Hanna ด้วยโหมด Calibration Check™ ด้วยระบบประมวลผลอัจฉริยะที่จะช่วยให้การอ่านค่าถูกต้องแม่นยำทุกครั้ง ระบบตรวจสอบความถูกต้องของการสอบเทียบเพื่อช่วยลดการอ่านค่าที่ผิดพลาดที่เกิดจากหัววัดมีความสกปรก หรือจากสารละลายมาตรฐานสำหรับสอบเทียบปนเปื้อน โดยแจ้งเตือนผู้ใช้งานในระหว่างการสอบเทียบ ตลอดกระบวนการสอบเทียบ ผู้ใช้จะได้รับคำแนะนำทีละขั้นตอนโดยกดปุ่ม Help หลังจากการสอบเทียบ ตัวจะบ่งชี้สภาพของหัววัด โดยจะแสดงบนหน้าจอ LCD เพื่อแจ้งให้ผู้ใช้ทราบถึงสถานะอิเล็กโทรด โหมด Help จะแนะนำผู้ใช้ตลอดการตั้งค่า การสอบเทียบ และการวัด รวมถึงความช่วยเหลือเฉพาะภาษาสำหรับพารามิเตอร์เมนู การสอบเทียบ บันทึก ข้อมูลการติดต่อ และอุปกรณ์เสริมสำหรับอุปกรณ์ของคุณ คุณสมบัติหลัก: การทำงาน 1 ช่อง Input สำหรับวัดค่า pH และ ORP สอบเทียบได้สูงสุด 5 จุดการสอบเทียบ จากสารละลายมาตรฐาน 7 จุด และสามารถสอยเทียบโดยผู้ใช้งานเลือกค่าสอบเทียบเอง 5 จุด ข้อความแสดงบนหน้าจอ LCD สำหรับการสอบเทียบและการอ่านค่า คุณสมบัติการตรวจสอบเพื่อแจ้งเตือนผู้ใช้เมื่อจำเป็นต้องทำความสะอาดหัววัด ด้วยโหมดการบันทึก 3 แบบ (สำหรับ pH และ mV) ดังนี้ การบันทึกข้อมูลเมื่อการอ่านค่าเสถียร การบันทึกข้อมูลแบบต่อเนื่อง การบันทึกข้อมูลโดยผู้ใช้งานกดปุ่มทีละตัวอย่าง การวัดค่า Relative mV การเก็บข้อมูลสูงสุด 200 ข้อมูล การเก็บข้อมูลแบบต่อเนื่องสูงสุด 600 ข้อมูล ฟังก์ชั่น Auto Hold เมื่อค่าที่อ่านได้เสถียร หน้าจอจะล็อคค่านิ่ง โหมด GLP เพื่อแสดงข้อมูลการสอบเทียบล่าสุด การเชื่อมต่อ PC คอมพิวเตอร์ คู่มือการใช้งาน : Download สเปคของตัวเครื่อง : รหัสสินค้า HI3220 ชื่อสินค้า เครื่องวัดปริมาณกรด-ด่างและโออาร์พี (pH/ORP) แบบตั้งโต๊ะ รุ่น HI3220 ช่วงการวัด pH -2.0 to 20.0 pH / -2.00 to 20.00 pH / -2.000 to 20.000 pH ความละเอียด 0.1 pH / 0.01 pH / 0.001 pH ความถูกต้อง ±0.01 pH / ±0.002 pH การสอบเทียบ pH สูงสุด 5 จุด จาก 7 สารละลายมาตรฐาน (1.68, 4.01, 6.86, 7.01, 9.18, 10.01, 12.45) หรือเลือกสอบเทียบโดยผู้ใช้งาน 5 จุด ช่วงการวัด ORP ±2000.0 mV ความละเอียด 0.1 mV ความถูกต้อง ±0.2 mV ช่วงการวัดอุณหภูมิ -20.0 to 120.0 °C (-4.0 to 248.0 °F) ความละเอียด 0.1 °C (0.1 °F) ความถูกต้อง ±0.2 °C (±0.4 °F) (excluding probe error) Rel mV offset range ±2000 mV ประสิทธิภาพ 80 to 110% โหมดการชดเชยอุณหภูมิ แบบอัตโนมัติ และแบบ manual ชนิดของการเชื่อมต่อ ชนิด BNC ชนิดของหัววัดอุณหภูมิ RCA การเก็บข้อมูล 200 ข้อมูล การเก็บข้อมูลแบบต่อเนื่อง 5, 10, 30 วินาที/ 1, 2, 5, 10, 15, 30, 60, 120, 180 นาที 600 ข้อมูลแบบต่อเนื่อง สภาวะแวดล้อม 0 to 50 °C (32 to 122 °F) / ความชื้นสัมพัทธ์ RH 55% แหล่งจ่ายไฟ 12 Vdc การเชื่อมต่อ USB ขนาด 235 x 207 x 110 มม. น้ำหนัก 1.8 กิโลกรัม | <div aria-labelledby="tab-title-description" class="woocommerce-Tabs-panel woocommerce-Tabs-panel--description panel entry-content active" id="tab-description" role="tabpanel"> <p><span style="color: #000000;"><strong><span style="font-size: 120%;">เครื่องวัดปริมาณกรด-ด่างและโออาร์พี (pH/ORP) แบบตั้งโต๊ะ รุ่น HI3220</span></strong></span></p> <p><span style="color: #000000;">HI3220 เครื่องวัดค่า pH/ORP แบบตั้งโต๊ะ มาพร้อมหน้าจอ LCD ถูกออกแบบเพื่อตอบโจทย์ในด้านการอ่านค่ามีประสิทธิภาพแม่นยำสูง และใช้งานง่าย สำหรับใช้งานในห้องปฏิบัติการ และใช้งานทางอุตสาหกรรมที่มีการวัคค่า pH ในสภาวะรุนแรง ตัวเครื่องเป็นแบบ Input 1 ช่อง สำหรับวัดค่า pH/ORP และอุณหภูมิ </span></p> <p><span style="color: #000000;">ฟังก์ชั่นพิเศษจากทาง Hanna ด้วยโหมด Calibration Check™ ด้วยระบบประมวลผลอัจฉริยะที่จะช่วยให้การอ่านค่าถูกต้องแม่นยำทุกครั้ง ระบบตรวจสอบความถูกต้องของการสอบเทียบเพื่อช่วยลดการอ่านค่าที่ผิดพลาดที่เกิดจากหัววัดมีความสกปรก หรือจากสารละลายมาตรฐานสำหรับสอบเทียบปนเปื้อน โดยแจ้งเตือนผู้ใช้งานในระหว่างการสอบเทียบ</span></p> <p><span style="color: #000000;">ตลอดกระบวนการสอบเทียบ ผู้ใช้จะได้รับคำแนะนำทีละขั้นตอนโดยกดปุ่ม Help หลังจากการสอบเทียบ ตัวจะบ่งชี้สภาพของหัววัด โดยจะแสดงบนหน้าจอ LCD เพื่อแจ้งให้ผู้ใช้ทราบถึงสถานะอิเล็กโทรด</span></p> <p><span style="color: #000000;">โหมด Help จะแนะนำผู้ใช้ตลอดการตั้งค่า การสอบเทียบ และการวัด รวมถึงความช่วยเหลือเฉพาะภาษาสำหรับพารามิเตอร์เมนู การสอบเทียบ บันทึก ข้อมูลการติดต่อ และอุปกรณ์เสริมสำหรับอุปกรณ์ของคุณ</span></p> <p><span style="font-size: 120%; color: #000000;"><strong>คุณสมบัติหลัก:</strong></span></p> <ul> <li><span style="color: #000000;">การทำงาน 1 ช่อง Input สำหรับวัดค่า pH และ ORP </span></li> <li><span style="color: #000000;">สอบเทียบได้สูงสุด 5 จุดการสอบเทียบ จากสารละลายมาตรฐาน 7 จุด และสามารถสอยเทียบโดยผู้ใช้งานเลือกค่าสอบเทียบเอง 5 จุด </span></li> <li><span style="color: #000000;">ข้อความแสดงบนหน้าจอ LCD สำหรับการสอบเทียบและการอ่านค่า</span></li> <li><span style="color: #000000;">คุณสมบัติการตรวจสอบเพื่อแจ้งเตือนผู้ใช้เมื่อจำเป็นต้องทำความสะอาดหัววัด ด้วยโหมดการบันทึก 3 แบบ (สำหรับ pH และ mV) ดังนี้</span> <ul> <li><span style="color: #000000;">การบันทึกข้อมูลเมื่อการอ่านค่าเสถียร</span></li> <li><span style="color: #000000;">การบันทึกข้อมูลแบบต่อเนื่อง</span></li> <li><span style="color: #000000;">การบันทึกข้อมูลโดยผู้ใช้งานกดปุ่มทีละตัวอย่าง</span></li> </ul> </li> <li><span style="color: #000000;">การวัดค่า Relative mV</span></li> <li><span style="color: #000000;">การเก็บข้อมูลสูงสุด 200 ข้อมูล </span></li> <li><span style="color: #000000;">การเก็บข้อมูลแบบต่อเนื่องสูงสุด 600 ข้อมูล</span></li> <li><span style="color: #000000;">ฟังก์ชั่น Auto Hold เมื่อค่าที่อ่านได้เสถียร หน้าจอจะล็อคค่านิ่ง</span></li> <li><span style="color: #000000;">โหมด GLP เพื่อแสดงข้อมูลการสอบเทียบล่าสุด</span></li> <li><span style="color: #000000;">การเชื่อมต่อ PC คอมพิวเตอร์</span></li> </ul> <p><strong><span style="font-size: 140%;"><span style="color: #000000;">คู่มือการใช้งาน :</span> <a href="https://manuals.hannainst.com/vi?vv=1&amp;vc=1&amp;vl=1&amp;ic=3&amp;ip=1&amp;id=7667508&amp;UrlParam1=HI3220">Download</a></span></strong></p> <p><span style="font-size: 130%;"><strong><span style="color: #000000;">สเปคของตัวเครื่อง :</span></strong></span></p> <table style="height: 1559px;" width="810"> <tbody> <tr> <td width="200"><span style="color: #000000;"><strong>รหัสสินค้า</strong></span></td> <td width="442"><span style="color: #000000;">HI3220</span></td> </tr> <tr> <td width="200"><span style="color: #000000;"><strong>ชื่อสินค้า</strong></span></td> <td width="442"><span style="color: #000000;">เครื่องวัดปริมาณกรด-ด่างและโออาร์พี (pH/ORP) แบบตั้งโต๊ะ รุ่น HI3220</span></td> </tr> <tr> <td width="200"><span style="color: #000000;"><strong>ช่วงการวัด pH</strong></span></td> <td width="442"><span style="color: #000000;">-2.0 to 20.0 pH / -2.00 to 20.00 pH / -2.000 to 20.000 pH</span></td> </tr> <tr> <td width="200"><span style="color: #000000;"><strong>ความละเอียด </strong></span></td> <td width="442"><span style="color: #000000;">0.1 pH / 0.01 pH / 0.001 pH</span></td> </tr> <tr> <td width="200"><span style="color: #000000;"><strong>ความถูกต้อง </strong></span></td> <td width="442"><span style="color: #000000;">±0.01 pH / ±0.002 pH</span></td> </tr> <tr> <td width="200"><span style="color: #000000;"><strong>การสอบเทียบ pH</strong></span></td> <td width="442"><span style="color: #000000;">สูงสุด 5 จุด จาก 7 สารละลายมาตรฐาน (1.68, 4.01, 6.86, 7.01, 9.18, 10.01, 12.45) หรือเลือกสอบเทียบโดยผู้ใช้งาน 5 จุด</span></td> </tr> <tr> <td width="200"><span style="color: #000000;"><strong>ช่วงการวัด ORP</strong></span></td> <td width="442"><span style="color: #000000;">±2000.0 mV</span></td> </tr> <tr> <td width="200"><span style="color: #000000;"><strong>ความละเอียด</strong></span></td> <td width="442"><span style="color: #000000;">0.1 mV</span></td> </tr> <tr> <td width="200"><span style="color: #000000;"><strong>ความถูกต้อง</strong></span></td> <td width="442"><span style="color: #000000;">±0.2 mV</span></td> </tr> <tr> <td width="200"><span style="color: #000000;"><strong>ช่วงการวัดอุณหภูมิ</strong></span></td> <td width="442"><span style="color: #000000;">-20.0 to 120.0 °C (-4.0 to 248.0 °F)</span></td> </tr> <tr> <td width="200"><span style="color: #000000;"><strong>ความละเอียด</strong></span></td> <td width="442"><span style="color: #000000;">0.1 °C (0.1 °F)</span></td> </tr> <tr> <td width="200"><span style="color: #000000;"><strong>ความถูกต้อง</strong></span></td> <td width="442"><span style="color: #000000;">±0.2 °C (±0.4 °F) (excluding probe error)</span></td> </tr> <tr> <td width="200"><span style="color: #000000;"><strong>Rel mV offset range</strong></span></td> <td width="442"><span style="color: #000000;">±2000 mV</span></td> </tr> <tr> <td width="200"><span style="color: #000000;"><strong>ประสิทธิภาพ</strong></span></td> <td width="442"><span style="color: #000000;">80 to 110%</span></td> </tr> <tr> <td width="200"><span style="color: #000000;"><strong>โหมดการชดเชยอุณหภูมิ</strong></span></td> <td width="442"><span style="color: #000000;">แบบอัตโนมัติ และแบบ manual</span></td> </tr> <tr> <td width="200"><span style="color: #000000;"><strong>ชนิดของการเชื่อมต่อ</strong></span></td> <td width="442"><span style="color: #000000;">ชนิด BNC </span></td> </tr> <tr> <td width="200"><span style="color: #000000;"><strong>ชนิดของหัววัดอุณหภูมิ</strong></span></td> <td width="442"><span style="color: #000000;">RCA</span></td> </tr> <tr> <td width="200"><span style="color: #000000;"><strong>การเก็บข้อมูล</strong></span></td> <td width="442"><span style="color: #000000;">200 ข้อมูล</span></td> </tr> <tr> <td width="200"><span style="color: #000000;"><strong>การเก็บข้อมูลแบบต่อเนื่อง</strong></span></td> <td width="442"><span style="color: #000000;">5, 10, 30 วินาที/ 1, 2, 5, 10, 15, 30, 60, 120, 180 นาที<br/> 600 ข้อมูลแบบต่อเนื่อง</span></td> </tr> <tr> <td width="200"><span style="color: #000000;"><strong>สภาวะแวดล้อม</strong></span></td> <td width="442"><span style="color: #000000;">0 to 50 °C (32 to 122 °F) / ความชื้นสัมพัทธ์ RH 55%</span></td> </tr> <tr> <td width="200"><span style="color: #000000;"><strong>แหล่งจ่ายไฟ</strong></span></td> <td width="442"><span style="color: #000000;">12 Vdc</span></td> </tr> <tr> <td width="200"><span style="color: #000000;"><strong>การเชื่อมต่อ </strong></span></td> <td width="442"><span style="color: #000000;"> USB</span></td> </tr> <tr> <td width="200"><span style="color: #000000;"><strong>ขนาด</strong></span></td> <td width="442"><span style="color: #000000;">235 x 207 x 110 มม.</span></td> </tr> <tr> <td width="200"><span style="color: #000000;"><strong>น้ำหนัก</strong></span></td> <td width="442"><span style="color: #000000;">1.8 กิโลกรัม</span></td> </tr> </tbody> </table> </div> | ไม่มี | ไม่มี | https://www.hannathailand.com/wp-content/uploads/2024/02/hi3220-above-right_wprobes-900x900-f97b868e-f3c1-4f31-a026-a7f52e28e446-1.png | น้ำยามาตรฐานสอบเทียบ ค่ามาตรฐานความเค็ม , เครื่องวัดปริมาณคลอรีนรวม รุ่น HI711 , เครื่องวัดสีในน้ำตัวอย่าง HI727 , เครื่องวัดปริมาณซิลิกา ช่วงต่ำ ในตัวอย่างน้ำ รุ่น HI705 , เครื่องวัดปริมาณคลอรีนอิสระ รุ่น HI701 , เครื่องวัดปริมาณแอมโมเนีย ช่วงต่ำ รุ่น HI700 , ซัลไฟด์สารต้านอนุมูลอิสระบัฟเฟอร์ , เครื่องวัดปริมาณไนไตรท์ ช่วงสูง ในตัวอย่างน้ำ รุ่น HI708 | <a class="woocommerce-LoopProduct-link woocommerce-loop-product__link" href="https://www.hannathailand.com/product/hi7080l/">น้ำยามาตรฐานสอบเทียบ ค่ามาตรฐานความเค็ม</a> , <a class="woocommerce-LoopProduct-link woocommerce-loop-product__link" href="https://www.hannathailand.com/product/hi711-checker-hc-total-chlorine/">เครื่องวัดปริมาณคลอรีนรวม รุ่น HI711</a> , <a class="woocommerce-LoopProduct-link woocommerce-loop-product__link" href="https://www.hannathailand.com/product/hi727-checker-hc-color-of-water/">เครื่องวัดสีในน้ำตัวอย่าง HI727</a> , <a class="woocommerce-LoopProduct-link woocommerce-loop-product__link" href="https://www.hannathailand.com/product/hi705-checker-hc-silica-lr/">เครื่องวัดปริมาณซิลิกา ช่วงต่ำ ในตัวอย่างน้ำ รุ่น HI705</a> , <a class="woocommerce-LoopProduct-link woocommerce-loop-product__link" href="https://www.hannathailand.com/product/hi701-checker-hc-free-chlorine/">เครื่องวัดปริมาณคลอรีนอิสระ รุ่น HI701</a> , <a class="woocommerce-LoopProduct-link woocommerce-loop-product__link" href="https://www.hannathailand.com/product/hi700-checker-hc-ammonia-lr/">เครื่องวัดปริมาณแอมโมเนีย ช่วงต่ำ รุ่น HI700</a> , <a class="woocommerce-LoopProduct-link woocommerce-loop-product__link" href="https://www.hannathailand.com/product/hi4015-00/">ซัลไฟด์สารต้านอนุมูลอิสระบัฟเฟอร์</a> , <a class="woocommerce-LoopProduct-link woocommerce-loop-product__link" href="https://www.hannathailand.com/product/hi708-checker-hc-nitrite-hr/">เครื่องวัดปริมาณไนไตรท์ ช่วงสูง ในตัวอย่างน้ำ รุ่น HI708</a> | https://www.hannathailand.com/wp-content/uploads/2024/02/hi3220-above-right_wprobes-900x900-f97b868e-f3c1-4f31-a026-a7f52e28e446-1-600x600.jpg , https://www.hannathailand.com/wp-content/uploads/2024/02/hi3220_low_right-900x900-e1b9ba11-fa0e-4f12-95d9-27625f0298fa-1-600x600.jpg , https://www.hannathailand.com/wp-content/uploads/2024/02/hi3220_rear-900x900-03c88611-7a7b-4c1f-9f3d-fac5e9e248d9-1-600x600.jpg , https://www.hannathailand.com/wp-content/uploads/2024/02/hi3220-above-left-900x900-8d7295e9-2338-4cc6-ba1e-0024b52c18b9-1-600x600.jpg , https://www.hannathailand.com/wp-content/uploads/2021/07/11-500x500.jpg , https://www.hannathailand.com/wp-content/uploads/2022/06/hi711_lg-600x600.jpg , https://www.hannathailand.com/wp-content/uploads/2022/06/miniphotometerfurfarbe843_11-600x600.jpg , https://www.hannathailand.com/wp-content/uploads/2022/06/hi705400-600x600.jpg , https://www.hannathailand.com/wp-content/uploads/2021/11/hi701-500x500.jpg , https://www.hannathailand.com/wp-content/uploads/2022/06/hi700_400pxl-600x600.jpg , https://www.hannathailand.com/wp-content/uploads/2021/07/7-500x500.jpg , https://www.hannathailand.com/wp-content/uploads/2022/06/miniphotometerfurnitrithoch2420_11-600x600.jpg
31 | เครื่องวัดปริมาณกรด-ด่างและโออาร์พี (pH/ORP) แบบตั้งโต๊ะ รุ่น HI6221-02 | สินค้าทั้งหมด , สินค้าแนะนำ , อุตสาหกรรมทั่วไป , อุตสาหกรรมอาหาร , เครื่องวัดความเป็นกรด-ด่าง/โออาร์พี , เครื่องวัดค่ากรด-ด่าง (pH) / การนำไฟฟ้า (EC) / ออกซิเจนละลายในน้ำ (DO) ใช้ในห้องปฏิบัติการ/ห้องแลป เหมาะสำหรับแผนก R&D / QA / QC สถาบันการศึกษา มหาวิทยาลัย ฯลฯ , แบบตั้งโต๊ะ | https://www.hannathailand.com/product-category/ph-meter/benchtop/ | https://www.hannathailand.com/product/ph-orp-benchtop-meter/ | HI6221-02 | 3,103.00 | น้ำหนัก 1.2 กก. ขนาด 20.5 × 16 × 7.7 เซนติเมตร | <div aria-labelledby="tab-title-additional_information" class="woocommerce-Tabs-panel woocommerce-Tabs-panel--additional_information panel entry-content" id="tab-additional_information" role="tabpanel"> <table class="woocommerce-product-attributes shop_attributes"> <tr class="woocommerce-product-attributes-item woocommerce-product-attributes-item--weight"> <th class="woocommerce-product-attributes-item__label">น้ำหนัก</th> <td class="woocommerce-product-attributes-item__value">1.2 กก.</td> </tr> <tr class="woocommerce-product-attributes-item woocommerce-product-attributes-item--dimensions"> <th class="woocommerce-product-attributes-item__label">ขนาด</th> <td class="woocommerce-product-attributes-item__value">20.5 × 16 × 7.7 เซนติเมตร</td> </tr> </table> </div> | เครื่องวัดปริมาณกรด-ด่างและโออาร์พี (pH/ORP) แบบตั้งโต๊ะ รุ่น HI6221-02 HI6221 ตัวเครื่องแบบตั้งโต๊ะมาพร้อมหน้าจอสัมผัสขนาดใหญ่ 7 นิ้ว ประกอบด้วยตัวเครื่องและหัววัดสำหรับวัดค่า pH/ORP ในตัว ขนาดกะทัดรัด และใช้งานง่าย เครื่องวัดค่า pH แบบตั้งโต๊ะมาพร้อมกับหัววัดรุ่น HI1131B และหัววัดอุณหภูมิ HI7662-TW เหมาะสำหรับใช้งานในห้องปฏิบัติการ โดยให้ประสิทธิภาพถูกต้องแม่นยำสูง ความสามารถในการทำซ้ำ และผลลัพธ์ที่มีความน่าเชื่อถือ อุปกรณ์ในชุดมาพร้อมกับตัวยึดจับอิเล็กโทรดที่มีแขนยืดหยุ่น ตัวยึดสามารถติดตั้งได้ง่ายและรองรับอิเล็กโทรดได้อย่างปลอดภัย ในขณะที่ทำการวัดค่า หน้าจอสัมผัส หน้าจอแบบสัมผัสขนาด 7 นิ้ว ปุ่มหน้าตัวเครื่องประกอบด้วย Touch back ปุ่ม home และปุ่ม system menu keys สัญลักษณ์แสดงในรูปแบบไอคอนที่จะทำให้ผู้ใช้งานสามารถทำงานได้อย่างง่ายขึ้น ผู้ใช้งานสามารถเลือกมุมมองการแสดงผลได้ถึง 5 รูปแบบ โหมดการวัดพื้นฐาน โหมดการแสดงผล GLP อย่างง่าย โหมดการแสดงผล GLP ที่แสดงสถานะการทำงานของหัววัดและรายละเอียดของจุดการวัด แสดงผลในรูปแบบกราฟแบบเรียบไทม์ การแสดงข้อมูลพร้อมวันที่และเวลา รวมถึงหมายเหตุต่างๆ การวัดค่า ตัวเครื่องสามารถวัดค่า pH/mV (pH) mV/Rel.mV (ORP) และอุณหภูมิ บันทีกการใช้งานในระหว่างการวัด ตัวชี้วัดความเสถียรในการวัด (ให้ใช้งาน Stability Criteria) โหมดการอ่านค่า 2 รูปแบบ คือ direct และ direct/ auto-hold โหมดชดเชยอุณหภูมิแบบอัตโนมัติ หรือเลือกใช้งานโหมดการตั้งค่าโดยผู้ใช้งานได้ ข้อความเสียง หรือสัญญาณเตือนสำหรับการวัดที่อยู่นอกขีดจำกัด การสอบเทียบ การสอบเทียบค่า pH ได้สูงสุด 5 จุดสอบเทียบ แบบอัตโนมัติ จากสารละลายมาตรฐาน (Hanna and NIST buﬀers) สามารถสอบเทียบโดยผู้ใช้งานเป็นผู้กำหนดค่าการสอบเทียบได้ หน่วยความจำที่สามารถเก็บข้อมูลและการตั้งค่าต่างๆ การเก็บข้อมูล ตัวเครื่องสามารถเก็บข้อมูลได้สูงสุด 1,000,000 ข้อมูล (พร้อมวันที่และเวลา ขณะวัด) ประเภทของการเก็บข้อมูล 3 รูปแบบ คือ manual automatic และ auto-hold หมายเลขตัวอย่างสำหรับโหมดเก็บข้อมูลแบบ manual และ Autohold การเชื่อมต่อ การถ่ายโอนข้อมูลผ่าน USB drive การเก็บข้อมูลการวัดและการสอบเทียบในรูปแบบไฟล์.CSV การเชื่อมต่อ FTP และอีเมล สำหรับการนำเข้าข้อมูลผ่าน Ethernet และ Wi-Fi USB type A สำหรับ USB stick คีบอร์ด และปริ้นเตอร์ USB type C สำหรับ USB stick การเชื่อมต่อ PC คอมพิวเตอร์ คู่มือการใช้งาน : Download สเปคของตัวเครื่อง : รหัสสินค้า HI6221 ชื่อสินค้า เครื่องวัดค่า pH/ORP แบบตั้งโต๊ะ รุ่น HI6221-02 pH ช่วงการวัด -2.0 to 20.0 pH,; -2.00 to 20.00 pH; -2.000 to 20.000 pH ความละเอียด 0.1 pH; 0.01 pH; 0.001 pH ความถูกต้อง ±0.1 pH; ±0.01 pH; ±0.002 pH (±1 last significant digit) mV ช่วงการวัด ±2000.0 mV ความละเอียด 1 mV; 0.1 mV ความถูกต้อง ±0.2 mV ±1 last significant digit Temperature ช่วงการวัด -20.0 to 120.0 °C; -4.0 to 248.0 °F; 253.0 to 393.0 K ความละเอียด 0.1 °C / 0.1 °F / 0.1 K ความถูกต้อง ±0.2 °C / ±0.4 °F / ±0.2 K Relative mV offset Range ±2000.0 mV การสอบเทียบ pH จุดสอบเทียบ 5 จุด ชนิดการสอบเทียบ Automatic; Semiautomatic; Manual สารละลายมาตรฐาน “Hanna and NIST pH1.68, 3.00, 4.01, 6.86, 7.01, 9.18, 10.01, 12.45” สอบเทียบโดยผู้ใช้งาน 5 จุด สอบเทียบโดยผู้ใช้งาน แบบกลุ่ม 5 จุด จุดสอบเทียบแรก Offset หรือ Points โดยผู้ใช้งาน การแจ้งเตือนการสอบเทียบ เลือกไม่ตั้งค่า รายวัน รายอาทิตย์ การอ่านค่า โหมด Direct; Direct/Auto hold ความเสถียรในการอ่านค่า Accurate; Medium; Fast Isopotential 7.000 or 4.010 Sampling rate 1000 ms การแสดงผล แบบพื้นฐาน การวัดค่า pH, mV, Rel. mV, Abs. mV อุณหภูมิ และสถานะความเสถียร แบบข้อมูล GLP อย่างง่าย แสดงข้อมูลแบบพื้นฐานวันที่สอบเทียบล่าสุด ค่า offset ของหัววัด ค่าเฉลี่ยของ Slope และประสิทธิภาพของหัววัด แบบข้อมูล GLP แบบเต็ม ข้อมูล GLP อย่างง่าย และรายละเอียดจุดสอบเทียบ แบบตาราง การวัดค่าจะแสดงเป็นรายวินาที และแสดงในรูปแบบตาราง แบบกราฟ pH (or mV) และอุณหภูมิต่อเวลา การเก็บข้อมูล ชนิด Automatic, Manual, Auto hold จำนวนเก็บข้อมูล 50,000 ต่อไฟล์ หรือ 1,000,000 ข้อมูลโดยผู้ใช้งาน เก็บข้อมูลแบบต่อเนื่อง 1, 2, 5, 10, 30 วินาที 1, 2, 5, 10, 15, 30, 60, 120, 150, 180 นาที หมายเลขตัวอย่าง Incremental mode รูปแบบไฟล์ .csv การเชื่อมต่อ USB-A 2 ช่อง สำหรับคีย์บอร์ดและ USB drive USB-C 1 ช่อง สำหรับ PC คอมพิวเตอร์ และ USB-C drive Wi-Fi & Ethernet FTPWeb severอีเมล RS232 การเชื่อมต่อกับภายนอก แหล่งจ่ายไฟ DC adapter 100-240AC to 24VDC 2.5A สภาวะแวดล้อม 0 – 50 °C / 32 – 122 °F / 273 – 323 K ความชื้นสัมพัทธ์ 95% RH Dimensions 205 x 160 x 77 มม. น้ำหนัก ประมาณ 1.2 กิโลกรัม | <div aria-labelledby="tab-title-description" class="woocommerce-Tabs-panel woocommerce-Tabs-panel--description panel entry-content active" id="tab-description" role="tabpanel"> <p><span style="font-size: 120%; color: #000000;"><strong>เครื่องวัดปริมาณกรด-ด่างและโออาร์พี (pH/ORP) แบบตั้งโต๊ะ รุ่น HI6221-02</strong></span></p> <p><span style="color: #000000;">HI6221 ตัวเครื่องแบบตั้งโต๊ะมาพร้อมหน้าจอสัมผัสขนาดใหญ่ 7 นิ้ว ประกอบด้วยตัวเครื่องและหัววัดสำหรับวัดค่า pH/ORP ในตัว ขนาดกะทัดรัด และใช้งานง่าย เครื่องวัดค่า pH แบบตั้งโต๊ะมาพร้อมกับหัววัดรุ่น HI1131B และหัววัดอุณหภูมิ HI7662-TW เหมาะสำหรับใช้งานในห้องปฏิบัติการ โดยให้ประสิทธิภาพถูกต้องแม่นยำสูง ความสามารถในการทำซ้ำ และผลลัพธ์ที่มีความน่าเชื่อถือ อุปกรณ์ในชุดมาพร้อมกับตัวยึดจับอิเล็กโทรดที่มีแขนยืดหยุ่น ตัวยึดสามารถติดตั้งได้ง่ายและรองรับอิเล็กโทรดได้อย่างปลอดภัย ในขณะที่ทำการวัดค่า</span></p> <p> </p> <p><span style="color: #000000;"><img alt="" class="wp-image-9223 aligncenter" decoding="async" height="308" loading="lazy" sizes="(max-width: 308px) 100vw, 308px" src="https://www.hannathailand.com/wp-content/uploads/2023/05/HI6221-3.jpg" srcset="https://www.hannathailand.com/wp-content/uploads/2023/05/HI6221-3-600x600.jpg 600w, https://www.hannathailand.com/wp-content/uploads/2023/05/HI6221-3-100x100.jpg 100w" width="308"/></span></p> <p><span style="color: #000000; font-size: 120%;"><strong>หน้าจอสัมผัส</strong></span></p> <ul> <li><span style="color: #000000;">หน้าจอแบบสัมผัสขนาด 7 นิ้ว</span></li> <li><span style="color: #000000;">ปุ่มหน้าตัวเครื่องประกอบด้วย Touch back ปุ่ม home และปุ่ม system menu keys</span></li> <li><span style="color: #000000;">สัญลักษณ์แสดงในรูปแบบไอคอนที่จะทำให้ผู้ใช้งานสามารถทำงานได้อย่างง่ายขึ้น</span></li> <li><span style="color: #000000;">ผู้ใช้งานสามารถเลือกมุมมองการแสดงผลได้ถึง 5 รูปแบบ</span></li> <li><span style="color: #000000;">โหมดการวัดพื้นฐาน</span></li> <li><span style="color: #000000;">โหมดการแสดงผล GLP อย่างง่าย</span></li> <li><span style="color: #000000;">โหมดการแสดงผล GLP ที่แสดงสถานะการทำงานของหัววัดและรายละเอียดของจุดการวัด</span></li> <li><span style="color: #000000;">แสดงผลในรูปแบบกราฟแบบเรียบไทม์</span></li> <li><span style="color: #000000;">การแสดงข้อมูลพร้อมวันที่และเวลา รวมถึงหมายเหตุต่างๆ</span></li> </ul> <p><span style="color: #000000; font-size: 120%;"><strong>การวัดค่า</strong></span></p> <ul> <li><span style="color: #000000;">ตัวเครื่องสามารถวัดค่า pH/mV (pH) mV/Rel.mV (ORP) และอุณหภูมิ</span></li> <li><span style="color: #000000;">บันทีกการใช้งานในระหว่างการวัด</span></li> <li><span style="color: #000000;">ตัวชี้วัดความเสถียรในการวัด (ให้ใช้งาน Stability Criteria)</span></li> <li><span style="color: #000000;">โหมดการอ่านค่า 2 รูปแบบ คือ direct และ direct/ auto-hold</span></li> <li><span style="color: #000000;">โหมดชดเชยอุณหภูมิแบบอัตโนมัติ หรือเลือกใช้งานโหมดการตั้งค่าโดยผู้ใช้งานได้</span></li> <li><span style="color: #000000;">ข้อความเสียง หรือสัญญาณเตือนสำหรับการวัดที่อยู่นอกขีดจำกัด</span></li> </ul> <p><span style="color: #000000; font-size: 120%;"><strong>การสอบเทียบ</strong></span></p> <ul> <li><span style="color: #000000;">การสอบเทียบค่า pH ได้สูงสุด 5 จุดสอบเทียบ แบบอัตโนมัติ จากสารละลายมาตรฐาน (Hanna and NIST buﬀers)</span></li> <li><span style="color: #000000;">สามารถสอบเทียบโดยผู้ใช้งานเป็นผู้กำหนดค่าการสอบเทียบได้</span></li> <li><span style="color: #000000;">หน่วยความจำที่สามารถเก็บข้อมูลและการตั้งค่าต่างๆ</span></li> </ul> <p><span style="color: #000000; font-size: 120%;"><strong>การเก็บข้อมูล</strong></span></p> <ul> <li><span style="color: #000000;">ตัวเครื่องสามารถเก็บข้อมูลได้สูงสุด 1,000,000 ข้อมูล (พร้อมวันที่และเวลา ขณะวัด)</span></li> <li><span style="color: #000000;">ประเภทของการเก็บข้อมูล 3 รูปแบบ คือ manual automatic และ auto-hold</span></li> <li><span style="color: #000000;">หมายเลขตัวอย่างสำหรับโหมดเก็บข้อมูลแบบ manual และ Autohold</span></li> </ul> <p><span style="color: #000000; font-size: 120%;"><strong>การเชื่อมต่อ</strong></span></p> <ul> <li><span style="color: #000000;">การถ่ายโอนข้อมูลผ่าน USB drive</span></li> <li><span style="color: #000000;">การเก็บข้อมูลการวัดและการสอบเทียบในรูปแบบไฟล์.CSV</span></li> <li><span style="color: #000000;">การเชื่อมต่อ FTP และอีเมล สำหรับการนำเข้าข้อมูลผ่าน Ethernet และ Wi-Fi</span></li> <li><span style="color: #000000;">USB type A สำหรับ USB stick คีบอร์ด และปริ้นเตอร์</span></li> <li><span style="color: #000000;">USB type C สำหรับ USB stick การเชื่อมต่อ PC คอมพิวเตอร์</span></li> </ul> <p><span style="font-size: 120%;"><strong><span style="color: #000000;">คู่มือการใช้งาน : </span><a href="https://manuals.hannainst.com/vi?vv=1&amp;vc=1&amp;vl=1&amp;ic=9&amp;ip=1&amp;id=7800838&amp;UrlParam1=HI3220">Download</a></strong></span></p> <p class="spec-header"><span style="color: #000000; font-size: 120%;"><strong>สเปคของตัวเครื่อง :</strong></span></p> <table style="height: 1974px;" width="914"> <tbody> <tr> <td width="115"><span style="color: #000000; font-size: 110%;"><strong>รหัสสินค้า</strong></span></td> <td colspan="2" width="462"><span style="color: #000000; font-size: 110%;">HI6221</span></td> </tr> <tr> <td width="115"><span style="color: #000000; font-size: 110%;"><strong>ชื่อสินค้า</strong></span></td> <td colspan="2" width="462"><span style="color: #000000; font-size: 110%;">เครื่องวัดค่า pH/ORP แบบตั้งโต๊ะ รุ่น HI6221-02</span></td> </tr> <tr> <td width="115"><span style="color: #000000; font-size: 110%;"><strong>pH </strong></span></td> <td width="112"><span style="color: #000000; font-size: 110%;"><strong>ช่วงการวัด</strong></span></td> <td width="350"><span style="color: #000000; font-size: 110%;">-2.0 to 20.0 pH,; -2.00 to 20.00 pH; -2.000 to 20.000 pH</span></td> </tr> <tr> <td width="115"></td> <td width="112"><span style="color: #000000; font-size: 110%;"><strong>ความละเอียด</strong></span></td> <td width="350"><span style="color: #000000; font-size: 110%;">0.1 pH; 0.01 pH; 0.001 pH</span></td> </tr> <tr> <td width="115"><span style="color: #000000; font-size: 110%;"><strong> </strong></span></td> <td width="112"><span style="color: #000000; font-size: 110%;"><strong>ความถูกต้อง</strong></span></td> <td width="350"><span style="color: #000000; font-size: 110%;">±0.1 pH; ±0.01 pH; ±0.002 pH (±1 last significant digit)</span></td> </tr> <tr> <td width="115"><span style="color: #000000; font-size: 110%;"><strong>mV </strong></span></td> <td width="112"><span style="color: #000000; font-size: 110%;"><strong>ช่วงการวัด</strong></span></td> <td width="350"><span style="color: #000000; font-size: 110%;">±2000.0 mV</span></td> </tr> <tr> <td width="115"><span style="color: #000000; font-size: 110%;"><strong> </strong></span></td> <td width="112"><span style="color: #000000; font-size: 110%;"><strong>ความละเอียด</strong></span></td> <td width="350"><span style="color: #000000; font-size: 110%;">1 mV; 0.1 mV</span></td> </tr> <tr> <td width="115"><span style="color: #000000; font-size: 110%;"><strong> </strong></span></td> <td width="112"><span style="color: #000000; font-size: 110%;"><strong>ความถูกต้อง</strong></span></td> <td width="350"><span style="color: #000000; font-size: 110%;">±0.2 mV ±1 last significant digit</span></td> </tr> <tr> <td width="115"><span style="color: #000000; font-size: 110%;"><strong>Temperature </strong></span></td> <td width="112"><span style="color: #000000; font-size: 110%;"> <strong>ช่วงการวัด</strong></span></td> <td width="350"><span style="color: #000000; font-size: 110%;">-20.0 to 120.0 °C; -4.0 to 248.0 °F; 253.0 to 393.0 K</span></td> </tr> <tr> <td width="115"></td> <td width="112"><span style="color: #000000; font-size: 110%;"><strong>ความละเอียด</strong></span></td> <td width="350"><span style="color: #000000; font-size: 110%;">0.1 °C / 0.1 °F / 0.1 K</span></td> </tr> <tr> <td width="115"><span style="color: #000000; font-size: 110%;"><strong> </strong></span></td> <td width="112"><span style="color: #000000; font-size: 110%;"><strong>ความถูกต้อง</strong></span></td> <td width="350"><span style="color: #000000; font-size: 110%;">±0.2 °C / ±0.4 °F / ±0.2 K</span></td> </tr> <tr> <td width="115"><span style="color: #000000; font-size: 110%;"><strong>Relative mV offset Range</strong></span></td> <td colspan="2" width="462"><span style="color: #000000; font-size: 110%;">±2000.0 mV</span></td> </tr> <tr> <td width="115"><span style="color: #000000; font-size: 110%;"><strong>การสอบเทียบ pH</strong></span></td> <td width="112"><span style="color: #000000; font-size: 110%;"><strong>จุดสอบเทียบ</strong></span></td> <td width="350"><span style="color: #000000; font-size: 110%;">5 จุด</span></td> </tr> <tr> <td width="115"><span style="color: #000000; font-size: 110%;"><strong> </strong></span></td> <td width="112"><span style="color: #000000; font-size: 110%;"><strong>ชนิดการสอบเทียบ</strong></span></td> <td width="350"><span style="color: #000000; font-size: 110%;">Automatic; Semiautomatic; Manual</span></td> </tr> <tr> <td width="115"><span style="color: #000000; font-size: 110%;"><strong> </strong></span></td> <td width="112"><span style="color: #000000; font-size: 110%;"><b>สารละลายมาตรฐาน</b></span></td> <td width="350"><span style="color: #000000; font-size: 110%;">“Hanna and NIST pH1.68, 3.00, 4.01, 6.86, 7.01, 9.18, 10.01, 12.45”</span></td> </tr> <tr> <td width="115"><span style="color: #000000; font-size: 110%;"><strong> </strong></span></td> <td width="112"><span style="color: #000000; font-size: 110%;"><strong>สอบเทียบโดยผู้ใช้งาน</strong></span></td> <td width="350"><span style="color: #000000; font-size: 110%;">5 จุด</span></td> </tr> <tr> <td width="115"><span style="color: #000000; font-size: 110%;"><strong> </strong></span></td> <td width="112"><span style="color: #000000; font-size: 110%;"><strong>สอบเทียบโดยผู้ใช้งาน แบบกลุ่ม</strong></span></td> <td width="350"><span style="color: #000000; font-size: 110%;">5 จุด</span></td> </tr> <tr> <td width="115"><span style="color: #000000; font-size: 110%;"><strong> </strong></span></td> <td width="112"><span style="color: #000000; font-size: 110%;"><strong>จุดสอบเทียบแรก </strong></span></td> <td width="350"><span style="color: #000000; font-size: 110%;">Offset หรือ Points โดยผู้ใช้งาน</span></td> </tr> <tr> <td width="115"><span style="color: #000000; font-size: 110%;"><strong> </strong></span></td> <td width="112"><span style="color: #000000; font-size: 110%;"><strong>การแจ้งเตือนการสอบเทียบ</strong></span></td> <td width="350"><span style="color: #000000; font-size: 110%;">เลือกไม่ตั้งค่า<br/> รายวัน<br/> รายอาทิตย์ </span></td> </tr> <tr> <td width="115"><span style="color: #000000; font-size: 110%;"><strong>การอ่านค่า</strong></span></td> <td width="112"><span style="color: #000000; font-size: 110%;"><strong>โหมด</strong></span></td> <td width="350"><span style="color: #000000; font-size: 110%;">Direct; Direct/Auto hold</span></td> </tr> <tr> <td width="115"><span style="color: #000000; font-size: 110%;"><strong> </strong></span></td> <td width="112"><span style="color: #000000; font-size: 110%;"><strong>ความเสถียรในการอ่านค่า</strong></span></td> <td width="350"><span style="color: #000000; font-size: 110%;">Accurate; Medium; Fast</span></td> </tr> <tr> <td width="115"><span style="color: #000000; font-size: 110%;"><strong> </strong></span></td> <td width="112"><span style="color: #000000; font-size: 110%;"><strong>Isopotential </strong></span></td> <td width="350"><span style="color: #000000; font-size: 110%;">7.000 or 4.010</span></td> </tr> <tr> <td width="115"><span style="color: #000000; font-size: 110%;"><strong> </strong></span></td> <td width="112"><span style="color: #000000; font-size: 110%;"><strong>Sampling rate</strong></span></td> <td width="350"><span style="color: #000000; font-size: 110%;">1000 ms</span></td> </tr> <tr> <td width="115"><span style="color: #000000; font-size: 110%;"><strong>การแสดงผล</strong></span></td> <td width="112"><span style="color: #000000; font-size: 110%;"><strong>แบบพื้นฐาน</strong></span></td> <td width="350"><span style="color: #000000; font-size: 110%;">การวัดค่า pH, mV, Rel. mV, Abs. mV อุณหภูมิ และสถานะความเสถียร</span></td> </tr> <tr> <td width="115"></td> <td width="112"><span style="color: #000000; font-size: 110%;"><strong>แบบข้อมูล GLP อย่างง่าย</strong></span></td> <td width="350"><span style="color: #000000; font-size: 110%;">แสดงข้อมูลแบบพื้นฐาน</span><span style="color: #000000; font-size: 110%;">วันที่สอบเทียบล่าสุด ค่า offset ของหัววัด ค่าเฉลี่ยของ Slope และประสิทธิภาพของหัววัด </span></td> </tr> <tr> <td width="115"><span style="color: #000000; font-size: 110%;"><strong> </strong></span></td> <td width="112"><span style="color: #000000; font-size: 110%;"><strong>แบบข้อมูล GLP แบบเต็ม</strong></span></td> <td width="350"><span style="color: #000000; font-size: 110%;">ข้อมูล GLP อย่างง่าย และรายละเอียดจุดสอบเทียบ</span></td> </tr> <tr> <td width="115"><span style="color: #000000; font-size: 110%;"><strong> </strong></span></td> <td width="112"><span style="color: #000000; font-size: 110%;"><strong>แบบตาราง</strong></span></td> <td width="350"><span style="color: #000000; font-size: 110%;">การวัดค่าจะแสดงเป็นรายวินาที และแสดงในรูปแบบตาราง</span></td> </tr> <tr> <td width="115"><span style="color: #000000; font-size: 110%;"><strong> </strong></span></td> <td width="112"><span style="color: #000000; font-size: 110%;"><strong>แบบกราฟ</strong></span></td> <td width="350"><span style="color: #000000; font-size: 110%;">pH (or mV) และอุณหภูมิต่อเวลา </span></td> </tr> <tr> <td width="115"><span style="color: #000000; font-size: 110%;"><strong>การเก็บข้อมูล</strong></span></td> <td width="112"><span style="color: #000000; font-size: 110%;"><strong>ชนิด</strong></span></td> <td width="350"><span style="color: #000000; font-size: 110%;">Automatic, Manual, Auto hold</span></td> </tr> <tr> <td width="115"><span style="color: #000000; font-size: 110%;"><strong> </strong></span></td> <td width="112"><span style="color: #000000; font-size: 110%;"><strong>จำนวนเก็บข้อมูล </strong></span></td> <td width="350"><span style="color: #000000; font-size: 110%;">50,000 ต่อไฟล์ หรือ 1,000,000 ข้อมูลโดยผู้ใช้งาน</span></td> </tr> <tr> <td width="115"><span style="color: #000000; font-size: 110%;"><strong> </strong></span></td> <td width="112"><span style="color: #000000; font-size: 110%;"><strong>เก็บข้อมูลแบบต่อเนื่อง</strong></span></td> <td width="350"><span style="color: #000000; font-size: 110%;">1, 2, 5, 10, 30 วินาที<br/> 1, 2, 5, 10, 15, 30, 60, 120, 150, 180 นาที</span></td> </tr> <tr> <td width="115"><span style="color: #000000; font-size: 110%;"><strong> </strong></span></td> <td width="112"><span style="color: #000000; font-size: 110%;"><strong>หมายเลขตัวอย่าง</strong></span></td> <td width="350"><span style="color: #000000; font-size: 110%;">Incremental mode</span></td> </tr> <tr> <td width="115"><span style="color: #000000; font-size: 110%;"><strong> </strong></span></td> <td width="112"><span style="color: #000000; font-size: 110%;"><strong>รูปแบบไฟล์ </strong></span></td> <td width="350"><span style="color: #000000; font-size: 110%;">.csv </span></td> </tr> <tr> <td width="115"><span style="color: #000000; font-size: 110%;"><strong>การเชื่อมต่อ</strong></span></td> <td width="112"><span style="color: #000000; font-size: 110%;"><strong>USB-A </strong></span></td> <td width="350"><span style="color: #000000; font-size: 110%;">2 ช่อง สำหรับคีย์บอร์ดและ USB drive </span></td> </tr> <tr> <td width="115"><span style="color: #000000; font-size: 110%;"><strong> </strong></span></td> <td width="112"><span style="color: #000000; font-size: 110%;"><strong>USB-C </strong></span></td> <td width="350"><span style="color: #000000; font-size: 110%;">1 ช่อง สำหรับ PC คอมพิวเตอร์ และ USB-C drive</span></td> </tr> <tr> <td width="115"><span style="color: #000000; font-size: 110%;"><strong> </strong></span></td> <td width="112"><span style="color: #000000; font-size: 110%;"><strong>Wi-Fi &amp; Ethernet </strong></span></td> <td width="350"><span style="color: #000000; font-size: 110%;">FTP</span><span style="color: #000000; font-size: 110%;">Web sever</span><span style="color: #000000; font-size: 110%;">อีเมล</span></td> </tr> <tr> <td width="115"><span style="color: #000000; font-size: 110%;"><strong> </strong></span></td> <td width="112"><span style="color: #000000; font-size: 110%;"><strong>RS232 </strong></span></td> <td width="350"><span style="color: #000000; font-size: 110%;">การเชื่อมต่อกับภายนอก</span></td> </tr> <tr> <td width="115"><span style="color: #000000; font-size: 110%;"><strong>แหล่งจ่ายไฟ</strong></span></td> <td colspan="2" width="462"><span style="color: #000000; font-size: 110%;">DC adapter 100-240AC to 24VDC 2.5A<strong> </strong></span></td> </tr> <tr> <td width="115"><span style="color: #000000; font-size: 110%;"><strong>สภาวะแวดล้อม</strong></span></td> <td colspan="2" width="462"><span style="color: #000000; font-size: 110%;">0 – 50 °C / 32 – 122 °F / 273 – 323 K<br/> ความชื้นสัมพัทธ์ 95% RH</span></td> </tr> <tr> <td width="115"><span style="color: #000000; font-size: 110%;"><strong>Dimensions</strong></span></td> <td colspan="2" width="462"><span style="color: #000000; font-size: 110%;">205 x 160 x 77 มม.</span></td> </tr> <tr> <td width="115"><span style="color: #000000; font-size: 110%;"><strong>น้ำหนัก</strong></span></td> <td colspan="2" width="462"><span style="color: #000000; font-size: 110%;">ประมาณ 1.2 กิโลกรัม</span></td> </tr> </tbody> </table> </div> | ไม่มี | ไม่มี | https://www.hannathailand.com/wp-content/uploads/2023/05/HI6221-Right-Facing-3867x3868-598a24f3-953a-4ecf-a5e1-c0c2070e1b6d.png | เครื่องวัดปริมาณคลอรีนอิสระ รุ่น HI701 , น้ำยามาตรฐานสอบเทียบ ค่ามาตรฐานความเค็ม , เครื่องวัดปริมาณแอมโมเนีย ช่วงต่ำ รุ่น HI700 , เครื่องวัดปริมาณนิกเกิล ช่วงสูง รุ่น HI726 , เครื่องวัดค่าเหล็ก รุ่น HI721 , ซัลไฟด์สารต้านอนุมูลอิสระบัฟเฟอร์ , เซ็นเซอร์วัดออกซิเจนในน้ำสำหรับ HI9829 มัลติพารามิเตอร์ , เครื่องวัดปริมาณฟอสเฟต ช่วงสูง รุ่น HI717 | <a class="woocommerce-LoopProduct-link woocommerce-loop-product__link" href="https://www.hannathailand.com/product/hi701-checker-hc-free-chlorine/">เครื่องวัดปริมาณคลอรีนอิสระ รุ่น HI701</a> , <a class="woocommerce-LoopProduct-link woocommerce-loop-product__link" href="https://www.hannathailand.com/product/hi7080l/">น้ำยามาตรฐานสอบเทียบ ค่ามาตรฐานความเค็ม</a> , <a class="woocommerce-LoopProduct-link woocommerce-loop-product__link" href="https://www.hannathailand.com/product/hi700-checker-hc-ammonia-lr/">เครื่องวัดปริมาณแอมโมเนีย ช่วงต่ำ รุ่น HI700</a> , <a class="woocommerce-LoopProduct-link woocommerce-loop-product__link" href="https://www.hannathailand.com/product/hi726-checker-hc-nickel-hr/">เครื่องวัดปริมาณนิกเกิล ช่วงสูง รุ่น HI726</a> , <a class="woocommerce-LoopProduct-link woocommerce-loop-product__link" href="https://www.hannathailand.com/product/hi721-checker-hc-iron/">เครื่องวัดค่าเหล็ก รุ่น HI721</a> , <a class="woocommerce-LoopProduct-link woocommerce-loop-product__link" href="https://www.hannathailand.com/product/hi4015-00/">ซัลไฟด์สารต้านอนุมูลอิสระบัฟเฟอร์</a> , <a class="woocommerce-LoopProduct-link woocommerce-loop-product__link" href="https://www.hannathailand.com/product/hi7609829-2/">เซ็นเซอร์วัดออกซิเจนในน้ำสำหรับ HI9829 มัลติพารามิเตอร์</a> , <a class="woocommerce-LoopProduct-link woocommerce-loop-product__link" href="https://www.hannathailand.com/product/hi717-checker-hc-phosphate-hr/">เครื่องวัดปริมาณฟอสเฟต ช่วงสูง รุ่น HI717</a> | https://www.hannathailand.com/wp-content/uploads/2023/05/HI6221-Right-Facing-3867x3868-598a24f3-953a-4ecf-a5e1-c0c2070e1b6d-600x600.jpg , https://www.hannathailand.com/wp-content/uploads/2023/05/HI6221-1-600x600.jpg , https://www.hannathailand.com/wp-content/uploads/2023/05/HI6221-2-600x600.jpg , https://www.hannathailand.com/wp-content/uploads/2023/05/HI6221-3-600x600.jpg , https://www.hannathailand.com/wp-content/uploads/2021/11/hi701-500x500.jpg , https://www.hannathailand.com/wp-content/uploads/2021/07/11-500x500.jpg , https://www.hannathailand.com/wp-content/uploads/2022/06/hi700_400pxl-600x600.jpg , https://www.hannathailand.com/wp-content/uploads/2022/06/miniphotometerfurnickelhoch841_11-600x600.jpg , https://www.hannathailand.com/wp-content/uploads/2022/06/miniphotometerfureisen832_11-600x600.jpg , https://www.hannathailand.com/wp-content/uploads/2021/07/7-500x500.jpg , https://www.hannathailand.com/wp-content/uploads/2021/07/5-500x500.jpg , https://www.hannathailand.com/wp-content/uploads/2022/06/miniphotometerfurphosphathoch827_11-600x600.jpg
32 | เครื่องวัดปริมาณการนำไฟฟ้า (EC/TDS/Resist/Salinity) แบบตั้งโต๊ะ รุ่น HI6321-02 | สินค้าทั้งหมด , สินค้าแนะนำ , อุตสาหกรรมทั่วไป , อุตสาหกรรมอาหาร , เครื่องวัดการนำไฟฟ้า/ของแข็งละลายในน้ำ , เครื่องวัดค่ากรด-ด่าง (pH) / การนำไฟฟ้า (EC) / ออกซิเจนละลายในน้ำ (DO) ใช้ในห้องปฏิบัติการ/ห้องแลป เหมาะสำหรับแผนก R&D / QA / QC สถาบันการศึกษา มหาวิทยาลัย ฯลฯ , แบบตั้งโต๊ะ | https://www.hannathailand.com/product-category/tds-meter/tds-benchtop/ | https://www.hannathailand.com/product/ec-benchtop-meter/ | HI6321-02 | 3,103.00 | น้ำหนัก 1.2 กก. ขนาด 20.5 × 16 × 7.7 เซนติเมตร | <div aria-labelledby="tab-title-additional_information" class="woocommerce-Tabs-panel woocommerce-Tabs-panel--additional_information panel entry-content" id="tab-additional_information" role="tabpanel"> <table class="woocommerce-product-attributes shop_attributes"> <tr class="woocommerce-product-attributes-item woocommerce-product-attributes-item--weight"> <th class="woocommerce-product-attributes-item__label">น้ำหนัก</th> <td class="woocommerce-product-attributes-item__value">1.2 กก.</td> </tr> <tr class="woocommerce-product-attributes-item woocommerce-product-attributes-item--dimensions"> <th class="woocommerce-product-attributes-item__label">ขนาด</th> <td class="woocommerce-product-attributes-item__value">20.5 × 16 × 7.7 เซนติเมตร</td> </tr> </table> </div> | เครื่องวัดปริมาณการนำไฟฟ้า (EC/TDS/Resist/Salinity) แบบตั้งโต๊ะ รุ่น HI6321-02 HI6321-02 เป็นเครื่องวัดค่าการนำไฟฟ้า ของแข็งที่ละลายในน้ำ ความต้านทาน ความเค็ม และอุณหภูมิ มาพร้อมด้วยหน้าจอสัมผัสขนาดใหญ่ 7 นิ้ว ประกอบตัวเครื่องและหัววัดค่าการนำไฟฟ้าในตัว ตัวเครื่องถูกออกแบบให้มีขนาดเล็ก กะทัดรัด และสามารถใช้งานง่าย แนะนำสำหรับการใช้งานน้ำในกระบวนการอุตสาหกรรมที่หลากหลาย หัววัด รุ่น HI7631233 ให้การวัดที่เสถียรในช่วงการวัดที่กว้าง และไม่จำเป็นต้องสอบเทียบบ่อยๆ รวมถึงหัววัดอุณหภูมิภายในตัวจะวัดอุณหภูมิและปรับค่าการนำไฟฟ้าที่วัดได้ให้เป็นอุณหภูมิอ้างอิงโดยระบบการชดเชยแบบอัตโนมัติ แบบ Linear: เหมาะสมเมื่อถือว่าสัมประสิทธิ์อุณหภูมิของการแปรผันมีค่าเท่ากันสำหรับอุณหภูมิที่วัดทั้งหมด แบบ Standard: เหมาะสำหรับการตรวจวัดน้ำที่มีความบริสุทธิ์สูง อ้างอิงตามมาตรฐาน ASTM D5391-14 ควรใช้การตั้งค่านี้สำหรับการวัดค่าความต้านทาน >1 Mohm.cm แบบ Natural: เหมาะสำหรับน้ำใต้ดิน บ่อน้ำ หรือน้ำผิวดิน ตามมาตรฐาน ISO7888 ความน่าเชื่อถือของผลลัพธ์ค่าการนำไฟฟ้า ค่าของแข็งที่ละลายทั้งหมด ค่าความต้านทาน หรือค่าความเค็มของน้ำทะเล ในหน่วย %, psu หรือ ppt ค่าของแข็งที่ละลายทั้งหมด (TDS) จะสามารถคำนวณได้จากค่าการนำไฟฟ้าของสารละลาย (TDS = Factor x EC25) โดย Factor ของ TDS เกิดจากการแปลงที่ใช้ในการเปลี่ยนการวัด EC เป็น TDS Sal psu: ความเค็มในทางปฏิบัติของน้ำทะเลสัมพันธ์กับอัตราส่วนของการนำไฟฟ้าของตัวอย่างน้ำทะเลที่อุณหภูมิ 15 °C และ 1 บรรยากาศต่อสารละลายโพแทสเซียมคลอไรด์ (KCl) ที่มีมวลน้ำ 32.4356 กรัม/กก. ที่อุณหภูมิและความดันเท่ากัน ภายใต้เงื่อนไขนี้ อัตราส่วนจะเท่ากับ 1 และ S=35 ระดับความเค็มในทางปฏิบัติอาจใช้กับค่า 0 – 42.00 psu ที่อุณหภูมิระหว่าง 0 – 35 °C Sal ppt: แสดงค่าในหน่วย ppt จะขึ้นอยู่กับมาตราส่วนน้ำทะเลธรรมชาติที่ขยายตั้งแต่ 0.00 – 80.00 กรัม/ลิตร และครอบคลุมในช่วงอุณหภูมิ 10 – 31 °C โดยจะระบุความเค็มอ้างอิงตามอัตราส่วนการนำไฟฟ้าของตัวอย่างต่อน้ำทะเลมาตรฐานที่ 15 °C และค่าความเค็มในน้ำทะเลประมาณ 35 ppt Sal %: ความเค็ม 100% จะเทียบเท่ากับปริมาณของแข็งประมาณ 10% หน้าจอสัมผัส หน้าจอแบบสัมผัสขนาด 7 นิ้ว ปุ่มหน้าตัวเครื่องประกอบด้วย Touch back ปุ่ม home และปุ่ม system menu keys สัญลักษณ์แสดงในรูปแบบไอคอนที่จะทำให้ผู้ใช้งานสามารถทำงานได้อย่างง่ายขึ้น ผู้ใช้งานสามารถเลือกรูปแบบมุมมองได้ 5 รูปแบบ ดังนี้ โหมดการวัดพื้นฐาน โหมดการแสดงผล GLP อย่างง่าย โหมดการแสดงผล GLP ที่แสดงสถานะการทำงานของหัววัดและรายละเอียดของจุดการวัด แสดงผลในรูปแบบกราฟแบบเรียบไทม์ การแสดงข้อมูลพร้อมวันที่และเวลา รวมถึงหมายเหตุต่างๆ การวัดค่า ตัวเครื่องสามารถวัดค่า μS/cm, mS/cm (Conductivity); Ω·cm, kΩ·cm, MΩ·cm (Resistivity); ppm, ppt (TDS); ppt, PSU, % (Salinity) และอุณหภูมิ บันทีกการใช้งานในระหว่างการวัด ตัวชี้วัดความเสถียรในการวัด (ให้ใช้งาน Stability Criteria) โหมดการอ่านค่า 2 รูปแบบ คือ direct และ direct/ auto-hold โหมดชดเชยอุณหภูมิแบบอัตโนมัติ หรือเลือกใช้งานโหมดการตั้งค่าโดยผู้ใช้งานได้ ข้อความเสียง หรือสัญญาณเตือนสำหรับการวัดที่อยู่นอกขีดจำกัด การสอบเทียบ การสอบเทียบความเค็ม 1 จุด จากสารละลายมาตรฐาน 100% โดยตั้งค่าหน่วยการวัดให้อยู่ในหน่วย % การสอบเทียบค่า EC แบบ 1 จุดหรือหลายจุด จากสารละลายมาตรฐาน หน่วยความจำที่สามารถเก็บข้อมูลและการตั้งค่าต่างๆ การเก็บข้อมูล ตัวเครื่องสามารถเก็บข้อมูลได้สูงสุด 1,000,000 ข้อมูล (พร้อมวันที่และเวลา ขณะวัด) ประเภทของการเก็บข้อมูล 3 รูปแบบ คือ manual automatic และ auto-hold หมายเลขตัวอย่างสำหรับโหมดเก็บข้อมูลแบบ manual และ Autohold การเชื่อมต่อ การถ่ายโอนข้อมูลผ่าน USB drive การเก็บข้อมูลการวัดและการสอบเทียบในรูปแบบไฟล์.CSV การเชื่อมต่อ FTP และอีเมล สำหรับการนำเข้าข้อมูลผ่าน Ethernet และ Wi-Fi USB type A สำหรับ USB stick คีบอร์ด และปริ้นเตอร์ USB type C สำหรับ USB stick การเชื่อมต่อ PC คอมพิวเตอร์ คู่มือการใช้งาน : ดาวน์โหลด สเปคของตัวเครื่อง : รหัสสินค้า HI6321-02 ชื่อสินค้า เครื่องวัดปริมาณการนำไฟฟ้า (EC/TDS/Resist/Salinity) แบบตั้งโต๊ะ รุ่น HI6321-02 ช่วงการวัด EC 0.000 to 9.999 μS/cm; 10.00 to 99.99 μS/cm; 100.0 to 999.9 μS/cm; 1.000 to 9.999 mS/cm; 10.00 to 99.99 mS/cm; 100.0 to 1000.0 mS/cm ความละเอียด 0.001 μS/cm; 0.01 μS/cm; 0.1 μS/cm; 0.001 mS/cm; 0.01 mS/cm; 0.1 mS/cm ความถูกต้อง ±1 % ของการอ่านค่า (±0.01 μS/cm) ช่วงการวัด Resistivity 1.0 to 99.9 Ω·cm; 100 to 999 Ω·cm; 1.00 to 9.99 KΩ·cm; 10.0 to 99.9 KΩ·cm; 100 to 999 KΩ·cm; 1.00 to 9.99 MΩ·cm; 10.0 to 100.0 MΩ·cm ความละเอียด 0.1 Ω·cm; 1 Ω·cm; 0.01 KΩ·cm; 0.1 KΩ·cm; 1 KΩ·cm; 0.01 MΩ·cm; 0.1 MΩ·cm ความถูกต้อง ±1 % ของการอ่านค่า (±1 Ω·cm) ช่วงการวัด TDS 0.000 to 9.999 ppm; 10.00 to 99.99 ppm; 100.0 to 999.9 ppm; 1.000 to 9.999 ppt; 10.00 to 99.99 ppt; 100.0 to 400.0 ppt; actual TDS (with 1.00 factor) ความละเอียด 0.001 ppm; 0.01 ppm; 0.1 ppm; 0.001 ppt; 0.01 ppt; 0.1 ppt ความถูกต้อง ±1 % ของการอ่านค่า (±0.01 ppm) ช่วงการวัด Salinity 0.00 to 42.00 PSU – Practical Scale 0.00 to 80.00 ppt – Natural Sea Water 0.0 to 400.0 % – Percent Scale ความละเอียด 0.01 for Practical Scale / Natural Sea Water 0.1 % for Percent Scale ความถูกต้อง ±1 % ของการอ่านค่า ช่วงการวัดอุณหภูมิ −20.0 to 120.0 °C −4.0 to 248.0 °F 253.0 to 393.0 K ความละเอียด 0.1 °C; 0.1 °F; 0.1 K ความถูกต้อง ±0.2 °C; ±0.4 °F; ±0.2 K จุดการสอบเทียบค่า EC แบบอัตโนมัติตามสารละลายมาตรฐาน / เลือกโดยผู้ใช้งาน / แบบ 1 จุดหรือแบบหลายจุด สารละลายสำหรับการสอบเทียบ 84.00 µS/cm, 1.413 mS/cm, 5.000 mS/cm, 12.88 mS/cm, 80.00 mS/cm, 111.8 mS/cm การแจ้งเตือนการสอบเทียบ ไม่ตั้งค่า หรือรายวัน การสอบเทียบความเค็ม 1 จุดในหน่วย % โหมดชดเชยอุณหภูมิ แบบอัตโนมัติ หรือแบบ Manual โหมดการอ่านค่า แบบ Direct Direct และแบบ Autohold Reading Stability criteria Accurate / Medium / Fast EC Views Basic Measurement (EC, Resistivity, TDS, Salinity, Temperature) Stability status การแสดงข้อมูล GLP อย่างง่าย แสดงข้อมูลพื้นฐาน เช่น รายละเอียดการสอบเทียบล่าสุด วันที่และเวลา ค่า offset การแสดงข้อมูล GLP แบบเต็ม แสดงข้อมูลพื้นฐาน และรายละเอียดการสอบเทียบแบบเต็มรูปแบบ การแสดงผลแบบตาราง การวัดจะแสดงทุกวินาทีแบบตาราง การแสดงผลในรูปแบบกราฟ การวัดจะแสดงโดยเทียบการระยะเวลา ประเภทการเก็บข้อมูล Automatic, Manual, Autohold จำนวนการเก็บข้อมูล 50,000 ข้อมูลต่อล็อต หรือ 1,000,000 ข้อมูล ระยะเวลาในการเก็บข้อมูล 1, 2, 5, 10, 30 วินาที 1, 2, 5, 10, 15, 30, 60, 120, 150, 180 นาที หมายเลขตัวอย่าง โหมด Incremental รูปแบบไฟล์การรายงานผล .csv บัญชีผู้ใช้งาน สูงสุด 9 ผู้ใช้งาน การเชื่อมต่อ USB-A 2 ช่อง สำหรับคีย์บอร์ดและ USB drive การเชื่อมต่อ USB-C 1 ช่อง สำหรับ PC คอมพิวเตอร์ และ USB-C drive การเชื่อมต่อ Wi-Fi & Ethernet FTP / Web server / Email การเชื่อมต่อ RS232 เชื่อมต่ออื่นๆ เพิ่มเติม แหล่งจ่ายไฟ DC 100-240AC – 24VDC 2.5A สภาวะแวดล้อม 0 – 50 °C / 32 – 122 °F / 273 – 323 K ความชื้นสัมพัทธ์ 95% RH ขนาด 205 x 160 x 77 มม. น้ำหนัก 1.2 กิโลกรัม | <div aria-labelledby="tab-title-description" class="woocommerce-Tabs-panel woocommerce-Tabs-panel--description panel entry-content active" id="tab-description" role="tabpanel"> <p><span style="color: #000000;"><strong><span style="font-size: 120%;">เครื่องวัดปริมาณการนำไฟฟ้า (EC/TDS/Resist/Salinity) แบบตั้งโต๊ะ รุ่น HI6321-02</span></strong></span></p> <p><span style="color: #000000;">HI6321-02 เป็นเครื่องวัดค่าการนำไฟฟ้า ของแข็งที่ละลายในน้ำ ความต้านทาน ความเค็ม และอุณหภูมิ มาพร้อมด้วยหน้าจอสัมผัสขนาดใหญ่ 7 นิ้ว ประกอบตัวเครื่องและหัววัดค่าการนำไฟฟ้าในตัว ตัวเครื่องถูกออกแบบให้มีขนาดเล็ก กะทัดรัด และสามารถใช้งานง่าย</span></p> <p><span style="color: #000000;">แนะนำสำหรับการใช้งานน้ำในกระบวนการอุตสาหกรรมที่หลากหลาย หัววัด รุ่น HI7631233 ให้การวัดที่เสถียรในช่วงการวัดที่กว้าง และไม่จำเป็นต้องสอบเทียบบ่อยๆ รวมถึงหัววัดอุณหภูมิภายในตัวจะวัดอุณหภูมิและปรับค่าการนำไฟฟ้าที่วัดได้ให้เป็นอุณหภูมิอ้างอิงโดยระบบการชดเชยแบบอัตโนมัติ</span></p> <ul> <li class="p1"><span style="color: #000000;">แบบ Linear: เหมาะสมเมื่อถือว่าสัมประสิทธิ์อุณหภูมิของการแปรผันมีค่าเท่ากันสำหรับอุณหภูมิที่วัดทั้งหมด</span></li> <li class="p1"><span style="color: #000000;">แบบ Standard: เหมาะสำหรับการตรวจวัดน้ำที่มีความบริสุทธิ์สูง อ้างอิงตามมาตรฐาน ASTM D5391-14 ควรใช้การตั้งค่านี้สำหรับการวัดค่าความต้านทาน &gt;1 Mohm.cm</span></li> <li class="p1"><span style="color: #000000;">แบบ Natural: เหมาะสำหรับน้ำใต้ดิน บ่อน้ำ หรือน้ำผิวดิน ตามมาตรฐาน ISO7888</span></li> </ul> <p class="p1"><span style="color: #000000;">ความน่าเชื่อถือของผลลัพธ์ค่าการนำไฟฟ้า ค่าของแข็งที่ละลายทั้งหมด ค่าความต้านทาน หรือค่าความเค็มของน้ำทะเล ในหน่วย %, psu หรือ ppt</span></p> <p class="p1"><span style="color: #000000;">ค่าของแข็งที่ละลายทั้งหมด (TDS) จะสามารถคำนวณได้จากค่าการนำไฟฟ้าของสารละลาย (TDS = Factor x EC25) โดย Factor ของ TDS เกิดจากการแปลงที่ใช้ในการเปลี่ยนการวัด EC เป็น TDS</span></p> <p class="p1"><span style="color: #000000;">Sal psu: ความเค็มในทางปฏิบัติของน้ำทะเลสัมพันธ์กับอัตราส่วนของการนำไฟฟ้าของตัวอย่างน้ำทะเลที่อุณหภูมิ 15 °C และ 1 บรรยากาศต่อสารละลายโพแทสเซียมคลอไรด์ (KCl) ที่มีมวลน้ำ 32.4356 กรัม/กก. ที่อุณหภูมิและความดันเท่ากัน ภายใต้เงื่อนไขนี้ อัตราส่วนจะเท่ากับ 1 และ S=35 ระดับความเค็มในทางปฏิบัติอาจใช้กับค่า 0 – 42.00 psu ที่อุณหภูมิระหว่าง 0 – 35 °C</span></p> <p class="p1"><span style="color: #000000;">Sal ppt: แสดงค่าในหน่วย ppt จะขึ้นอยู่กับมาตราส่วนน้ำทะเลธรรมชาติที่ขยายตั้งแต่ 0.00 – 80.00 กรัม/ลิตร และครอบคลุมในช่วงอุณหภูมิ 10 – 31 °C โดยจะระบุความเค็มอ้างอิงตามอัตราส่วนการนำไฟฟ้าของตัวอย่างต่อน้ำทะเลมาตรฐานที่ 15 °C และค่าความเค็มในน้ำทะเลประมาณ 35 ppt</span></p> <p class="p1"><span style="color: #000000;">Sal %: ความเค็ม 100% จะเทียบเท่ากับปริมาณของแข็งประมาณ 10%</span></p> <p> </p> <h3><span style="color: #000000;"><img alt="" class="wp-image-9207 aligncenter" decoding="async" height="303" loading="lazy" sizes="(max-width: 303px) 100vw, 303px" src="https://www.hannathailand.com/wp-content/uploads/2023/05/HI6321-1.jpg" srcset="https://www.hannathailand.com/wp-content/uploads/2023/05/HI6321-1-600x600.jpg 600w, https://www.hannathailand.com/wp-content/uploads/2023/05/HI6321-1-100x100.jpg 100w" width="303"/><strong>หน้าจอสัมผัส</strong></span></h3> <ul> <li><span style="color: #000000;">หน้าจอแบบสัมผัสขนาด 7 นิ้ว</span></li> <li><span style="color: #000000;">ปุ่มหน้าตัวเครื่องประกอบด้วย Touch back ปุ่ม home และปุ่ม system menu keys</span></li> <li><span style="color: #000000;">สัญลักษณ์แสดงในรูปแบบไอคอนที่จะทำให้ผู้ใช้งานสามารถทำงานได้อย่างง่ายขึ้น</span></li> </ul> <h3><span style="color: #000000;"><strong>ผู้ใช้งานสามารถเลือกรูปแบบมุมมองได้ 5 รูปแบบ ดังนี้</strong></span></h3> <ul> <li><span style="color: #000000;">โหมดการวัดพื้นฐาน</span></li> <li><span style="color: #000000;">โหมดการแสดงผล GLP อย่างง่าย</span></li> <li><span style="color: #000000;">โหมดการแสดงผล GLP ที่แสดงสถานะการทำงานของหัววัดและรายละเอียดของจุดการวัด</span></li> <li><span style="color: #000000;">แสดงผลในรูปแบบกราฟแบบเรียบไทม์</span></li> <li><span style="color: #000000;">การแสดงข้อมูลพร้อมวันที่และเวลา รวมถึงหมายเหตุต่างๆ</span></li> </ul> <h3><span style="color: #000000;"><strong>การวัดค่า</strong></span></h3> <ul> <li><span style="color: #000000;">ตัวเครื่องสามารถวัดค่า</span></li> <li class="p1"><span style="color: #000000;">μS/cm, mS/cm (Conductivity); Ω·cm, kΩ·cm, MΩ·cm (Resistivity); ppm, ppt (TDS); ppt, PSU,</span><br/> <span style="color: #000000;">% (Salinity) และอุณหภูมิ</span></li> <li><span style="color: #000000;">บันทีกการใช้งานในระหว่างการวัด</span></li> <li><span style="color: #000000;">ตัวชี้วัดความเสถียรในการวัด (ให้ใช้งาน Stability Criteria)</span></li> <li><span style="color: #000000;">โหมดการอ่านค่า 2 รูปแบบ คือ direct และ direct/ auto-hold</span></li> <li><span style="color: #000000;">โหมดชดเชยอุณหภูมิแบบอัตโนมัติ หรือเลือกใช้งานโหมดการตั้งค่าโดยผู้ใช้งานได้</span></li> <li><span style="color: #000000;">ข้อความเสียง หรือสัญญาณเตือนสำหรับการวัดที่อยู่นอกขีดจำกัด</span></li> </ul> <h3><span style="color: #000000;"><strong>การสอบเทียบ</strong></span></h3> <ul> <li><span style="color: #000000;">การสอบเทียบความเค็ม 1 จุด จากสารละลายมาตรฐาน 100% โดยตั้งค่าหน่วยการวัดให้อยู่ในหน่วย %</span></li> <li><span style="color: #000000;">การสอบเทียบค่า EC แบบ 1 จุดหรือหลายจุด จากสารละลายมาตรฐาน</span></li> <li><span style="color: #000000;">หน่วยความจำที่สามารถเก็บข้อมูลและการตั้งค่าต่างๆ</span></li> </ul> <h3><span style="color: #000000;"><strong>การเก็บข้อมูล</strong></span></h3> <ul> <li><span style="color: #000000;">ตัวเครื่องสามารถเก็บข้อมูลได้สูงสุด 1,000,000 ข้อมูล (พร้อมวันที่และเวลา ขณะวัด)</span></li> <li><span style="color: #000000;">ประเภทของการเก็บข้อมูล 3 รูปแบบ คือ manual automatic และ auto-hold</span></li> <li><span style="color: #000000;">หมายเลขตัวอย่างสำหรับโหมดเก็บข้อมูลแบบ manual และ Autohold</span></li> </ul> <h3><span style="color: #000000;"><strong>การเชื่อมต่อ</strong></span></h3> <ul> <li><span style="color: #000000;">การถ่ายโอนข้อมูลผ่าน USB drive</span></li> <li><span style="color: #000000;">การเก็บข้อมูลการวัดและการสอบเทียบในรูปแบบไฟล์.CSV</span></li> <li><span style="color: #000000;">การเชื่อมต่อ FTP และอีเมล สำหรับการนำเข้าข้อมูลผ่าน Ethernet และ Wi-Fi</span></li> <li><span style="color: #000000;">USB type A สำหรับ USB stick คีบอร์ด และปริ้นเตอร์</span></li> <li><span style="color: #000000;">USB type C สำหรับ USB stick การเชื่อมต่อ PC คอมพิวเตอร์</span></li> </ul> <div class="std"> <h3><span style="color: #000000;"><strong>คู่มือการใช้งาน : <span style="color: #ff0000;"><a href="https://hanna-worldwide.com/mwdownloads/download/link/id/3435" style="color: #ff0000;">ดาวน์โหลด</a></span></strong></span></h3> <h3 class="p1"><span style="font-size: 100%;"><strong><span style="color: #000000;">สเปคของตัวเครื่อง :</span></strong></span></h3> <table style="height: 1988px;" width="822"> <tbody> <tr> <td width="226"><span style="color: #000000; font-size: 110%;"><strong>รหัสสินค้า</strong></span></td> <td width="375"><span style="color: #000000; font-size: 110%;">HI6321-02</span></td> </tr> <tr> <td width="226"><span style="color: #000000; font-size: 110%;"><strong>ชื่อสินค้า</strong></span></td> <td width="375"><span style="color: #000000; font-size: 110%;">เครื่องวัดปริมาณการนำไฟฟ้า (EC/TDS/Resist/Salinity) แบบตั้งโต๊ะ รุ่น HI6321-02</span></td> </tr> <tr> <td width="226"><span style="color: #000000; font-size: 110%;"><strong>ช่วงการวัด EC</strong></span></td> <td width="375"><span style="color: #000000; font-size: 110%;">0.000 to 9.999 μS/cm; 10.00 to 99.99 μS/cm; 100.0 to 999.9 μS/cm; 1.000 to 9.999 mS/cm; 10.00 to 99.99 mS/cm; 100.0 to 1000.0 mS/cm</span></td> </tr> <tr> <td width="226"><span style="color: #000000; font-size: 110%;"><strong>ความละเอียด</strong></span></td> <td width="375"><span style="color: #000000; font-size: 110%;">0.001 μS/cm; 0.01 μS/cm; 0.1 μS/cm; 0.001 mS/cm; 0.01 mS/cm; 0.1 mS/cm</span></td> </tr> <tr> <td width="226"><span style="color: #000000; font-size: 110%;"><strong>ความถูกต้อง</strong></span></td> <td width="375"><span style="color: #000000; font-size: 110%;">±1 % ของการอ่านค่า (±0.01 μS/cm)</span></td> </tr> <tr> <td width="226"><span style="color: #000000; font-size: 110%;"><strong>ช่วงการวัด Resistivity</strong></span></td> <td width="375"><span style="color: #000000; font-size: 110%;">1.0 to 99.9 Ω·cm; 100 to 999 Ω·cm; 1.00 to 9.99 KΩ·cm; 10.0 to 99.9 KΩ·cm; 100 to 999 KΩ·cm; 1.00 to 9.99 MΩ·cm; 10.0 to 100.0 MΩ·cm</span></td> </tr> <tr> <td width="226"><span style="color: #000000; font-size: 110%;"><strong>ความละเอียด</strong></span></td> <td width="375"><span style="color: #000000; font-size: 110%;">0.1 Ω·cm; 1 Ω·cm; 0.01 KΩ·cm; 0.1 KΩ·cm; 1 KΩ·cm; 0.01 MΩ·cm; 0.1 MΩ·cm</span></td> </tr> <tr> <td width="226"><span style="color: #000000; font-size: 110%;"><strong>ความถูกต้อง</strong></span></td> <td width="375"><span style="color: #000000; font-size: 110%;">±1 % ของการอ่านค่า (±1 Ω·cm)</span></td> </tr> <tr> <td width="226"><span style="color: #000000; font-size: 110%;"><strong>ช่วงการวัด TDS</strong></span></td> <td width="375"><span style="color: #000000; font-size: 110%;">0.000 to 9.999 ppm; 10.00 to 99.99 ppm; 100.0 to 999.9 ppm; 1.000 to 9.999 ppt; 10.00 to 99.99 ppt; 100.0 to 400.0 ppt; actual TDS (with 1.00 factor)</span></td> </tr> <tr> <td width="226"><span style="color: #000000; font-size: 110%;"><strong>ความละเอียด</strong></span></td> <td width="375"><span style="color: #000000; font-size: 110%;">0.001 ppm; 0.01 ppm; 0.1 ppm; 0.001 ppt; 0.01 ppt; 0.1 ppt</span></td> </tr> <tr> <td width="226"><span style="color: #000000; font-size: 110%;"><strong>ความถูกต้อง</strong></span></td> <td width="375"><span style="color: #000000; font-size: 110%;">±1 % ของการอ่านค่า (±0.01 ppm)</span></td> </tr> <tr> <td width="226"><span style="color: #000000; font-size: 110%;"><strong>ช่วงการวัด Salinity</strong></span></td> <td width="375"><span style="color: #000000; font-size: 110%;">0.00 to 42.00 PSU – Practical Scale 0.00 to 80.00 ppt – Natural Sea Water 0.0 to 400.0 % – Percent Scale</span></td> </tr> <tr> <td width="226"><span style="color: #000000; font-size: 110%;"><strong>ความละเอียด</strong></span></td> <td width="375"><span style="color: #000000; font-size: 110%;">0.01 for Practical Scale / Natural Sea Water 0.1 % for Percent Scale</span></td> </tr> <tr> <td width="226"><span style="color: #000000; font-size: 110%;"><strong>ความถูกต้อง</strong></span></td> <td width="375"><span style="color: #000000; font-size: 110%;">±1 % ของการอ่านค่า</span></td> </tr> <tr> <td width="226"><span style="color: #000000; font-size: 110%;"><strong>ช่วงการวัดอุณหภูมิ</strong></span></td> <td width="375"><span style="color: #000000; font-size: 110%;">−20.0 to 120.0 °C −4.0 to 248.0 °F 253.0 to 393.0 K</span></td> </tr> <tr> <td width="226"><span style="color: #000000; font-size: 110%;"><strong>ความละเอียด</strong></span></td> <td width="375"><span style="color: #000000; font-size: 110%;">0.1 °C; 0.1 °F; 0.1 K</span></td> </tr> <tr> <td width="226"><span style="color: #000000; font-size: 110%;"><strong>ความถูกต้อง</strong></span></td> <td width="375"><span style="color: #000000; font-size: 110%;">±0.2 °C; ±0.4 °F; ±0.2 K</span></td> </tr> <tr> <td width="226"><span style="color: #000000; font-size: 110%;"><strong>จุดการสอบเทียบค่า EC</strong></span></td> <td width="375"><span style="color: #000000; font-size: 110%;">แบบอัตโนมัติตามสารละลายมาตรฐาน / เลือกโดยผู้ใช้งาน / แบบ 1 จุดหรือแบบหลายจุด</span></td> </tr> <tr> <td width="226"><span style="color: #000000; font-size: 110%;"><strong>สารละลายสำหรับการสอบเทียบ</strong></span></td> <td width="375"><span style="color: #000000; font-size: 110%;">84.00 µS/cm, 1.413 mS/cm, 5.000 mS/cm, 12.88 mS/cm, 80.00 mS/cm, 111.8 mS/cm</span></td> </tr> <tr> <td width="226"><span style="color: #000000; font-size: 110%;"><strong>การแจ้งเตือนการสอบเทียบ</strong></span></td> <td width="375"><span style="color: #000000; font-size: 110%;">ไม่ตั้งค่า หรือรายวัน</span></td> </tr> <tr> <td width="226"><span style="color: #000000; font-size: 110%;"><strong>การสอบเทียบความเค็ม</strong></span></td> <td width="375"><span style="color: #000000; font-size: 110%;">1 จุดในหน่วย %</span></td> </tr> <tr> <td width="226"><span style="color: #000000; font-size: 110%;"><strong>โหมดชดเชยอุณหภูมิ</strong></span></td> <td width="375"><span style="color: #000000; font-size: 110%;">แบบอัตโนมัติ หรือแบบ Manual</span></td> </tr> <tr> <td width="226"><span style="color: #000000; font-size: 110%;"><strong>โหมดการอ่านค่า</strong></span></td> <td width="375"><span style="color: #000000; font-size: 110%;">แบบ Direct Direct และแบบ Autohold</span></td> </tr> <tr> <td width="226"><span style="color: #000000; font-size: 110%;"><strong>Reading Stability criteria</strong></span></td> <td width="375"><span style="color: #000000; font-size: 110%;">Accurate / Medium / Fast</span></td> </tr> <tr> <td width="226"><span style="color: #000000; font-size: 110%;"><strong>EC Views Basic</strong></span></td> <td width="375"><span style="color: #000000; font-size: 110%;">Measurement (EC, Resistivity, TDS, Salinity, Temperature) Stability status</span></td> </tr> <tr> <td width="226"><span style="color: #000000; font-size: 110%;"><strong>การแสดงข้อมูล GLP อย่างง่าย</strong></span></td> <td width="375"><span style="color: #000000; font-size: 110%;">แสดงข้อมูลพื้นฐาน เช่น รายละเอียดการสอบเทียบล่าสุด วันที่และเวลา ค่า offset</span></td> </tr> <tr> <td width="226"><span style="color: #000000; font-size: 110%;"><strong>การแสดงข้อมูล GLP แบบเต็ม</strong></span></td> <td width="375"><span style="color: #000000; font-size: 110%;">แสดงข้อมูลพื้นฐาน และรายละเอียดการสอบเทียบแบบเต็มรูปแบบ</span></td> </tr> <tr> <td width="226"><span style="color: #000000; font-size: 110%;"><strong>การแสดงผลแบบตาราง</strong></span></td> <td width="375"><span style="color: #000000; font-size: 110%;">การวัดจะแสดงทุกวินาทีแบบตาราง </span></td> </tr> <tr> <td width="226"><span style="color: #000000; font-size: 110%;"><strong>การแสดงผลในรูปแบบกราฟ</strong></span></td> <td width="375"><span style="color: #000000; font-size: 110%;">การวัดจะแสดงโดยเทียบการระยะเวลา</span></td> </tr> <tr> <td width="226"><span style="color: #000000; font-size: 110%;"><strong>ประเภทการเก็บข้อมูล</strong></span></td> <td width="375"><span style="color: #000000; font-size: 110%;">Automatic, Manual, Autohold</span></td> </tr> <tr> <td width="226"><span style="color: #000000; font-size: 110%;"><strong>จำนวนการเก็บข้อมูล</strong></span></td> <td width="375"><span style="color: #000000; font-size: 110%;">50,000 ข้อมูลต่อล็อต หรือ 1,000,000 ข้อมูล</span></td> </tr> <tr> <td width="226"><span style="color: #000000; font-size: 110%;"><strong>ระยะเวลาในการเก็บข้อมูล</strong></span></td> <td width="375"><span style="color: #000000; font-size: 110%;">1, 2, 5, 10, 30 วินาที 1, 2, 5, 10, 15, 30, 60, 120, 150, 180 นาที</span></td> </tr> <tr> <td width="226"><span style="color: #000000; font-size: 110%;"><strong>หมายเลขตัวอย่าง</strong></span></td> <td width="375"><span style="color: #000000; font-size: 110%;">โหมด Incremental</span></td> </tr> <tr> <td width="226"><span style="color: #000000; font-size: 110%;"><strong>รูปแบบไฟล์การรายงานผล</strong></span></td> <td width="375"><span style="color: #000000; font-size: 110%;">.csv</span></td> </tr> <tr> <td width="226"><span style="color: #000000; font-size: 110%;"><strong>บัญชีผู้ใช้งาน</strong></span></td> <td width="375"><span style="color: #000000; font-size: 110%;">สูงสุด 9 ผู้ใช้งาน </span></td> </tr> <tr> <td width="226"><span style="color: #000000; font-size: 110%;"><strong>การเชื่อมต่อ USB-A</strong></span></td> <td width="375"><span style="color: #000000; font-size: 110%;">2 ช่อง สำหรับคีย์บอร์ดและ USB drive</span></td> </tr> <tr> <td width="226"><span style="color: #000000; font-size: 110%;"><strong>การเชื่อมต่อ USB-C</strong></span></td> <td width="375"><span style="color: #000000; font-size: 110%;">1 ช่อง สำหรับ PC คอมพิวเตอร์ และ USB-C drive</span></td> </tr> <tr> <td width="226"><span style="color: #000000; font-size: 110%;"><strong>การเชื่อมต่อ Wi-Fi &amp; Ethernet</strong></span></td> <td width="375"><span style="color: #000000; font-size: 110%;">FTP / Web server / Email</span></td> </tr> <tr> <td width="226"><span style="color: #000000; font-size: 110%;"><strong>การเชื่อมต่อ RS232</strong></span></td> <td width="375"><span style="color: #000000; font-size: 110%;">เชื่อมต่ออื่นๆ เพิ่มเติม</span></td> </tr> <tr> <td width="226"><span style="color: #000000; font-size: 110%;"><strong>แหล่งจ่ายไฟ</strong></span></td> <td width="375"><span style="color: #000000; font-size: 110%;">DC 100-240AC – 24VDC 2.5A</span></td> </tr> <tr> <td width="226"><span style="color: #000000; font-size: 110%;"><strong>สภาวะแวดล้อม</strong></span></td> <td width="375"><span style="color: #000000; font-size: 110%;">0 – 50 °C / 32 – 122 °F / 273 – 323 K ความชื้นสัมพัทธ์ 95% RH</span></td> </tr> <tr> <td width="226"><span style="color: #000000; font-size: 110%;"><strong>ขนาด</strong></span></td> <td width="375"><span style="color: #000000; font-size: 110%;">205 x 160 x 77 มม.</span></td> </tr> <tr> <td width="226"><span style="color: #000000; font-size: 110%;"><strong>น้ำหนัก</strong></span></td> <td width="375"><span style="color: #000000; font-size: 110%;">1.2 กิโลกรัม</span></td> </tr> </tbody> </table> </div> </div> | ไม่มี | ไม่มี | https://www.hannathailand.com/wp-content/uploads/2023/05/HI6321-Right-Facing-3867x3868-7fdb7d23-69e3-4457-b1bf-cb5098d4ddbc.png | เครื่องวัดปริมาณแอมโมเนีย ช่วงสูง รุ่น HI733 , น้ำยามาตรฐานสำหรับค่าโซเดียม , เครื่องวัดปริมาณโครเมี่ยม ช่วงสูง รุ่น HI723 , เครื่องวัดปริมาณซิลิกา ช่วงต่ำ ในตัวอย่างน้ำ รุ่น HI705 , เครื่องวัดปริมาณไอโอดีน รุ่น HI718 , เซ็นเซอร์วัดออกซิเจนในน้ำสำหรับ HI9829 มัลติพารามิเตอร์ , เครื่องวัดปริมาณไนไตรท์ ช่วงสูง ในตัวอย่างน้ำ รุ่น HI708 , น้ำยามาตรฐานสอบเทียบ ค่ามาตรฐานความเค็ม | <a class="woocommerce-LoopProduct-link woocommerce-loop-product__link" href="https://www.hannathailand.com/product/hi733-checker-hc-ammonia-hr/">เครื่องวัดปริมาณแอมโมเนีย ช่วงสูง รุ่น HI733</a> , <a class="woocommerce-LoopProduct-link woocommerce-loop-product__link" href="https://www.hannathailand.com/product/hi7090l/">น้ำยามาตรฐานสำหรับค่าโซเดียม</a> , <a class="woocommerce-LoopProduct-link woocommerce-loop-product__link" href="https://www.hannathailand.com/product/hi723-checker-hc-chromium-vi-hr/">เครื่องวัดปริมาณโครเมี่ยม ช่วงสูง รุ่น HI723</a> , <a class="woocommerce-LoopProduct-link woocommerce-loop-product__link" href="https://www.hannathailand.com/product/hi705-checker-hc-silica-lr/">เครื่องวัดปริมาณซิลิกา ช่วงต่ำ ในตัวอย่างน้ำ รุ่น HI705</a> , <a class="woocommerce-LoopProduct-link woocommerce-loop-product__link" href="https://www.hannathailand.com/product/hi718-checker-hc-iodine/">เครื่องวัดปริมาณไอโอดีน รุ่น HI718</a> , <a class="woocommerce-LoopProduct-link woocommerce-loop-product__link" href="https://www.hannathailand.com/product/hi7609829-2/">เซ็นเซอร์วัดออกซิเจนในน้ำสำหรับ HI9829 มัลติพารามิเตอร์</a> , <a class="woocommerce-LoopProduct-link woocommerce-loop-product__link" href="https://www.hannathailand.com/product/hi708-checker-hc-nitrite-hr/">เครื่องวัดปริมาณไนไตรท์ ช่วงสูง ในตัวอย่างน้ำ รุ่น HI708</a> , <a class="woocommerce-LoopProduct-link woocommerce-loop-product__link" href="https://www.hannathailand.com/product/hi7080l/">น้ำยามาตรฐานสอบเทียบ ค่ามาตรฐานความเค็ม</a> | https://www.hannathailand.com/wp-content/uploads/2023/05/HI6321-Right-Facing-3867x3868-7fdb7d23-69e3-4457-b1bf-cb5098d4ddbc-600x600.jpg , https://www.hannathailand.com/wp-content/uploads/2023/05/HI6321-1-600x600.jpg , https://www.hannathailand.com/wp-content/uploads/2023/05/HI6321-3-600x600.jpg , https://www.hannathailand.com/wp-content/uploads/2023/05/HI6321-4-600x600.jpg , https://www.hannathailand.com/wp-content/uploads/2022/06/miniphotometerfurammoniumhoch2418_11-600x600.jpg , https://www.hannathailand.com/wp-content/uploads/2021/07/12-500x500.jpg , https://www.hannathailand.com/wp-content/uploads/2022/06/miniphotometerfurchromvihoch839_11-600x600.jpg , https://www.hannathailand.com/wp-content/uploads/2022/06/hi705400-600x600.jpg , https://www.hannathailand.com/wp-content/uploads/2022/06/miniphotometerfuriod829_11-600x600.jpg , https://www.hannathailand.com/wp-content/uploads/2021/07/5-500x500.jpg , https://www.hannathailand.com/wp-content/uploads/2022/06/miniphotometerfurnitrithoch2420_11-600x600.jpg , https://www.hannathailand.com/wp-content/uploads/2021/07/11-500x500.jpg
33 | เครื่องวัดปริมาณซีโอดี (COD) แบบภาคสนาม รุ่น HI97106 | ตัวเครื่องวัด , สินค้าทั้งหมด , สินค้าแนะนำ , อุตสาหกรรมทั่วไป , เครื่องวัดซีโอดี , เครื่องโฟโตมิเตอร์ , แบบตั้งโต๊ะ | https://www.hannathailand.com/product-category/spectrophotometer/photometer-benchtop/ | https://www.hannathailand.com/product/cod-portable-meter/ | HI97106 | 3,103.00 | น้ำหนัก 0.38 กก. ขนาด 14.25 × 10.25 × 5.05 เซนติเมตร | <div aria-labelledby="tab-title-additional_information" class="woocommerce-Tabs-panel woocommerce-Tabs-panel--additional_information panel entry-content" id="tab-additional_information" role="tabpanel"> <table class="woocommerce-product-attributes shop_attributes"> <tr class="woocommerce-product-attributes-item woocommerce-product-attributes-item--weight"> <th class="woocommerce-product-attributes-item__label">น้ำหนัก</th> <td class="woocommerce-product-attributes-item__value">0.38 กก.</td> </tr> <tr class="woocommerce-product-attributes-item woocommerce-product-attributes-item--dimensions"> <th class="woocommerce-product-attributes-item__label">ขนาด</th> <td class="woocommerce-product-attributes-item__value">14.25 × 10.25 × 5.05 เซนติเมตร</td> </tr> </table> </div> | เครื่องวัดปริมาณซีโอดี (COD) แบบภาคสนาม รุ่น HI97106 HI97106 โฟโตมิเตอร์แบบพกพาสะดวก และกันน้ำได้ พร้อมระบบแสงขั้นสูงที่ใช้ไดโอดเปล่งแสง และตัวกรองสัญญาณรบกวนในช่วงความถี่แคบ เพื่อทำให้การอ่านค่าแม่นยำสูง ระบบแสงถูกปิดผนึกจากฝุ่น สิ่งสกปรก และน้ำจากภายนอก ตัวเครื่องนี้ใช้ระบบล็อคแบบพิเศษ เพื่อให้แน่ใจว่าขวดบรรจุอยู่ในตำแหน่งเดิมทุกครั้ง เพื่อลดความผิดพลาด ด้วยฟังก์ชัน CAL Check™ ผู้ใช้สามารถตรวจสอบประสิทธิภาพของเครื่องมือได้ตลอดเวลา โหมดการสอนภายในตัวเครื่องโดยจะแนะนำผู้ใช้งานทีละขั้นตอนตลอดกระบวนการวัด สำหรับโหมดการฝึกสอนประกอบด้วยขั้นตอนทั้งหมดที่จำเป็นสำหรับการเตรียมตัวอย่าง สารเคมีที่จำเป็น เครื่องมือนี้เป็นโฟโตมิเตอร์ที่ถูกออกแบบมาเพื่อวัดค่าซีโอดีโดยเฉพาะ โดยแบ่งช่วงการวัดออกเป็น 4 ช่วง ดังนี้ ช่วงต่ำ ช่วงกลาง ช่วงสูง และช่วงสูงมาก เพื่อให้ผู้ใช้งานได้เลือกช่วงการวัดที่เหมาะสมกับตัวอย่าง เหมาะสำหรับการวัดภาคสนามหรือแบบตั้งโต๊ะ คุณสมบัติหลักของตัวเครื่อง: – แหล่งแสงที่มีความเสถียร – ตัวเครื่องกันน้ำรองรับ IP67 พร้อมคุณสมบัติลอยน้ำ – หน้าจอแสดงผล LCD ขนาด 128 x 64 พิกเซล – การตรวจสอบความถูกต้องของตัวเครื่อง โดยใช้สารละลายมาตรฐาน Cal Check ที่ได้รับการรับรอง – โหมดการสอนจะแนะนำผู้ใช้งานทีละขั้นตอน – การบันทึกข้อมูลแบบอัตโนมัติ – ไฟแสดงสถานะแบตเตอรี่ – โหมดปิดเครื่องแบบอัตโนมัติหลังจากไม่มีการใช้งานเป็นเวลา 15 นาที หรือ 30 นาที – ตัวเครื่องขนาดกะทัดรัด 142.5 มม. (5.6 นิ้ว) x 102.5 มม. (4 นิ้ว) และหนา 50.5 มม. (2 นิ้ว) การใช้งาน : โรงงานอุตสาหกรรมและอุตสาหกรรมเกี่ยวกับบำบัดน้ำเสีย คู่มือการใช้งาน : Download สเปคของตัวเครื่อง : รหัสสินค้า HI97106 ชื่อสินค้า เครื่องวัดปริมาณซีโอดี (COD) แบบภาคสนาม ช่วงการวัด COD ช่วงต่ำ 0 – 150 mg/L (as O₂) ความละเอียด 1 mg/L ความแม่นยำ ±5 mg/L หรือ ±4 % ของการอ่านค่าที่อุณหภูมิ 25 °C วิธีวิเคราะห์ ดัดแปลงวิธีวิเคราะห์ USEPA 410.4 สำหรับวัดค่าซีโอดีในน้ำผิวดินและน้ำเสีย แหล่งแสง ไดโอดเปล่งแสง ในช่วงความยาวคลื่น 420 นาโนเมตร ช่วงการวัด COD ช่วงกลาง 0 – 1500 mg/L (as O₂) ความละเอียด 1 mg/L ความถูกต้อง ±15 mg/L หรือ ±4 % ของการอ่านค่าที่อุณหภูมิ 25 °C วิธีวิเคราะห์ ดัดแปลงวิธีวิเคราะห์ USEPA 410.4 สำหรับวัดค่าซีโอดีในน้ำผิวดินและน้ำเสีย ช่วงการวัด 610 นาโนเมตร ช่วงการวัด COD ช่วงสูง 0 – 15000 mg/L (as O₂) ความละเอียด 1 mg/L ความถูกต้อง ±150 mg/L หรือ ±2 % ของการอ่านค่าที่อุณหภูมิ 25 °C วิธีวิเคราะห์ ดัดแปลงวิธีวิเคราะห์ USEPA 410.4 สำหรับวัดค่าซีโอดีในน้ำผิวดินและน้ำเสีย ช่วงความยาวคลื่นของแหล่งแสง 610 นาโนเมตร ช่วงการวัด COD ช่วงสูงมาก 0 – 60.0 g/L (as O₂) ความละเอียด 0.1 g/L ความถูกต้อง ±0.5 g/L หรือ ±3 % ของการอ่านค่าที่อุณหภูมิ 25 °C วิธีวิเคราะห์ ดัดแปลงวิธีวิเคราะห์ USEPA 410.4 สำหรับวัดค่าซีโอดีในน้ำผิวดินและน้ำเสีย ช่วงความยาวคลื่นของแหล่งแสง 610 นาโนเมตร แหล่งแสง ไดโอดเปล่งแสง ตัวกรอง ความยาวคลื่น ตัวตรวจจับแสง ซิลิกอน โฟโตเซลล์ ชนิดของหลอดแก้ว แบบทรงกลม 16 มม. การบันทึกข้อมูล 200 ข้อมูล หน้าจอแสดงผล จอ LCD 128 x 64 พิกเซล โหมดการปิดเครื่องแบบอัตโนมัติ หลังจากไม่ได้ใช้งาน 15 นาที ในโหมดการวัดและ 30 นาที เมื่ออ่านค่า Zero แต่ไม่ได้กดอ่านค่า อายุของแบตเตอรี่ 1.5 V AA ชนิดอัลคาไลน์ (3 ก้อน) / มากกว่า 10000 ครั้ง (โดยไม่ใช้งาน backlight) สภาวะแวดล้อมที่เหมาะสม 0 – 50 °C ; 0 – 100 % ความชื้นสัมพัทธ์ ขนาด 142.5 x 102.5 x 50.5 มม. น้ำหนัก 380 กรัม รวมแบตเตอรี่ | <div aria-labelledby="tab-title-description" class="woocommerce-Tabs-panel woocommerce-Tabs-panel--description panel entry-content active" id="tab-description" role="tabpanel"> <div class="prod-view-details-right"> <p><span style="color: #000000;"><strong><span style="font-size: 120%;">เครื่องวัดปริมาณซีโอดี (COD) แบบภาคสนาม รุ่น HI97106</span></strong></span></p> <p><span style="color: #000000;">HI97106 โฟโตมิเตอร์แบบพกพาสะดวก และกันน้ำได้ พร้อมระบบแสงขั้นสูงที่ใช้ไดโอดเปล่งแสง และตัวกรองสัญญาณรบกวนในช่วงความถี่แคบ เพื่อทำให้การอ่านค่าแม่นยำสูง ระบบแสงถูกปิดผนึกจากฝุ่น สิ่งสกปรก และน้ำจากภายนอก</span></p> <p><span style="color: #000000;">ตัวเครื่องนี้ใช้ระบบล็อคแบบพิเศษ เพื่อให้แน่ใจว่าขวดบรรจุอยู่ในตำแหน่งเดิมทุกครั้ง เพื่อลดความผิดพลาด</span></p> <p><span style="color: #000000;">ด้วยฟังก์ชัน CAL Check™ ผู้ใช้สามารถตรวจสอบประสิทธิภาพของเครื่องมือได้ตลอดเวลา </span></p> <p><span style="color: #000000;">โหมดการสอนภายในตัวเครื่องโดยจะแนะนำผู้ใช้งานทีละขั้นตอนตลอดกระบวนการวัด สำหรับโหมดการฝึกสอนประกอบด้วยขั้นตอนทั้งหมดที่จำเป็นสำหรับการเตรียมตัวอย่าง สารเคมีที่จำเป็น เครื่องมือนี้เป็นโฟโตมิเตอร์ที่ถูกออกแบบมาเพื่อวัดค่าซีโอดีโดยเฉพาะ โดยแบ่งช่วงการวัดออกเป็น 4 ช่วง ดังนี้ ช่วงต่ำ ช่วงกลาง ช่วงสูง และช่วงสูงมาก เพื่อให้ผู้ใช้งานได้เลือกช่วงการวัดที่เหมาะสมกับตัวอย่าง</span></p> <pre class="tw-data-text tw-text-large tw-ta" data-placeholder="คำแปล" data-ved="2ahUKEwjDy7yD-fCEAxUIcGwGHQgdCrUQ3ewLegQIBRAU" dir="ltr"><span class="Y2IQFc" lang="th" style="color: #000000;"><strong>เหมาะสำหรับการวัดภาคสนามหรือแบบตั้งโต๊ะ คุณสมบัติหลักของตัวเครื่อง:</strong></span></pre> <p><span style="color: #000000;"><span style="font-size: 100%;"> – แหล่งแสงที่มีความเสถียร </span></span><br/> <span style="color: #000000;"><span style="font-size: 100%;"> – ตัวเครื่องกันน้ำรองรับ IP67 พร้อมคุณสมบัติลอยน้ำ</span></span><br/> <span style="color: #000000;"><span style="font-size: 100%;"> – หน้าจอแสดงผล LCD ขนาด 128 x 64 พิกเซล </span></span><br/> <span style="color: #000000;"><span style="font-size: 100%;"> – การตรวจสอบความถูกต้องของตัวเครื่อง โดยใช้สารละลายมาตรฐาน Cal Check ที่ได้รับการรับรอง</span></span><br/> <span style="color: #000000;"><span style="font-size: 100%;"> – โหมดการสอนจะแนะนำผู้ใช้งานทีละขั้นตอน </span></span><br/> <span style="color: #000000;"><span style="font-size: 100%;"> – การบันทึกข้อมูลแบบอัตโนมัติ</span></span><br/> <span style="color: #000000;"><span style="font-size: 100%;"> – ไฟแสดงสถานะแบตเตอรี่ </span></span><br/> <span style="color: #000000;"><span style="font-size: 100%;"> – โหมดปิดเครื่องแบบอัตโนมัติหลังจากไม่มีการใช้งานเป็นเวลา 15 นาที หรือ 30 นาที</span></span><br/> <span style="color: #000000;"><span style="font-size: 100%;"> – ตัวเครื่องขนาดกะทัดรัด 142.5 มม. (5.6 นิ้ว) x 102.5 มม. (4 นิ้ว) และหนา 50.5 มม. (2 นิ้ว)</span></span></p> <h3><span style="color: #000000;"><img alt="" class="wp-image-9191 aligncenter" decoding="async" height="450" loading="lazy" sizes="(max-width: 450px) 100vw, 450px" src="https://www.hannathailand.com/wp-content/uploads/2023/05/HI97106-1.jpg" srcset="https://www.hannathailand.com/wp-content/uploads/2023/05/HI97106-1-600x600.jpg 600w, https://www.hannathailand.com/wp-content/uploads/2023/05/HI97106-1-100x100.jpg 100w" width="450"/><span style="font-size: 80%;"><strong><span class="s1">การใช้งาน :</span></strong></span><span class="s1"><span style="font-size: 75%;"> โรงงานอุตสาหกรรมและอุตสาหกรรมเกี่ยวกับบำบัดน้ำเสีย</span></span></span></h3> </div> <h3><span style="color: #000000;"><strong style="font-size: 16.2px;"><span style="font-size: 140%;"><span style="font-size: 80%;">คู่มือการใช้งาน :</span> <span style="color: #0000ff; font-size: 100%;"><a href="https://hanna-worldwide.com/mwdownloads/download/link/id/3442" style="color: #0000ff;">Download</a></span></span></strong></span></h3> <div class="prod-view-details-right"> <p><span style="color: #000000; font-size: 110%;"><strong>สเปคของตัวเครื่อง : </strong></span></p> <table style="height: 2502px;" width="866"> <tbody> <tr> <td width="245"><span style="color: #000000;"><strong>รหัสสินค้า</strong></span></td> <td width="356"><span style="color: #000000;">HI97106</span></td> </tr> <tr> <td width="245"><span style="color: #000000;"><strong>ชื่อสินค้า</strong></span></td> <td width="356">เครื่องวัดปริมาณซีโอดี (COD) แบบภาคสนาม</td> </tr> <tr> <td width="245"><span style="color: #000000;"><strong>ช่วงการวัด COD ช่วงต่ำ</strong></span></td> <td width="356"><span style="color: #000000;">0 – 150 mg/L (as O₂)</span></td> </tr> <tr> <td width="245"><span style="color: #000000;"><strong>ความละเอียด</strong></span></td> <td width="356"><span style="color: #000000;">1 mg/L</span></td> </tr> <tr> <td width="245"><span style="color: #000000;"><strong>ความแม่นยำ</strong></span></td> <td width="356"><span style="color: #000000;">±5 mg/L หรือ ±4 % ของการอ่านค่าที่อุณหภูมิ 25 °C</span></td> </tr> <tr> <td width="245"><span style="color: #000000;"><strong>วิธีวิเคราะห์</strong></span></td> <td width="356"><span style="color: #000000;">ดัดแปลงวิธีวิเคราะห์ USEPA 410.4 สำหรับวัดค่าซีโอดีในน้ำผิวดินและน้ำเสีย </span></td> </tr> <tr> <td width="245"><span style="color: #000000;"><strong>แหล่งแสง</strong></span></td> <td width="356"><span style="color: #000000;">ไดโอดเปล่งแสง ในช่วงความยาวคลื่น 420 นาโนเมตร</span></td> </tr> <tr> <td width="245"><span style="color: #000000;"><strong>ช่วงการวัด COD ช่วงกลาง</strong></span></td> <td width="356"><span style="color: #000000;">0 – 1500 mg/L (as O₂)</span></td> </tr> <tr> <td width="245"><span style="color: #000000;"><strong>ความละเอียด</strong></span></td> <td width="356"><span style="color: #000000;">1 mg/L</span></td> </tr> <tr> <td width="245"><span style="color: #000000;"><strong>ความถูกต้อง</strong></span></td> <td width="356"><span style="color: #000000;">±15 mg/L หรือ ±4 % ของการอ่านค่าที่อุณหภูมิ 25 °C</span></td> </tr> <tr> <td width="245"><span style="color: #000000;"><strong>วิธีวิเคราะห์</strong></span></td> <td width="356"><span style="color: #000000;">ดัดแปลงวิธีวิเคราะห์ USEPA 410.4 สำหรับวัดค่าซีโอดีในน้ำผิวดินและน้ำเสีย </span></td> </tr> <tr> <td width="245"><span style="color: #000000;"><strong>ช่วงการวัด</strong></span></td> <td width="356"><span style="color: #000000;">610 นาโนเมตร</span></td> </tr> <tr> <td width="245"><span style="color: #000000;"><strong>ช่วงการวัด COD ช่วงสูง</strong></span></td> <td width="356"><span style="color: #000000;">0 – 15000 mg/L (as O₂)</span></td> </tr> <tr> <td width="245"><span style="color: #000000;"><strong>ความละเอียด</strong></span></td> <td width="356"><span style="color: #000000;">1 mg/L</span></td> </tr> <tr> <td width="245"><span style="color: #000000;"><strong>ความถูกต้อง</strong></span></td> <td width="356"><span style="color: #000000;">±150 mg/L หรือ ±2 % ของการอ่านค่าที่อุณหภูมิ 25 °C</span></td> </tr> <tr> <td width="245"><span style="color: #000000;"><strong>วิธีวิเคราะห์</strong></span></td> <td width="356"><span style="color: #000000;">ดัดแปลงวิธีวิเคราะห์ USEPA 410.4 สำหรับวัดค่าซีโอดีในน้ำผิวดินและน้ำเสีย </span></td> </tr> <tr> <td width="245"><span style="color: #000000;"><strong>ช่วงความยาวคลื่นของแหล่งแสง</strong></span></td> <td width="356"><span style="color: #000000;">610 นาโนเมตร</span></td> </tr> <tr> <td width="245"><span style="color: #000000;"><strong>ช่วงการวัด COD ช่วงสูงมาก</strong></span></td> <td width="356"><span style="color: #000000;">0 – 60.0 g/L (as O₂)</span></td> </tr> <tr> <td width="245"><span style="color: #000000;"><strong>ความละเอียด</strong></span></td> <td width="356"><span style="color: #000000;">0.1 g/L</span></td> </tr> <tr> <td width="245"><span style="color: #000000;"><strong>ความถูกต้อง</strong></span></td> <td width="356"><span style="color: #000000;">±0.5 g/L หรือ ±3 % ของการอ่านค่าที่อุณหภูมิ 25 °C</span></td> </tr> <tr> <td width="245"><span style="color: #000000;"><strong>วิธีวิเคราะห์</strong></span></td> <td width="356"><span style="color: #000000;">ดัดแปลงวิธีวิเคราะห์ USEPA 410.4 สำหรับวัดค่าซีโอดีในน้ำผิวดินและน้ำเสีย </span></td> </tr> <tr> <td width="245"><span style="color: #000000;"><strong>ช่วงความยาวคลื่นของแหล่งแสง</strong></span></td> <td width="356"><span style="color: #000000;">610 นาโนเมตร</span></td> </tr> <tr> <td width="245"><span style="color: #000000;"><strong>แหล่งแสง</strong></span></td> <td width="356"><span style="color: #000000;">ไดโอดเปล่งแสง</span></td> </tr> <tr> <td width="245"><span style="color: #000000;"><strong>ตัวกรอง</strong></span></td> <td width="356"><span style="color: #000000;">ความยาวคลื่น</span></td> </tr> <tr> <td width="245"><span style="color: #000000;"><strong>ตัวตรวจจับแสง</strong></span></td> <td width="356"><span style="color: #000000;">ซิลิกอน โฟโตเซลล์</span></td> </tr> <tr> <td width="245"><span style="color: #000000;"><strong>ชนิดของหลอดแก้ว</strong></span></td> <td width="356"><span style="color: #000000;">แบบทรงกลม 16 มม. </span></td> </tr> <tr> <td width="245"><span style="color: #000000;"><strong>การบันทึกข้อมูล</strong></span></td> <td width="356"><span style="color: #000000;">200 ข้อมูล</span></td> </tr> <tr> <td width="245"><span style="color: #000000;"><strong>หน้าจอแสดงผล</strong></span></td> <td width="356"><span style="color: #000000;">จอ LCD 128 x 64 พิกเซล </span></td> </tr> <tr> <td width="245"><span style="color: #000000;"><strong>โหมดการปิดเครื่องแบบอัตโนมัติ</strong></span></td> <td width="356"><span style="color: #000000;">หลังจากไม่ได้ใช้งาน 15 นาที ในโหมดการวัดและ 30 นาที เมื่ออ่านค่า Zero แต่ไม่ได้กดอ่านค่า</span></td> </tr> <tr> <td width="245"><span style="color: #000000;"><strong>อายุของแบตเตอรี่</strong></span></td> <td width="356"><span style="color: #000000;">1.5 V AA ชนิดอัลคาไลน์ (3 ก้อน) / มากกว่า 10000 ครั้ง (โดยไม่ใช้งาน backlight)</span></td> </tr> <tr> <td width="245"><span style="color: #000000;"><strong>สภาวะแวดล้อมที่เหมาะสม</strong></span></td> <td width="356"><span style="color: #000000;">0 – 50 °C ; 0 – 100 % ความชื้นสัมพัทธ์</span></td> </tr> <tr> <td width="245"><span style="color: #000000;"><strong>ขนาด</strong></span></td> <td width="356"><span style="color: #000000;">142.5 x 102.5 x 50.5 มม.</span></td> </tr> <tr> <td width="245"><span style="color: #000000;"><strong>น้ำหนัก</strong></span></td> <td width="356"><span style="color: #000000;">380 กรัม รวมแบตเตอรี่</span></td> </tr> </tbody> </table> </div> </div> | ไม่มี | ไม่มี | https://www.hannathailand.com/wp-content/uploads/2023/05/HI97106.jpg | เครื่องวัดปริมาณโครเมี่ยม ช่วงสูง รุ่น HI723 , น้ำยามาตรฐานสอบเทียบ ค่ามาตรฐานความเค็ม , น้ำยามาตรฐานสำหรับค่าโซเดียม , เครื่องวัดปริมาณฟอสฟอรัส ช่วงต่ำมาก รุ่น HI736 , น้ำยามาตรฐานสอบเทียบ ค่ามาตรฐานความเค็ม , เครื่องวัดปริมาณซิลิกา ช่วงต่ำ ในตัวอย่างน้ำ รุ่น HI705 , เครื่องวัดปริมาณไนไตรท์ ช่วงต่ำ รุ่น HI707 , เครื่องวัดค่าเหล็ก รุ่น HI721 | <a class="woocommerce-LoopProduct-link woocommerce-loop-product__link" href="https://www.hannathailand.com/product/hi723-checker-hc-chromium-vi-hr/">เครื่องวัดปริมาณโครเมี่ยม ช่วงสูง รุ่น HI723</a> , <a class="woocommerce-LoopProduct-link woocommerce-loop-product__link" href="https://www.hannathailand.com/product/hi7083l/">น้ำยามาตรฐานสอบเทียบ ค่ามาตรฐานความเค็ม</a> , <a class="woocommerce-LoopProduct-link woocommerce-loop-product__link" href="https://www.hannathailand.com/product/hi7090l/">น้ำยามาตรฐานสำหรับค่าโซเดียม</a> , <a class="woocommerce-LoopProduct-link woocommerce-loop-product__link" href="https://www.hannathailand.com/product/phosphorous-marine/">เครื่องวัดปริมาณฟอสฟอรัส ช่วงต่ำมาก รุ่น HI736</a> , <a class="woocommerce-LoopProduct-link woocommerce-loop-product__link" href="https://www.hannathailand.com/product/hi7080l/">น้ำยามาตรฐานสอบเทียบ ค่ามาตรฐานความเค็ม</a> , <a class="woocommerce-LoopProduct-link woocommerce-loop-product__link" href="https://www.hannathailand.com/product/hi705-checker-hc-silica-lr/">เครื่องวัดปริมาณซิลิกา ช่วงต่ำ ในตัวอย่างน้ำ รุ่น HI705</a> , <a class="woocommerce-LoopProduct-link woocommerce-loop-product__link" href="https://www.hannathailand.com/product/hi707-checker-hc-nitrite-lr/">เครื่องวัดปริมาณไนไตรท์ ช่วงต่ำ รุ่น HI707</a> , <a class="woocommerce-LoopProduct-link woocommerce-loop-product__link" href="https://www.hannathailand.com/product/hi721-checker-hc-iron/">เครื่องวัดค่าเหล็ก รุ่น HI721</a> | https://www.hannathailand.com/wp-content/uploads/2023/05/HI97106-600x600.jpg , https://www.hannathailand.com/wp-content/uploads/2023/05/HI97106-1-600x600.jpg , https://www.hannathailand.com/wp-content/uploads/2022/06/miniphotometerfurchromvihoch839_11-600x600.jpg , https://www.hannathailand.com/wp-content/uploads/2021/07/10-500x500.jpg , https://www.hannathailand.com/wp-content/uploads/2021/07/12-500x500.jpg , https://www.hannathailand.com/wp-content/uploads/2021/12/HI736-600x600.jpg , https://www.hannathailand.com/wp-content/uploads/2021/07/11-500x500.jpg , https://www.hannathailand.com/wp-content/uploads/2022/06/hi705400-600x600.jpg , https://www.hannathailand.com/wp-content/uploads/2022/06/hi707400-600x600.jpg , https://www.hannathailand.com/wp-content/uploads/2022/06/miniphotometerfureisen832_11-600x600.jpg
34 | เครื่องวัดปริมาณออกซิเจนในน้ำแบบเชิงแสง (DO/BOD/OUR/SOUR) แบบตั้งโต๊ะ รุ่น HI6421-02 | สินค้าทั้งหมด , สินค้าแนะนำ , อุตสาหกรรมทั่วไป , อุตสาหกรรมอาหาร , เครื่องวัดค่ากรด-ด่าง (pH) / การนำไฟฟ้า (EC) / ออกซิเจนละลายในน้ำ (DO) ใช้ในห้องปฏิบัติการ/ห้องแลป เหมาะสำหรับแผนก R&D / QA / QC สถาบันการศึกษา มหาวิทยาลัย ฯลฯ , เครื่องวัดออกซิเจนในน้ำ , แบบตั้งโต๊ะ | https://www.hannathailand.com/product-category/dissolved-oxygen-meter/oxygen-benchtop/ | https://www.hannathailand.com/product/do-benchtop-meter/ | HI6421-02 | 29,425.00 | น้ำหนัก 1.2 กก. ขนาด 20.5 × 16 × 7.7 เซนติเมตร | <div aria-labelledby="tab-title-additional_information" class="woocommerce-Tabs-panel woocommerce-Tabs-panel--additional_information panel entry-content" id="tab-additional_information" role="tabpanel"> <table class="woocommerce-product-attributes shop_attributes"> <tr class="woocommerce-product-attributes-item woocommerce-product-attributes-item--weight"> <th class="woocommerce-product-attributes-item__label">น้ำหนัก</th> <td class="woocommerce-product-attributes-item__value">1.2 กก.</td> </tr> <tr class="woocommerce-product-attributes-item woocommerce-product-attributes-item--dimensions"> <th class="woocommerce-product-attributes-item__label">ขนาด</th> <td class="woocommerce-product-attributes-item__value">20.5 × 16 × 7.7 เซนติเมตร</td> </tr> </table> </div> | เครื่องวัดปริมาณออกซิเจนในน้ำแบบเชิงแสง (DO/BOD/OUR/SOUR) แบบตั้งโต๊ะ รุ่น HI6421-02 HI6421 เครื่องวัดค่าออกซิเจนละลายน้ำ แบบตั้งโต๊ะที่มีประสิทธิภาพสูง มาพร้อมกับหัววัดออกซิเจนละลายน้ำแบบเชิงแสง (opdo®) และหน้าจอสัมผัสขนาดใหญ่ 7 นิ้ว สำหรับการตรวจวัดน้ำทั่วไปและน้ำเค็ม หัววัดออกซิเจนละลายน้ำแบบเชิงแสง รุ่น HI7641133 (opdo®) ซึ่งใช้หลักการ Quenching ของแสงฟลูออเรสเซนซ์ (luminophore) โดยแสงสีน้ำเงินจะถูกกระตุ้นไปที่ชั้น excited และปล่อยแสงสีแดงออกมา เมื่อออกซิเจนทำปฏิกิริยากับสารเรืองแสง ความเข้มและอายุการใช้งานของการเรืองแสงจะลดลง อายุการใช้งานของสารเรืองแสงจะถูกวัดโดยเครื่องตรวจจับแสง และใช้ในการคำนวณหาความเข้มข้นของออกซิเจนที่ละลายในน้ำ หัววัดสามารถติดตั้งได้ง่าย โดยการเชื่อมต่อกับ Smart Caps (HI764113-1) ให้เข้าล็อค จากนั้นจะเชื่อมต่อกับจัวเครื่องแบบอัตโนมัติ Smart Cap มีแผ่นเรืองแสงที่ไวต่อการจับกับ O₂ ที่ถูกตรึงไว้ พร้อมด้วยชั้นป้องกันออกซิเจนที่ไม่ละลายน้ำที่ซึมผ่านได้ ดังนั้นทำให้เซ็นเซอร์สามารถวัดค่า DO ได้อย่างแม่นยำ ใช้งานได้ยาวนาน โดยไม่จำเป็นต้องสอบเทียบบ่อยๆ นอกเหนือจากโหมดการวัดค่า DO ก็สามารถวัดค่า BOD (ความต้องการออกซิเจนทางชีวภาพ), OUR (อัตราการดูดซับออกซิเจน) และ SOUR (อัตราการอัปเดตออกซิเจนเฉพาะ) ได้อีกด้วย ระบบการชดเชยความดันแบบอัตโนมัติ หรือตั้งค่าโดยผู้ใช้งาน แสดงค่าในหน่วย mmHg, mbar, kPa, inHg, psi และ atm คุณสมบัติหลัก หน้าจอสัมผัส หน้าจอแบบสัมผัสขนาด 7 นิ้ว ปุ่มหน้าตัวเครื่องประกอบด้วย Touch back ปุ่ม home และปุ่ม system menu keys สัญลักษณ์แสดงในรูปแบบไอคอนที่จะทำให้ผู้ใช้งานสามารถทำงานได้อย่างง่ายขึ้น ผู้ใช้งานสามารถเลือกรูปแบบมุมมองได้ 5 รูปแบบ ดังนี้ โหมดการวัดพื้นฐาน โหมดการแสดงผล GLP อย่างง่าย โหมดการแสดงผล GLP ที่แสดงสถานะการทำงานของหัววัดและรายละเอียดของจุดการวัด แสดงผลในรูปแบบกราฟแบบเรียบไทม์ การแสดงข้อมูลพร้อมวันที่และเวลา รวมถึงหมายเหตุต่างๆ การวัดค่า ตัวเครื่องสามารถวัดค่า %Sat, mg/L, ppm (DO); mg/L, ppm (BOD); mg/L (OUR); ppm, mg/L (SOUR) และอุณหภูมิ บันทีกการใช้งานในระหว่างการวัด ตัวชี้วัดความเสถียรในการวัด (ให้ใช้งาน Stability Criteria) โหมดการอ่านค่า 2 รูปแบบ คือ direct และ direct/ auto-hold โหมดชดเชยอุณหภูมิแบบอัตโนมัติ หรือเลือกใช้งานโหมดการตั้งค่าโดยผู้ใช้งานได้ ข้อความเสียง หรือสัญญาณเตือนสำหรับการวัดที่อยู่นอกขีดจำกัด การสอบเทียบ การสอบเทียบ 1 จุดหรือ 2 จุด ที่ 0% หรือ 100% saturation การสอบเทียบ 1 จุดโดยผู้ใช้งานในหน่วย mg/L หรือ % จากวิธีวิเคราะห์มาตรฐาน หน่วยความจำที่สามารถเก็บข้อมูลและการตั้งค่าต่างๆ การเก็บข้อมูล ตัวเครื่องสามารถเก็บข้อมูลได้สูงสุด 1,000,000 ข้อมูล (พร้อมวันที่และเวลา ขณะวัด) ประเภทของการเก็บข้อมูล 3 รูปแบบ คือ manual automatic และ auto-hold หมายเลขตัวอย่างสำหรับโหมดเก็บข้อมูลแบบ manual และ Autohold การเชื่อมต่อ การถ่ายโอนข้อมูลผ่าน USB drive การเก็บข้อมูลการวัดและการสอบเทียบในรูปแบบไฟล์.CSV การเชื่อมต่อ FTP และอีเมล สำหรับการนำเข้าข้อมูลผ่าน Ethernet และ Wi-Fi USB type A สำหรับ USB stick คีบอร์ด และปริ้นเตอร์ USB type C สำหรับ USB stick การเชื่อมต่อ PC คอมพิวเตอร์ โหมดการช่วยเหลือสำหรับการแนะนำการใช้งานเครื่อง การสนับสนุนโดยนำเสนอผ่านวิดีโอเกี่ยวกับฟังก์ชันหลัก คู่มือการใช้งาน : ดาวน์โหลด สเปคของตัวเครื่อง : รหัสสินค้า HI6421-02 ชื่อสินค้า เครื่องวัดปริมาณออกซิเจนในน้ำแบบเชิงแสง (DO/BOD/OUR/SOUR) แบบตั้งโต๊ะ รุ่น HI6421 ช่วงการวัด DO 0.00 to 50.00 mg/L (ppm) concentration; 0.0 to 500.0 % saturation ความละเอียด 0.01 mg/L (ppm); 0.1 % saturation ความถูกต้อง ในช่วง 0.00 to 20.00 mg/L (ppm) 1.5 %ของการอ่านค่า ในช่วง 20.00 to 50.00 mg/L (ppm) ±5 % ของการอ่านค่า ในช่วง 0.0 to 200.0 % saturation ± 1.5 % ของการอ่านค่า ในช่วง 200.0 to 500.0 % saturation ±5 % ของการอ่านค่า ช่วงการวัดความดันบรรยากาศ 450 to 850 mmHg; 600 to 1133 mBar; 60 to 133 kPa; 17 to 33 inHg; 8.7 to 16.4 psi; 0.592 to 1.118 atm ความละเอียด 1 mmHg; 1 mBar; 1 kPa; 1 inHg; 0.1 psi; 0.001 atm ความถูกต้อง ±3 mmHg within ±15 % จากจุดสอบเทียบ ±3 mmHg ±1 least signficant digit ช่วงการวัดอุณหภูมิ -20.0 to 120.0 °C / -4.0 to 248.0 °F / 253.0 to 393.0 K ความละเอียด 0.1 °C; 0.1 °F; 0.1 K ความถูกต้อง ±0.2 °C; ±0.4 °F; ±0.2 K การสอบเทียบ DO แบบอัตโนมัติ 1 จุดหรือ 2 จุด / 1 จุดโดยผู้ใช้งาน สารละลายมาตรฐานสำหรับสอบเทียบ 0% (0 mg/L) และ 100% saturation (8.26 mg/L) โหมดชดเชยอุณหภูมิ แบบอัตโนมัติ หรือแบบ Manual โหมดการอ่านค่า แบบ Direct Direct และแบบ Autohold ความเสถียรในการอ่านค่า Accurate / Medium / Fast การแสดงผลแบบพื้นฐาน Measurement (DO, Temperature) Stability status การแสดงข้อมูล GLP อย่างง่าย แสดงข้อมูลการสอบเทียบล่าสุด ค่า Offset และค่า Slope การแสดงข้อมูล GLP แบบเต็ม แสดงข้อมูลการสอบเทียบล่าสุด แบบอย่างง่ายและรายละเอียดจุดสอบเทียบ การแสดงผลแบบตาราง การวัดค่าทุกวินาทีแบบเรียลไทม์ การแสดงผลแบบกราฟ การวัดค่าต่อเวลาในการวัดในรูปแบบกราฟ ประเภทของการเก็บข้อมูล Automatic / Manual / Autohold จำนวนการเก็บข้อมูล 50,000 ข้อมูลต่อล็อต หรือ 1,000,000 ข้อมูล จำนวนการเก็บข้อมูลแบบต่อเนื่อง 1, 2, 5, 10, 30 วินาที 1, 2, 5, 10, 15, 30, 60, 120, 150, 180 นาที Logging Sample ID โหมด Incremental รูปแบบไฟล์ในการรายงานผล .csv บัญชีผู้ใช้งาน สูงสุด 9 ผู้ใช้งาน การเชื่อมต่อ USB-A 2 ช่อง สำหรับคีย์บอร์ดและ USB drive การเชื่อมต่อ USB-C 1 ช่อง สำหรับ PC คอมพิวเตอร์ และ USB-C drive การเชื่อมต่อ Wi-Fi & Ethernet FTP / Web server / Email การเชื่อมต่อ RS232 การเชื่อมต่ออื่นๆ เพิ่มเติม แหล่งจ่ายไฟ DC adapter 100-240AC – 24VDC 2.5A สภาวะแวดล้อม 0 – 50 °C / 32 – 122 °F / 273 – 323 K ความชื้น 95% RH ขนาด 205 x 160 x 77 มม. น้ำหนัก 1.2 กิโลกรัม | <div aria-labelledby="tab-title-description" class="woocommerce-Tabs-panel woocommerce-Tabs-panel--description panel entry-content active" id="tab-description" role="tabpanel"> <p><span style="color: #000000;"><strong><span style="font-size: 120%;">เครื่องวัดปริมาณออกซิเจนในน้ำแบบเชิงแสง (DO/BOD/OUR/SOUR) แบบตั้งโต๊ะ รุ่น HI6421-02</span></strong></span></p> <p><span style="color: #000000;">HI6421 เครื่องวัดค่าออกซิเจนละลายน้ำ แบบตั้งโต๊ะที่มีประสิทธิภาพสูง มาพร้อมกับหัววัดออกซิเจนละลายน้ำแบบเชิงแสง (opdo®) และหน้าจอสัมผัสขนาดใหญ่ 7 นิ้ว สำหรับการตรวจวัดน้ำทั่วไปและน้ำเค็ม</span></p> <p><span style="color: #000000;">หัววัดออกซิเจนละลายน้ำแบบเชิงแสง รุ่น HI7641133 (opdo®) ซึ่งใช้หลักการ Quenching ของแสงฟลูออเรสเซนซ์ (luminophore) โดยแสงสีน้ำเงินจะถูกกระตุ้นไปที่ชั้น excited และปล่อยแสงสีแดงออกมา เมื่อออกซิเจนทำปฏิกิริยากับสารเรืองแสง ความเข้มและอายุการใช้งานของการเรืองแสงจะลดลง </span></p> <p><span style="color: #000000;">อายุการใช้งานของสารเรืองแสงจะถูกวัดโดยเครื่องตรวจจับแสง และใช้ในการคำนวณหาความเข้มข้นของออกซิเจนที่ละลายในน้ำ</span></p> <p><span style="color: #000000;">หัววัดสามารถติดตั้งได้ง่าย โดยการเชื่อมต่อกับ Smart Caps (HI764113-1) ให้เข้าล็อค จากนั้นจะเชื่อมต่อกับจัวเครื่องแบบอัตโนมัติ</span></p> <p><span style="color: #000000;">Smart Cap มีแผ่นเรืองแสงที่ไวต่อการจับกับ O₂ ที่ถูกตรึงไว้ พร้อมด้วยชั้นป้องกันออกซิเจนที่ไม่ละลายน้ำที่ซึมผ่านได้</span></p> <p><span style="color: #000000;">ดังนั้นทำให้เซ็นเซอร์สามารถวัดค่า DO ได้อย่างแม่นยำ ใช้งานได้ยาวนาน โดยไม่จำเป็นต้องสอบเทียบบ่อยๆ </span></p> <p><span style="color: #000000;">นอกเหนือจากโหมดการวัดค่า DO ก็สามารถวัดค่า BOD (ความต้องการออกซิเจนทางชีวภาพ), OUR (อัตราการดูดซับออกซิเจน) และ SOUR (อัตราการอัปเดตออกซิเจนเฉพาะ) ได้อีกด้วย </span></p> <p><span style="color: #000000;">ระบบการชดเชยความดันแบบอัตโนมัติ หรือตั้งค่าโดยผู้ใช้งาน แสดงค่าในหน่วย mmHg, mbar, kPa, inHg, psi และ atm</span></p> <h2><span style="font-size: 90%; color: #000000;"><strong>คุณสมบัติหลัก</strong></span></h2> <h3><span style="color: #000000;"><img alt="" class="wp-image-9212 aligncenter" decoding="async" height="318" loading="lazy" sizes="(max-width: 318px) 100vw, 318px" src="https://www.hannathailand.com/wp-content/uploads/2023/05/HI6421-1.jpg" srcset="https://www.hannathailand.com/wp-content/uploads/2023/05/HI6421-1-600x600.jpg 600w, https://www.hannathailand.com/wp-content/uploads/2023/05/HI6421-1-100x100.jpg 100w" width="318"/><strong>หน้าจอสัมผัส</strong></span></h3> <ul> <li><span style="color: #000000;">หน้าจอแบบสัมผัสขนาด 7 นิ้ว</span></li> <li><span style="color: #000000;">ปุ่มหน้าตัวเครื่องประกอบด้วย Touch back ปุ่ม home และปุ่ม system menu keys</span></li> <li><span style="color: #000000;">สัญลักษณ์แสดงในรูปแบบไอคอนที่จะทำให้ผู้ใช้งานสามารถทำงานได้อย่างง่ายขึ้น</span></li> </ul> <h3><span style="color: #000000;"><strong>ผู้ใช้งานสามารถเลือกรูปแบบมุมมองได้ 5 รูปแบบ ดังนี้</strong></span></h3> <ul> <li><span style="color: #000000;">โหมดการวัดพื้นฐาน</span></li> <li><span style="color: #000000;">โหมดการแสดงผล GLP อย่างง่าย</span></li> <li><span style="color: #000000;">โหมดการแสดงผล GLP ที่แสดงสถานะการทำงานของหัววัดและรายละเอียดของจุดการวัด</span></li> <li><span style="color: #000000;">แสดงผลในรูปแบบกราฟแบบเรียบไทม์</span></li> <li><span style="color: #000000;">การแสดงข้อมูลพร้อมวันที่และเวลา รวมถึงหมายเหตุต่างๆ</span></li> </ul> <h3><span style="color: #000000;"><strong>การวัดค่า</strong></span></h3> <ul> <li><span style="color: #000000;">ตัวเครื่องสามารถวัดค่า %Sat, mg/L, ppm (DO); mg/L, ppm (BOD); mg/L (OUR); ppm, mg/L (SOUR) และอุณหภูมิ</span></li> <li><span style="color: #000000;">บันทีกการใช้งานในระหว่างการวัด</span></li> <li><span style="color: #000000;">ตัวชี้วัดความเสถียรในการวัด (ให้ใช้งาน Stability Criteria)</span></li> <li><span style="color: #000000;">โหมดการอ่านค่า 2 รูปแบบ คือ direct และ direct/ auto-hold</span></li> <li><span style="color: #000000;">โหมดชดเชยอุณหภูมิแบบอัตโนมัติ หรือเลือกใช้งานโหมดการตั้งค่าโดยผู้ใช้งานได้</span></li> <li><span style="color: #000000;">ข้อความเสียง หรือสัญญาณเตือนสำหรับการวัดที่อยู่นอกขีดจำกัด</span></li> </ul> <h3><span style="color: #000000;"><strong>การสอบเทียบ</strong></span></h3> <ul> <li><span style="color: #000000;">การสอบเทียบ 1 จุดหรือ 2 จุด ที่ 0% หรือ 100% saturation</span></li> <li><span style="color: #000000;">การสอบเทียบ 1 จุดโดยผู้ใช้งานในหน่วย mg/L หรือ % จากวิธีวิเคราะห์มาตรฐาน</span></li> <li><span style="color: #000000;">หน่วยความจำที่สามารถเก็บข้อมูลและการตั้งค่าต่างๆ</span></li> </ul> <h3><span style="color: #000000;"><strong>การเก็บข้อมูล</strong></span></h3> <ul> <li><span style="color: #000000;">ตัวเครื่องสามารถเก็บข้อมูลได้สูงสุด 1,000,000 ข้อมูล (พร้อมวันที่และเวลา ขณะวัด)</span></li> <li><span style="color: #000000;">ประเภทของการเก็บข้อมูล 3 รูปแบบ คือ manual automatic และ auto-hold</span></li> <li><span style="color: #000000;">หมายเลขตัวอย่างสำหรับโหมดเก็บข้อมูลแบบ manual และ Autohold</span></li> </ul> <h3><span style="color: #000000;"><strong>การเชื่อมต่อ</strong></span></h3> <ul> <li><span style="color: #000000;">การถ่ายโอนข้อมูลผ่าน USB drive</span></li> <li><span style="color: #000000;">การเก็บข้อมูลการวัดและการสอบเทียบในรูปแบบไฟล์.CSV</span></li> <li><span style="color: #000000;">การเชื่อมต่อ FTP และอีเมล สำหรับการนำเข้าข้อมูลผ่าน Ethernet และ Wi-Fi</span></li> <li><span style="color: #000000;">USB type A สำหรับ USB stick คีบอร์ด และปริ้นเตอร์</span></li> <li><span style="color: #000000;">USB type C สำหรับ USB stick การเชื่อมต่อ PC คอมพิวเตอร์</span></li> </ul> <h3><span style="color: #000000;"><strong>โหมดการช่วยเหลือสำหรับการแนะนำการใช้งานเครื่อง</strong></span></h3> <ul> <li><span style="color: #000000;">การสนับสนุนโดยนำเสนอผ่านวิดีโอเกี่ยวกับฟังก์ชันหลัก</span></li> </ul> <div class="std"> <h3><span style="color: #000000;"><strong>คู่มือการใช้งาน : <a href="https://hanna-worldwide.com/mwdownloads/download/link/id/3419" style="color: #000000;"><span style="color: #ff0000;">ดาวน์โหลด</span></a></strong></span></h3> <h3 class="p1"><span style="color: #000000;"><strong>สเปคของตัวเครื่อง : </strong></span></h3> <table style="height: 2592px;" width="761"> <tbody> <tr> <td width="245"><span style="color: #000000;"><strong>รหัสสินค้า</strong></span></td> <td width="356"><span style="color: #000000;">HI6421-02</span></td> </tr> <tr> <td width="245"><span style="color: #000000;"><strong>ชื่อสินค้า</strong></span></td> <td width="356"><span style="color: #000000;">เครื่องวัดปริมาณออกซิเจนในน้ำแบบเชิงแสง (DO/BOD/OUR/SOUR) แบบตั้งโต๊ะ รุ่น HI6421</span></td> </tr> <tr> <td width="245"><span style="color: #000000;"><strong>ช่วงการวัด </strong><strong>DO </strong></span></td> <td width="356"><span style="color: #000000;">0.00 to 50.00 mg/L (ppm) concentration;<br/> 0.0 to 500.0 % saturation</span></td> </tr> <tr> <td width="245"><span style="color: #000000;"><strong>ความละเอียด</strong></span></td> <td width="356"><span style="color: #000000;">0.01 mg/L (ppm); 0.1 % saturation</span></td> </tr> <tr> <td width="245"><span style="color: #000000;"><strong>ความถูกต้อง</strong></span></td> <td width="356"><span style="color: #000000;">ในช่วง 0.00 to 20.00 mg/L (ppm) 1.5 %ของการอ่านค่า ในช่วง 20.00 to 50.00 mg/L (ppm) ±5 % ของการอ่านค่า ในช่วง 0.0 to 200.0 % saturation ± 1.5 % ของการอ่านค่า ในช่วง 200.0 to 500.0 % saturation ±5 % ของการอ่านค่า</span></td> </tr> <tr> <td width="245"><span style="color: #000000;"><strong>ช่วงการวัดความดันบรรยากาศ</strong></span></td> <td width="356"><span style="color: #000000;">450 to 850 mmHg; 600 to 1133 mBar; 60 to 133 kPa; 17 to 33 inHg; 8.7 to 16.4 psi; 0.592 to 1.118 atm</span></td> </tr> <tr> <td width="245"><span style="color: #000000;"><strong>ความละเอียด</strong></span></td> <td width="356"><span style="color: #000000;">1 mmHg; 1 mBar; 1 kPa; 1 inHg; 0.1 psi; 0.001 atm</span></td> </tr> <tr> <td width="245"><span style="color: #000000;"><strong>ความถูกต้อง</strong></span></td> <td width="356"><span style="color: #000000;">±3 mmHg within ±15 % จากจุดสอบเทียบ<br/> ±3 mmHg ±1 least signficant digit</span></td> </tr> <tr> <td width="245"><span style="color: #000000;"><strong>ช่วงการวัดอุณหภูมิ</strong></span></td> <td width="356"><span style="color: #000000;">-20.0 to 120.0 °C / -4.0 to 248.0 °F / 253.0 to 393.0 K</span></td> </tr> <tr> <td width="245"><span style="color: #000000;"><strong>ความละเอียด</strong></span></td> <td width="356"><span style="color: #000000;">0.1 °C; 0.1 °F; 0.1 K</span></td> </tr> <tr> <td width="245"><span style="color: #000000;"><strong>ความถูกต้อง</strong></span></td> <td width="356"><span style="color: #000000;">±0.2 °C; ±0.4 °F; ±0.2 K</span></td> </tr> <tr> <td width="245"><span style="color: #000000;"><strong>การสอบเทียบ </strong><strong>DO</strong></span></td> <td width="356"><span style="color: #000000;">แบบอัตโนมัติ 1 จุดหรือ 2 จุด / 1 จุดโดยผู้ใช้งาน</span></td> </tr> <tr> <td width="245"><span style="color: #000000;"><strong>สารละลายมาตรฐานสำหรับสอบเทียบ</strong></span></td> <td width="356"><span style="color: #000000;">0% (0 mg/L) และ 100% saturation (8.26 mg/L) </span></td> </tr> <tr> <td width="245"><span style="color: #000000;"><strong>โหมดชดเชยอุณหภูมิ</strong></span></td> <td width="356"><span style="color: #000000;">แบบอัตโนมัติ หรือแบบ Manual</span></td> </tr> <tr> <td width="245"><span style="color: #000000;"><strong>โหมดการอ่านค่า</strong></span></td> <td width="356"><span style="color: #000000;">แบบ Direct Direct และแบบ Autohold</span></td> </tr> <tr> <td width="245"><span style="color: #000000;"><strong>ความเสถียรในการอ่านค่า</strong></span></td> <td width="356"><span style="color: #000000;">Accurate / Medium / Fast</span></td> </tr> <tr> <td width="245"><span style="color: #000000;"><strong>การแสดงผลแบบพื้นฐาน</strong></span></td> <td width="356"><span style="color: #000000;">Measurement (DO, Temperature) Stability status</span></td> </tr> <tr> <td width="245"><span style="color: #000000;"><strong>การแสดงข้อมูล </strong><strong>GLP อย่างง่าย</strong></span></td> <td width="356"><span style="color: #000000;">แสดงข้อมูลการสอบเทียบล่าสุด ค่า Offset และค่า Slope</span></td> </tr> <tr> <td width="245"><span style="color: #000000;"><strong>การแสดงข้อมูล </strong><strong>GLP แบบเต็ม</strong></span></td> <td width="356"><span style="color: #000000;">แสดงข้อมูลการสอบเทียบล่าสุด แบบอย่างง่ายและรายละเอียดจุดสอบเทียบ</span></td> </tr> <tr> <td width="245"><span style="color: #000000;"><strong>การแสดงผลแบบตาราง</strong></span></td> <td width="356"><span style="color: #000000;">การวัดค่าทุกวินาทีแบบเรียลไทม์</span></td> </tr> <tr> <td width="245"><span style="color: #000000;"><strong>การแสดงผลแบบกราฟ</strong></span></td> <td width="356"><span style="color: #000000;">การวัดค่าต่อเวลาในการวัดในรูปแบบกราฟ</span></td> </tr> <tr> <td width="245"><span style="color: #000000;"><strong>ประเภทของการเก็บข้อมูล</strong></span></td> <td width="356"><span style="color: #000000;">Automatic / Manual / Autohold</span></td> </tr> <tr> <td width="245"><span style="color: #000000;"><strong>จำนวนการเก็บข้อมูล</strong></span></td> <td width="356"><span style="color: #000000;">50,000 ข้อมูลต่อล็อต หรือ 1,000,000 ข้อมู<strong>ล</strong></span></td> </tr> <tr> <td width="245"><span style="color: #000000;"><strong>จำนวนการเก็บข้อมูลแบบต่อเนื่อง</strong></span></td> <td width="356"><span style="color: #000000;">1, 2, 5, 10, 30 วินาที<br/> 1, 2, 5, 10, 15, 30, 60, 120, 150, 180 นาที</span></td> </tr> <tr> <td width="245"><span style="color: #000000;"><strong>Logging Sample ID</strong></span></td> <td width="356"><span style="color: #000000;">โหมด Incremental</span></td> </tr> <tr> <td width="245"><span style="color: #000000;"><strong>รูปแบบไฟล์ในการรายงานผล</strong></span></td> <td width="356"><span style="color: #000000;">.csv</span></td> </tr> <tr> <td width="245"><span style="color: #000000;"><strong>บัญชีผู้ใช้งาน</strong></span></td> <td width="356"><span style="color: #000000;">สูงสุด 9 ผู้ใช้งาน</span></td> </tr> <tr> <td width="245"><span style="color: #000000;"><strong>การเชื่อมต่อ</strong><strong> USB-A</strong></span></td> <td width="356"><span style="color: #000000;">2 ช่อง สำหรับคีย์บอร์ดและ USB drive</span></td> </tr> <tr> <td width="245"><span style="color: #000000;"><strong>การเชื่อมต่อ</strong><strong> USB-C</strong></span></td> <td width="356"><span style="color: #000000;">1 ช่อง สำหรับ PC คอมพิวเตอร์ และ USB-C drive</span></td> </tr> <tr> <td width="245"><span style="color: #000000;"><strong>การเชื่อมต่อ</strong><strong> Wi-Fi &amp; Ethernet</strong></span></td> <td width="356"><span style="color: #000000;">FTP / Web server / Email</span></td> </tr> <tr> <td width="245"><span style="color: #000000;"><strong>การเชื่อมต่อ</strong><strong> RS232</strong></span></td> <td width="356"><span style="color: #000000;">การเชื่อมต่ออื่นๆ เพิ่มเติม</span></td> </tr> <tr> <td width="245"><span style="color: #000000;"><strong>แหล่งจ่ายไฟ</strong></span></td> <td width="356"><span style="color: #000000;">DC adapter 100-240AC – 24VDC 2.5A</span></td> </tr> <tr> <td width="245"><span style="color: #000000;"><strong>สภาวะแวดล้อม</strong></span></td> <td width="356"><span style="color: #000000;">0 – 50 °C / 32 – 122 °F / 273 – 323 K ความชื้น 95% RH </span></td> </tr> <tr> <td width="245"><span style="color: #000000;"><strong>ขนาด</strong></span></td> <td width="356"><span style="color: #000000;">205 x 160 x 77 มม.</span></td> </tr> <tr> <td width="245"><span style="color: #000000;"><strong>น้ำหนัก</strong></span></td> <td width="356"><span style="color: #000000;">1.2 กิโลกรัม</span></td> </tr> </tbody> </table> </div> </div> | ไม่มี | ไม่มี | https://www.hannathailand.com/wp-content/uploads/2023/05/HI6421-Right-Facing-3867x3868-288298b4-26af-4da7-9af2-dfacdd10d768.png | เครื่องควบคุมค่าความนำไฟฟ้า , เครื่องวัดปริมาณฟอสเฟต ช่วงสูง รุ่น HI717 , ซัลไฟด์สารต้านอนุมูลอิสระบัฟเฟอร์ , น้ำยามาตรฐานสำหรับค่าโซเดียม , สารละลายมาตรฐานความขุ่น 20 NTU , เครื่องวัดปริมาณโบรมีน ในตัวอย่างน้ำ รุ่น HI716 , เครื่องวัดปริมาณไอโอดีน รุ่น HI718 , เครื่องวัดปริมาณไนไตรท์ ช่วงต่ำ รุ่น HI707 | <a class="woocommerce-LoopProduct-link woocommerce-loop-product__link" href="https://www.hannathailand.com/product/hi8931cn/">เครื่องควบคุมค่าความนำไฟฟ้า</a> , <a class="woocommerce-LoopProduct-link woocommerce-loop-product__link" href="https://www.hannathailand.com/product/hi717-checker-hc-phosphate-hr/">เครื่องวัดปริมาณฟอสเฟต ช่วงสูง รุ่น HI717</a> , <a class="woocommerce-LoopProduct-link woocommerce-loop-product__link" href="https://www.hannathailand.com/product/hi4015-00/">ซัลไฟด์สารต้านอนุมูลอิสระบัฟเฟอร์</a> , <a class="woocommerce-LoopProduct-link woocommerce-loop-product__link" href="https://www.hannathailand.com/product/hi7090l/">น้ำยามาตรฐานสำหรับค่าโซเดียม</a> , <a class="woocommerce-LoopProduct-link woocommerce-loop-product__link" href="https://www.hannathailand.com/product/hi93102-20/">สารละลายมาตรฐานความขุ่น 20 NTU</a> , <a class="woocommerce-LoopProduct-link woocommerce-loop-product__link" href="https://www.hannathailand.com/product/hi716-checker-hc-bromine/">เครื่องวัดปริมาณโบรมีน ในตัวอย่างน้ำ รุ่น HI716</a> , <a class="woocommerce-LoopProduct-link woocommerce-loop-product__link" href="https://www.hannathailand.com/product/hi718-checker-hc-iodine/">เครื่องวัดปริมาณไอโอดีน รุ่น HI718</a> , <a class="woocommerce-LoopProduct-link woocommerce-loop-product__link" href="https://www.hannathailand.com/product/hi707-checker-hc-nitrite-lr/">เครื่องวัดปริมาณไนไตรท์ ช่วงต่ำ รุ่น HI707</a> | https://www.hannathailand.com/wp-content/uploads/2023/05/HI6421-Right-Facing-3867x3868-288298b4-26af-4da7-9af2-dfacdd10d768-600x600.jpg , https://www.hannathailand.com/wp-content/uploads/2023/05/HI6421-1-600x600.jpg , https://www.hannathailand.com/wp-content/uploads/2023/05/HI6421-3-600x600.jpg , https://www.hannathailand.com/wp-content/uploads/2021/07/2-500x500.jpg , https://www.hannathailand.com/wp-content/uploads/2022/06/miniphotometerfurphosphathoch827_11-600x600.jpg , https://www.hannathailand.com/wp-content/uploads/2021/07/7-500x500.jpg , https://www.hannathailand.com/wp-content/uploads/2021/07/12-500x500.jpg , https://www.hannathailand.com/wp-content/uploads/2021/07/9-500x500.jpg , https://www.hannathailand.com/wp-content/uploads/2022/06/miniphotometerfurfreiesgesamtchlor704_11-600x600.jpg , https://www.hannathailand.com/wp-content/uploads/2022/06/miniphotometerfuriod829_11-600x600.jpg , https://www.hannathailand.com/wp-content/uploads/2022/06/hi707400-600x600.jpg
35 | เครื่องวัดปริมาณออกซิเจนในน้ำแบบโพลาโรกราฟี (DO/BOD/OUR/SOUR) แบบตั้งโต๊ะ รุ่น HI6421P-02 | สินค้าทั้งหมด , สินค้าแนะนำ , อุตสาหกรรมทั่วไป , อุตสาหกรรมอาหาร , เครื่องวัดค่ากรด-ด่าง (pH) / การนำไฟฟ้า (EC) / ออกซิเจนละลายในน้ำ (DO) ใช้ในห้องปฏิบัติการ/ห้องแลป เหมาะสำหรับแผนก R&D / QA / QC สถาบันการศึกษา มหาวิทยาลัย ฯลฯ , เครื่องวัดออกซิเจนในน้ำ , แบบตั้งโต๊ะ | https://www.hannathailand.com/product-category/dissolved-oxygen-meter/oxygen-benchtop/ | https://www.hannathailand.com/product/do-benchtop-meter-2/ | HI6421P-02 | 3,103.00 | น้ำหนัก 1.2 กก. ขนาด 20.5 × 16 × 7.7 เซนติเมตร | <div aria-labelledby="tab-title-additional_information" class="woocommerce-Tabs-panel woocommerce-Tabs-panel--additional_information panel entry-content" id="tab-additional_information" role="tabpanel"> <table class="woocommerce-product-attributes shop_attributes"> <tr class="woocommerce-product-attributes-item woocommerce-product-attributes-item--weight"> <th class="woocommerce-product-attributes-item__label">น้ำหนัก</th> <td class="woocommerce-product-attributes-item__value">1.2 กก.</td> </tr> <tr class="woocommerce-product-attributes-item woocommerce-product-attributes-item--dimensions"> <th class="woocommerce-product-attributes-item__label">ขนาด</th> <td class="woocommerce-product-attributes-item__value">20.5 × 16 × 7.7 เซนติเมตร</td> </tr> </table> </div> | เครื่องวัดปริมาณออกซิเจนในน้ำแบบโพลาโรกราฟี (DO/BOD/OUR/SOUR) แบบตั้งโต๊ะ รุ่น HI6421P-02 HI6421P เครื่องวัดค่าออกซิเจนละลายน้ำ แบบตั้งโต๊ะ มาพร้อมกับหัววัดออกซิเจนชนิดโพลาโรกราฟี สำหรับการตรวจวัดน้ำจืดและน้ำเค็ม พร้อมหน้าจอสัมผัสขนาดใหญ่ 7 นิ้ว ประกอบด้วยตัวเครื่องและหัววัดที่ถูกออกแบบมาสำหรับการตรวจวัดออกซิเจนละลายในน้ำทั่วไป รวมถึงน้ำเค็ม หัววัด รุ่น HI764833 ครอบคลุมการวัดค่าออกซิเจนที่ละลายในน้ำได้อย่างหลากหลาย รวมถึงเซ็นเซอร์อุณหภูมิชนิดเทอร์มิสเตอร์ในตัวที่ชดเชยความแปรผันของอุณหภูมิ โดยการออกแบบขนาดของหัววัดที่เพรียวบางช่วยทำให้สามารถวัดในหลอดทดลองหรือในขวด BOD ได้สะดวกขึ้น ทนทานและแข็งแรง หัววัดประกอบด้วยขั้วแคโทดที่ทำจากแพลทินัม และขั้วแอโนดที่ทำจาก Ag/AgCl ให้ประสิทธิภาพที่ถูกต้องแม่นยำ และเวลาตอบสนองที่รวดเร็ว ส่งผลทำให้สามารถอ่านค่าในสภาวะน้ำนิ่งได้ หัววัดมีความทนทานทำมาจากพลาสติกชนิด PTFE ส่งผลให้ปริมาณออกซิเจนซึมผ่านได้ง่าย ติดตั้งบนหัววัดได้ง่าย การวัดความเข้มข้นจะมีโหมดการชดเชยความดันบรรยากาศ อุณหภูมิ และความเค็มแบบอัตโนมัติ โดยสามารถตั้งค่าได้จากผู้ใช้งาน นอกเหนือจากโหมดการวัดค่า DO ก็สามารถวัดค่า BOD (ความต้องการออกซิเจนทางชีวภาพ), OUR (อัตราการดูดซับออกซิเจน) และ SOUR (อัตราการอัปเดตออกซิเจนเฉพาะ) ได้อีกด้วย ระบบการชดเชยความดันแบบอัตโนมัติ หรือตั้งค่าโดยผู้ใช้งาน แสดงค่าในหน่วย mmHg, mbar, kPa, inHg, psi และ atm คุณสมบัติหลัก หน้าจอสัมผัส หน้าจอแบบสัมผัสขนาด 7 นิ้ว ปุ่มหน้าตัวเครื่องประกอบด้วย Touch back ปุ่ม home และปุ่ม system menu keys สัญลักษณ์แสดงในรูปแบบไอคอนที่จะทำให้ผู้ใช้งานสามารถทำงานได้อย่างง่ายขึ้น ผู้ใช้งานสามารถเลือกรูปแบบมุมมองได้ 5 รูปแบบ ดังนี้ โหมดการวัดพื้นฐาน โหมดการแสดงผล GLP อย่างง่าย โหมดการแสดงผล GLP ที่แสดงสถานะการทำงานของหัววัดและรายละเอียดของจุดการวัด แสดงผลในรูปแบบกราฟแบบเรียบไทม์ การแสดงข้อมูลพร้อมวันที่และเวลา รวมถึงหมายเหตุต่างๆ การวัดค่า ตัวเครื่องสามารถวัดค่า %Sat, mg/L, ppm (DO); mg/L, ppm (BOD); mg/L (OUR); ppm, mg/L (SOUR) และอุณหภูมิ บันทีกการใช้งานในระหว่างการวัด ตัวชี้วัดความเสถียรในการวัด (ให้ใช้งาน Stability Criteria) โหมดการอ่านค่า 2 รูปแบบ คือ direct และ direct/ auto-hold โหมดชดเชยอุณหภูมิแบบอัตโนมัติ หรือเลือกใช้งานโหมดการตั้งค่าโดยผู้ใช้งานได้ ข้อความเสียง หรือสัญญาณเตือนสำหรับการวัดที่อยู่นอกขีดจำกัด การสอบเทียบ การสอบเทียบ 1 จุดหรือ 2 จุด ที่ 0% หรือ 100% saturation การสอบเทียบ 1 จุดโดยผู้ใช้งานในหน่วย mg/L หรือ % จากวิธีวิเคราะห์มาตรฐาน หน่วยความจำที่สามารถเก็บข้อมูลและการตั้งค่าต่างๆ การเก็บข้อมูล ตัวเครื่องสามารถเก็บข้อมูลได้สูงสุด 1,000,000 ข้อมูล (พร้อมวันที่และเวลา ขณะวัด) ประเภทของการเก็บข้อมูล 3 รูปแบบ คือ manual automatic และ auto-hold หมายเลขตัวอย่างสำหรับโหมดเก็บข้อมูลแบบ manual และ Autohold การเชื่อมต่อ การถ่ายโอนข้อมูลผ่าน USB drive การเก็บข้อมูลการวัดและการสอบเทียบในรูปแบบไฟล์.CSV การเชื่อมต่อ FTP และอีเมล สำหรับการนำเข้าข้อมูลผ่าน Ethernet และ Wi-Fi USB type A สำหรับ USB stick คีบอร์ด และปริ้นเตอร์ USB type C สำหรับ USB stick การเชื่อมต่อ PC คอมพิวเตอร์ โหมดการช่วยเหลือสำหรับการแนะนำการใช้งานเครื่อง การสนับสนุนโดยนำเสนอผ่านวิดีโอเกี่ยวกับฟังก์ชันหลัก คู่มือการใช้งาน : Download สเปคของตัวเครื่อง : รหัสสินค้า HI6421P-02 ชื่อสินค้า เครื่องวัดปริมาณออกซิเจนในน้ำแบบโพลาโรกราฟี (DO/BOD/OUR/SOUR) แบบตั้งโต๊ะ รุ่น HI6421P ช่วงการวัด DO 0.00 to 90.00 mg/L (ppm) concentration; 0.0 to 600.0 % saturation ความละเอียด 0.01 mg/L (ppm); 0.1 % saturation ความถูกต้อง ±1.5 % ของการอ่านค่า ช่วงการวัดความดันบรรยากาศ 450 to 850 mmHg; 600 to 1133 mBar; 60 to 133 kPa; / 17 to 33 inHg; 8.7 to 16.4 psi; 0.592 to 1.118 atm ความละเอียด 1 mmHg; 1 mBar; 1 kPa; 1 inHg; 0.1 psi; 0.001 atm ความถูกต้อง ±3 mmHg within ±15 % from the calibration point / ±3 mmHg ±1 least signficant digit ช่วงการวัดอุณหภูมิ -20.0 to 120.0 °C / -4.0 to 248.0 °F / 253.0 to 393.0 K ความละเอียด 0.1 °C; 0.1 °F; 0.1 K ความถูกต้อง ±0.2 °C; ±0.4 °F; ±0.2 K การสอบเทียบ DO แบบอัตโนมัติ 1 จุดหรือ 2 จุด / 1 จุดโดยผู้ใช้งาน สารละลายมาตรฐานสำหรับสอบเทียบ 0% และ 100% saturation การแจ้งเตือนการสอบเทียบ ไม่ตั้งค่า หรือรายวัน โหมดชดเชยอุณหภูมิ แบบอัตโนมัติ หรือแบบ Manual โหมดการอ่านค่า แบบ Direct Direct และแบบ Autohold ความเสถียรในการอ่านค่า Accurate / Medium / Fast การแสดงผลแบบพื้นฐาน Measurement (DO, Temperature) Stability status การแสดงข้อมูล GLP อย่างง่าย แสดงข้อมูลการสอบเทียบล่าสุด ค่า Offset และค่า Slope การแสดงข้อมูล GLP แบบเต็ม แสดงข้อมูลการสอบเทียบล่าสุด แบบอย่างง่ายและรายละเอียดจุดสอบเทียบ การแสดงผลแบบตาราง การวัดค่าทุกวินาทีแบบเรียลไทม์ การแสดงผลแบบกราฟ การวัดค่าต่อเวลาในการวัดในรูปแบบกราฟ ประเภทของการเก็บข้อมูล Automatic / Manual / Autohold จำนวนการเก็บข้อมูล 50,000 ข้อมูลต่อล็อต หรือ 1,000,000 ข้อมูล จำนวนการเก็บข้อมูลแบบต่อเนื่อง 1, 2, 5, 10, 30 วินาที 1, 2, 5, 10, 15, 30, 60, 120, 150, 180 นาที Logging Sample ID โหมด Incremental รูปแบบไฟล์ในการรายงานผล .csv บัญชีผู้ใช้งาน สูงสุด 9 ผู้ใช้งาน การเชื่อมต่อ USB-A 2 ช่อง สำหรับคีย์บอร์ดและ USB drive การเชื่อมต่อ USB-C 1 ช่อง สำหรับ PC คอมพิวเตอร์ และ USB-C drive การเชื่อมต่อ Wi-Fi & Ethernet FTP / Web server / Email การเชื่อมต่อ RS232 การเชื่อมต่ออื่นๆ เพิ่มเติม แหล่งจ่ายไฟ DC adapter 100-240AC – 24VDC 2.5A สภาวะแวดล้อม 0 – 50 °C / 32 – 122 °F / 273 – 323 K ความชื้น 95% RH ขนาด 205 x 160 x 77 มม. น้ำหนัก 1.2 กิโลกรัม | <div aria-labelledby="tab-title-description" class="woocommerce-Tabs-panel woocommerce-Tabs-panel--description panel entry-content active" id="tab-description" role="tabpanel"> <p><span style="color: #000000;"><strong><span style="font-size: 120%;">เครื่องวัดปริมาณออกซิเจนในน้ำแบบโพลาโรกราฟี (DO/BOD/OUR/SOUR) แบบตั้งโต๊ะ รุ่น HI6421P-02</span></strong></span></p> <p><span style="color: #000000;">HI6421P เครื่องวัดค่าออกซิเจนละลายน้ำ แบบตั้งโต๊ะ มาพร้อมกับหัววัดออกซิเจนชนิดโพลาโรกราฟี สำหรับการตรวจวัดน้ำจืดและน้ำเค็ม พร้อมหน้าจอสัมผัสขนาดใหญ่ 7 นิ้ว ประกอบด้วยตัวเครื่องและหัววัดที่ถูกออกแบบมาสำหรับการตรวจวัดออกซิเจนละลายในน้ำทั่วไป รวมถึงน้ำเค็ม</span></p> <p><span style="color: #000000;">หัววัด รุ่น HI764833 ครอบคลุมการวัดค่าออกซิเจนที่ละลายในน้ำได้อย่างหลากหลาย รวมถึงเซ็นเซอร์อุณหภูมิชนิดเทอร์มิสเตอร์ในตัวที่ชดเชยความแปรผันของอุณหภูมิ โดยการออกแบบขนาดของหัววัดที่เพรียวบางช่วยทำให้สามารถวัดในหลอดทดลองหรือในขวด BOD ได้สะดวกขึ้น </span></p> <p><span style="color: #000000;">ทนทานและแข็งแรง หัววัดประกอบด้วยขั้วแคโทดที่ทำจากแพลทินัม และขั้วแอโนดที่ทำจาก Ag/AgCl ให้ประสิทธิภาพที่ถูกต้องแม่นยำ และเวลาตอบสนองที่รวดเร็ว ส่งผลทำให้สามารถอ่านค่าในสภาวะน้ำนิ่งได้</span></p> <p><span style="color: #000000;">หัววัดมีความทนทานทำมาจากพลาสติกชนิด PTFE ส่งผลให้ปริมาณออกซิเจนซึมผ่านได้ง่าย ติดตั้งบนหัววัดได้ง่าย</span></p> <p><span style="color: #000000;">การวัดความเข้มข้นจะมีโหมดการชดเชยความดันบรรยากาศ อุณหภูมิ และความเค็มแบบอัตโนมัติ โดยสามารถตั้งค่าได้จากผู้ใช้งาน</span></p> <p><span style="color: #000000;">นอกเหนือจากโหมดการวัดค่า DO ก็สามารถวัดค่า BOD (ความต้องการออกซิเจนทางชีวภาพ), OUR (อัตราการดูดซับออกซิเจน) และ SOUR (อัตราการอัปเดตออกซิเจนเฉพาะ) ได้อีกด้วย</span></p> <p><span style="color: #000000;">ระบบการชดเชยความดันแบบอัตโนมัติ หรือตั้งค่าโดยผู้ใช้งาน แสดงค่าในหน่วย mmHg, mbar, kPa, inHg, psi และ atm</span></p> <h2><span style="font-size: 90%; color: #000000;"><strong>คุณสมบัติหลัก</strong></span></h2> <h3><span style="color: #000000;"><img alt="" class="wp-image-9212 aligncenter" decoding="async" height="362" loading="lazy" sizes="(max-width: 362px) 100vw, 362px" src="https://www.hannathailand.com/wp-content/uploads/2023/05/HI6421-1.jpg" srcset="https://www.hannathailand.com/wp-content/uploads/2023/05/HI6421-1-600x600.jpg 600w, https://www.hannathailand.com/wp-content/uploads/2023/05/HI6421-1-100x100.jpg 100w" width="362"/></span><span style="color: #000000;"><strong>หน้าจอสัมผัส</strong></span></h3> <ul> <li><span style="color: #000000;">หน้าจอแบบสัมผัสขนาด 7 นิ้ว</span></li> <li><span style="color: #000000;">ปุ่มหน้าตัวเครื่องประกอบด้วย Touch back ปุ่ม home และปุ่ม system menu keys</span></li> <li><span style="color: #000000;">สัญลักษณ์แสดงในรูปแบบไอคอนที่จะทำให้ผู้ใช้งานสามารถทำงานได้อย่างง่ายขึ้น</span></li> </ul> <h3><span style="color: #000000;"><strong>ผู้ใช้งานสามารถเลือกรูปแบบมุมมองได้ 5 รูปแบบ ดังนี้</strong></span></h3> <ul> <li><span style="color: #000000;">โหมดการวัดพื้นฐาน</span></li> <li><span style="color: #000000;">โหมดการแสดงผล GLP อย่างง่าย</span></li> <li><span style="color: #000000;">โหมดการแสดงผล GLP ที่แสดงสถานะการทำงานของหัววัดและรายละเอียดของจุดการวัด</span></li> <li><span style="color: #000000;">แสดงผลในรูปแบบกราฟแบบเรียบไทม์</span></li> <li><span style="color: #000000;">การแสดงข้อมูลพร้อมวันที่และเวลา รวมถึงหมายเหตุต่างๆ</span></li> </ul> <h3><span style="color: #000000;"><strong>การวัดค่า</strong></span></h3> <ul> <li><span style="color: #000000;">ตัวเครื่องสามารถวัดค่า %Sat, mg/L, ppm (DO); mg/L, ppm (BOD); mg/L (OUR); ppm, mg/L (SOUR) และอุณหภูมิ</span></li> <li><span style="color: #000000;">บันทีกการใช้งานในระหว่างการวัด</span></li> <li><span style="color: #000000;">ตัวชี้วัดความเสถียรในการวัด (ให้ใช้งาน Stability Criteria)</span></li> <li><span style="color: #000000;">โหมดการอ่านค่า 2 รูปแบบ คือ direct และ direct/ auto-hold</span></li> <li><span style="color: #000000;">โหมดชดเชยอุณหภูมิแบบอัตโนมัติ หรือเลือกใช้งานโหมดการตั้งค่าโดยผู้ใช้งานได้</span></li> <li><span style="color: #000000;">ข้อความเสียง หรือสัญญาณเตือนสำหรับการวัดที่อยู่นอกขีดจำกัด</span></li> </ul> <h3><span style="color: #000000;"><strong>การสอบเทียบ</strong></span></h3> <ul> <li><span style="color: #000000;">การสอบเทียบ 1 จุดหรือ 2 จุด ที่ 0% หรือ 100% saturation</span></li> <li><span style="color: #000000;">การสอบเทียบ 1 จุดโดยผู้ใช้งานในหน่วย mg/L หรือ % จากวิธีวิเคราะห์มาตรฐาน</span></li> <li><span style="color: #000000;">หน่วยความจำที่สามารถเก็บข้อมูลและการตั้งค่าต่างๆ</span></li> </ul> <h3><span style="color: #000000;"><strong>การเก็บข้อมูล</strong></span></h3> <ul> <li><span style="color: #000000;">ตัวเครื่องสามารถเก็บข้อมูลได้สูงสุด 1,000,000 ข้อมูล (พร้อมวันที่และเวลา ขณะวัด)</span></li> <li><span style="color: #000000;">ประเภทของการเก็บข้อมูล 3 รูปแบบ คือ manual automatic และ auto-hold</span></li> <li><span style="color: #000000;">หมายเลขตัวอย่างสำหรับโหมดเก็บข้อมูลแบบ manual และ Autohold</span></li> </ul> <h3><span style="color: #000000;"><strong>การเชื่อมต่อ</strong></span></h3> <ul> <li><span style="color: #000000;">การถ่ายโอนข้อมูลผ่าน USB drive</span></li> <li><span style="color: #000000;">การเก็บข้อมูลการวัดและการสอบเทียบในรูปแบบไฟล์.CSV</span></li> <li><span style="color: #000000;">การเชื่อมต่อ FTP และอีเมล สำหรับการนำเข้าข้อมูลผ่าน Ethernet และ Wi-Fi</span></li> <li><span style="color: #000000;">USB type A สำหรับ USB stick คีบอร์ด และปริ้นเตอร์</span></li> <li><span style="color: #000000;">USB type C สำหรับ USB stick การเชื่อมต่อ PC คอมพิวเตอร์</span></li> </ul> <h3><span style="color: #000000;"><strong>โหมดการช่วยเหลือสำหรับการแนะนำการใช้งานเครื่อง</strong></span></h3> <ul> <li><span style="color: #000000;">การสนับสนุนโดยนำเสนอผ่านวิดีโอเกี่ยวกับฟังก์ชันหลัก</span></li> </ul> <div class="std"> <h3><span style="color: #000000;"><strong>คู่มือการใช้งาน : <a href="https://hanna-worldwide.com/mwdownloads/download/link/id/3437" style="color: #000000;">Download</a></strong></span></h3> <h3 class="p1"><span style="font-size: 100%;"><strong><span style="color: #000000;">สเปคของตัวเครื่อง :</span></strong></span></h3> <table style="height: 2566px;" width="758"> <tbody> <tr> <td width="245"><span style="color: #000000;"><strong>รหัสสินค้า</strong></span></td> <td width="356"><span style="color: #000000;">HI6421P-02</span></td> </tr> <tr> <td width="245"><span style="color: #000000;"><strong>ชื่อสินค้า</strong></span></td> <td width="356"><span style="color: #000000;">เครื่องวัดปริมาณออกซิเจนในน้ำแบบโพลาโรกราฟี (DO/BOD/OUR/SOUR) แบบตั้งโต๊ะ รุ่น HI6421P</span></td> </tr> <tr> <td width="245"><span style="color: #000000;"><strong>ช่วงการวัด </strong><strong>DO </strong></span></td> <td width="356"><span style="color: #000000;">0.00 to 90.00 mg/L (ppm) concentration;<br/> 0.0 to 600.0 % saturation</span></td> </tr> <tr> <td width="245"><span style="color: #000000;"><strong>ความละเอียด</strong></span></td> <td width="356"><span style="color: #000000;">0.01 mg/L (ppm); 0.1 % saturation</span></td> </tr> <tr> <td width="245"><span style="color: #000000;"><strong>ความถูกต้อง</strong></span></td> <td width="356"><span style="color: #000000;">±1.5 % ของการอ่านค่า</span></td> </tr> <tr> <td width="245"><span style="color: #000000;"><strong>ช่วงการวัดความดันบรรยากาศ</strong></span></td> <td width="356"><span style="color: #000000;">450 to 850 mmHg; 600 to 1133 mBar; 60 to 133 kPa; / 17 to 33 inHg; 8.7 to 16.4 psi; 0.592 to 1.118 atm</span></td> </tr> <tr> <td width="245"><span style="color: #000000;"><strong>ความละเอียด</strong></span></td> <td width="356"><span style="color: #000000;">1 mmHg; 1 mBar; 1 kPa; 1 inHg; 0.1 psi; 0.001 atm</span></td> </tr> <tr> <td width="245"><span style="color: #000000;"><strong>ความถูกต้อง</strong></span></td> <td width="356"><span style="color: #000000;">±3 mmHg within ±15 % from the calibration point / ±3 mmHg ±1 least signficant digit</span></td> </tr> <tr> <td width="245"><span style="color: #000000;"><strong>ช่วงการวัดอุณหภูมิ</strong></span></td> <td width="356"><span style="color: #000000;">-20.0 to 120.0 °C / -4.0 to 248.0 °F / 253.0 to 393.0 K</span></td> </tr> <tr> <td width="245"><span style="color: #000000;"><strong>ความละเอียด</strong></span></td> <td width="356"><span style="color: #000000;">0.1 °C; 0.1 °F; 0.1 K</span></td> </tr> <tr> <td width="245"><span style="color: #000000;"><strong>ความถูกต้อง</strong></span></td> <td width="356"><span style="color: #000000;">±0.2 °C; ±0.4 °F; ±0.2 K</span></td> </tr> <tr> <td width="245"><span style="color: #000000;"><strong>การสอบเทียบ </strong><strong>DO</strong></span></td> <td width="356"><span style="color: #000000;">แบบอัตโนมัติ 1 จุดหรือ 2 จุด / 1 จุดโดยผู้ใช้งาน</span></td> </tr> <tr> <td width="245"><span style="color: #000000;"><strong>สารละลายมาตรฐานสำหรับสอบเทียบ</strong></span></td> <td width="356"><span style="color: #000000;">0% และ 100% saturation</span></td> </tr> <tr> <td width="245"><span style="color: #000000;"><strong>การแจ้งเตือนการสอบเทียบ</strong></span></td> <td width="356"><span style="color: #000000;">ไม่ตั้งค่า หรือรายวัน</span></td> </tr> <tr> <td width="245"><span style="color: #000000;"><strong>โหมดชดเชยอุณหภูมิ</strong></span></td> <td width="356"><span style="color: #000000;">แบบอัตโนมัติ หรือแบบ Manual</span></td> </tr> <tr> <td width="245"><span style="color: #000000;"><strong>โหมดการอ่านค่า</strong></span></td> <td width="356"><span style="color: #000000;">แบบ Direct Direct และแบบ Autohold</span></td> </tr> <tr> <td width="245"><span style="color: #000000;"><strong>ความเสถียรในการอ่านค่า</strong></span></td> <td width="356"><span style="color: #000000;">Accurate / Medium / Fast</span></td> </tr> <tr> <td width="245"><span style="color: #000000;"><strong>การแสดงผลแบบพื้นฐาน</strong></span></td> <td width="356"><span style="color: #000000;">Measurement (DO, Temperature) Stability status</span></td> </tr> <tr> <td width="245"><span style="color: #000000;"><strong>การแสดงข้อมูล </strong><strong>GLP อย่างง่าย</strong></span></td> <td width="356"><span style="color: #000000;">แสดงข้อมูลการสอบเทียบล่าสุด ค่า Offset และค่า Slope</span></td> </tr> <tr> <td width="245"><span style="color: #000000;"><strong>การแสดงข้อมูล </strong><strong>GLP แบบเต็ม</strong></span></td> <td width="356"><span style="color: #000000;">แสดงข้อมูลการสอบเทียบล่าสุด แบบอย่างง่ายและรายละเอียดจุดสอบเทียบ</span></td> </tr> <tr> <td width="245"><span style="color: #000000;"><strong>การแสดงผลแบบตาราง</strong></span></td> <td width="356"><span style="color: #000000;">การวัดค่าทุกวินาทีแบบเรียลไทม์</span></td> </tr> <tr> <td width="245"><span style="color: #000000;"><strong>การแสดงผลแบบกราฟ</strong></span></td> <td width="356"><span style="color: #000000;">การวัดค่าต่อเวลาในการวัดในรูปแบบกราฟ</span></td> </tr> <tr> <td width="245"><span style="color: #000000;"><strong>ประเภทของการเก็บข้อมูล</strong></span></td> <td width="356"><span style="color: #000000;">Automatic / Manual / Autohold</span></td> </tr> <tr> <td width="245"><span style="color: #000000;"><strong>จำนวนการเก็บข้อมูล</strong></span></td> <td width="356"><span style="color: #000000;">50,000 ข้อมูลต่อล็อต หรือ 1,000,000 ข้อมูล</span></td> </tr> <tr> <td width="245"><span style="color: #000000;"><strong>จำนวนการเก็บข้อมูลแบบต่อเนื่อง</strong></span></td> <td width="356"><span style="color: #000000;">1, 2, 5, 10, 30 วินาที<br/> 1, 2, 5, 10, 15, 30, 60, 120, 150, 180 นาที</span></td> </tr> <tr> <td width="245"><span style="color: #000000;"><strong>Logging Sample ID</strong></span></td> <td width="356"><span style="color: #000000;">โหมด Incremental</span></td> </tr> <tr> <td width="245"><span style="color: #000000;"><strong>รูปแบบไฟล์ในการรายงานผล</strong></span></td> <td width="356"><span style="color: #000000;">.csv</span></td> </tr> <tr> <td width="245"><span style="color: #000000;"><strong>บัญชีผู้ใช้งาน</strong></span></td> <td width="356"><span style="color: #000000;">สูงสุด 9 ผู้ใช้งาน</span></td> </tr> <tr> <td width="245"><span style="color: #000000;"><strong>การเชื่อมต่อ</strong><strong> USB-A</strong></span></td> <td width="356"><span style="color: #000000;">2 ช่อง สำหรับคีย์บอร์ดและ USB drive</span></td> </tr> <tr> <td width="245"><span style="color: #000000;"><strong>การเชื่อมต่อ</strong><strong> USB-C</strong></span></td> <td width="356"><span style="color: #000000;">1 ช่อง สำหรับ PC คอมพิวเตอร์ และ USB-C drive</span></td> </tr> <tr> <td width="245"><span style="color: #000000;"><strong>การเชื่อมต่อ</strong><strong> Wi-Fi &amp; Ethernet</strong></span></td> <td width="356"><span style="color: #000000;">FTP / Web server / Email</span></td> </tr> <tr> <td width="245"><span style="color: #000000;"><strong>การเชื่อมต่อ</strong><strong> RS232</strong></span></td> <td width="356"><span style="color: #000000;">การเชื่อมต่ออื่นๆ เพิ่มเติม</span></td> </tr> <tr> <td width="245"><span style="color: #000000;"><strong>แหล่งจ่ายไฟ</strong></span></td> <td width="356"><span style="color: #000000;">DC adapter 100-240AC – 24VDC 2.5A</span></td> </tr> <tr> <td width="245"><span style="color: #000000;"><strong>สภาวะแวดล้อม</strong></span></td> <td width="356"><span style="color: #000000;">0 – 50 °C / 32 – 122 °F / 273 – 323 K ความชื้น 95% RH </span></td> </tr> <tr> <td width="245"><span style="color: #000000;"><strong>ขนาด</strong></span></td> <td width="356"><span style="color: #000000;">205 x 160 x 77 มม.</span></td> </tr> <tr> <td width="245"><span style="color: #000000;"><strong>น้ำหนัก</strong></span></td> <td width="356"><span style="color: #000000;">1.2 กิโลกรัม</span></td> </tr> </tbody> </table> </div> </div> | ไม่มี | ไม่มี | https://www.hannathailand.com/wp-content/uploads/2023/05/HI6421P-Right-Facing-3867x3868-3a3f2168-d3af-4530-b5cf-c5611c312d3b.png | เครื่องวัดสีในน้ำตัวอย่าง HI727 , เครื่องวัดปริมาณไนไตรท์ ช่วงต่ำ รุ่น HI707 , เครื่องวัดคลอรีน , เครื่องวัดปริมาณคลอรีนรวม รุ่น HI711 , เครื่องวัดปริมาณไอโอดีน รุ่น HI718 , น้ำยามาตรฐานสำหรับค่าโซเดียม , เครื่องวัดปริมาณคลอรีนอิสระ รุ่น HI701 , เซ็นเซอร์วัดออกซิเจนในน้ำสำหรับ HI9829 มัลติพารามิเตอร์ | <a class="woocommerce-LoopProduct-link woocommerce-loop-product__link" href="https://www.hannathailand.com/product/hi727-checker-hc-color-of-water/">เครื่องวัดสีในน้ำตัวอย่าง HI727</a> , <a class="woocommerce-LoopProduct-link woocommerce-loop-product__link" href="https://www.hannathailand.com/product/hi707-checker-hc-nitrite-lr/">เครื่องวัดปริมาณไนไตรท์ ช่วงต่ำ รุ่น HI707</a> , <a class="woocommerce-LoopProduct-link woocommerce-loop-product__link" href="https://www.hannathailand.com/product/free-chlorine/">เครื่องวัดคลอรีน</a> , <a class="woocommerce-LoopProduct-link woocommerce-loop-product__link" href="https://www.hannathailand.com/product/hi711-checker-hc-total-chlorine/">เครื่องวัดปริมาณคลอรีนรวม รุ่น HI711</a> , <a class="woocommerce-LoopProduct-link woocommerce-loop-product__link" href="https://www.hannathailand.com/product/hi718-checker-hc-iodine/">เครื่องวัดปริมาณไอโอดีน รุ่น HI718</a> , <a class="woocommerce-LoopProduct-link woocommerce-loop-product__link" href="https://www.hannathailand.com/product/hi7090l/">น้ำยามาตรฐานสำหรับค่าโซเดียม</a> , <a class="woocommerce-LoopProduct-link woocommerce-loop-product__link" href="https://www.hannathailand.com/product/hi701-checker-hc-free-chlorine/">เครื่องวัดปริมาณคลอรีนอิสระ รุ่น HI701</a> , <a class="woocommerce-LoopProduct-link woocommerce-loop-product__link" href="https://www.hannathailand.com/product/hi7609829-2/">เซ็นเซอร์วัดออกซิเจนในน้ำสำหรับ HI9829 มัลติพารามิเตอร์</a> | https://www.hannathailand.com/wp-content/uploads/2023/05/HI6421P-Right-Facing-3867x3868-3a3f2168-d3af-4530-b5cf-c5611c312d3b-600x600.jpg , https://www.hannathailand.com/wp-content/uploads/2023/05/HI6421-1-600x600.jpg , https://www.hannathailand.com/wp-content/uploads/2023/05/HI6421-3-600x600.jpg , https://www.hannathailand.com/wp-content/uploads/2023/05/HI6421P-2-600x600.jpg , https://www.hannathailand.com/wp-content/uploads/2022/06/miniphotometerfurfarbe843_11-600x600.jpg , https://www.hannathailand.com/wp-content/uploads/2022/06/hi707400-600x600.jpg , https://www.hannathailand.com/wp-content/uploads/2021/07/1-500x500.jpg , https://www.hannathailand.com/wp-content/uploads/2022/06/hi711_lg-600x600.jpg , https://www.hannathailand.com/wp-content/uploads/2022/06/miniphotometerfuriod829_11-600x600.jpg , https://www.hannathailand.com/wp-content/uploads/2021/07/12-500x500.jpg , https://www.hannathailand.com/wp-content/uploads/2021/11/hi701-500x500.jpg , https://www.hannathailand.com/wp-content/uploads/2021/07/5-500x500.jpg
36 | เครื่องวัดฟลูออไรด์ ช่วงต่ำ พร้อมน้ำยาสอบเทียบ รุ่น HI97729C | สินค้าทั้งหมด , เครื่องโฟโตมิเตอร์ , แบบภาคสนาม | https://www.hannathailand.com/product-category/spectrophotometer/photometer-fieldwork/ | https://www.hannathailand.com/product/fluoride-lr/ | HI97729C | 3,103.00 | น้ำหนัก 0.38 กก. ขนาด 14.25 × 10.25 × 5.05 เซนติเมตร | <div aria-labelledby="tab-title-additional_information" class="woocommerce-Tabs-panel woocommerce-Tabs-panel--additional_information panel entry-content" id="tab-additional_information" role="tabpanel"> <table class="woocommerce-product-attributes shop_attributes"> <tr class="woocommerce-product-attributes-item woocommerce-product-attributes-item--weight"> <th class="woocommerce-product-attributes-item__label">น้ำหนัก</th> <td class="woocommerce-product-attributes-item__value">0.38 กก.</td> </tr> <tr class="woocommerce-product-attributes-item woocommerce-product-attributes-item--dimensions"> <th class="woocommerce-product-attributes-item__label">ขนาด</th> <td class="woocommerce-product-attributes-item__value">14.25 × 10.25 × 5.05 เซนติเมตร</td> </tr> </table> </div> | HI97729C เป็นโฟโตมิเตอร์แบบพกพาขั้นสูงสำหรับการตรวจวัดฟลูออไรด์ในน้ำในระดับต่ำ มิเตอร์นี้มีระบบออพติคอลที่เหนือกว่าซึ่งใช้ตัวตรวจจับอ้างอิงและตัวกรองสัญญาณรบกวนย่านความถี่แคบเพื่อการวัดที่รวดเร็วและทำซ้ำได้ ไม่ต้องอุ่นเครื่องก่อนทำการวัด โหมดการสอนสำหรับคำแนะนำทีละขั้นตอน ตรวจสอบ CAL เพื่อตรวจสอบประสิทธิภาพของมิเตอร์ HI97729C is an advanced portable photometer for the measurement of low levels of fluoride in water. This meter offers a superior optical system that utilizes a reference detector and narrow band interference filters for extremely fast and repeatable measurements. No warm up time before taking a measurement Tutorial mode for step-by-step instructions CAL Check to verify meter performance Fluoride is best known for preventing tooth decay. Water authorities often add fluoride to drinking water to maintain approximately a 1.0 mg/L (ppm) concentration. Fluoride can be found naturally in groundwater, particularly if a reservoir is in close proximity to seawater. While fluoride does help prevent tooth decay, too little can be ineffective while too much can cause staining of teeth. The HI97729C uses an adaptation of the EPA method 340.1 and the Standard Methods for the Examination of Water and Wastewater, 23rd Edition SPADNS method, to measure fluoride concentrations up to 2.00 mg/L (ppm). When the colored reagent is added to samples containing fluoride, the fluoride in the sample will form a colorless complex; the greater the concentration, the clearer the color. The associated color change is then colorimetrically analyzed according to the Beer-Lambert Law. This principle states that light is absorbed by a complementary color, and the emitted radiation is dependent upon concentration. For low range fluoride determination, a narrow band interference filter at 575 nm allows only yellow light to be detected by the silicon photodetector and omits all other visible light emitted from the LED lamp. As the change in color of the reacted sample decreases, absorbance of the specific wavelength of light also decreases, while transmittance increases. Manual : Download Specification SKU HI97729C Product Name Fluoride Low-Range Portable Photometer Quote Required Yes Fluoride Range 0.00 to 2.00 mg/L (as F–) Fluoride Resolution 0.01 mg/L Fluoride Accuracy ±0.03 mg/L ±3% of reading at 25°C Fluoride Method adaptation of Standard Methods for the Examination of Water and Wastewater, 23rd Edition, SPADNS Method Photometer/Colorimeter Light Source LED with 575 nm bandpass filter Photometer/Colorimeter Light Detector silicon photocell Bandpass Filter Bandwidth 8 nm Bandpass Filter Wavelength Accuracy ±1.0 nm Cuvette Type round 24.6 mm diameter (22 mm inside) GLP yes Display 128 x 64 pixel B/W LCD with backlight Logging Memory 50 readings Battery Type/Life 1.5 V AA Alkaline (3 pcs.) / > 800 measurements (without backlight) Automatic Shut-Off after 15 minutes of inactivity (30 minutes before a READ measurement) Environment 0 to 50°C (32 to 122°F); 0 to 100% RH (IP67) Weight 380 g (13.4 oz.) Dimensions 142.5 x 102.5 x 50.5 mm (5.6 x 4.0 x 2.0″) Ordering Information HI97729C is supplied with CAL Check standards, cuvettes (2), caps (2), plastic inserts for cuvette, (2), scissors, cuvette cleaning cloth, 1.5V AA batteries (3), instruction manual, and instrument quality certificate packaged in a rugged, thermoformed carrying case. | <div aria-labelledby="tab-title-description" class="woocommerce-Tabs-panel woocommerce-Tabs-panel--description panel entry-content active" id="tab-description" role="tabpanel"> <div class="prod-view-details-right"> <p>HI97729C เป็นโฟโตมิเตอร์แบบพกพาขั้นสูงสำหรับการตรวจวัดฟลูออไรด์ในน้ำในระดับต่ำ มิเตอร์นี้มีระบบออพติคอลที่เหนือกว่าซึ่งใช้ตัวตรวจจับอ้างอิงและตัวกรองสัญญาณรบกวนย่านความถี่แคบเพื่อการวัดที่รวดเร็วและทำซ้ำได้</p> <ul> <li>ไม่ต้องอุ่นเครื่องก่อนทำการวัด</li> <li>โหมดการสอนสำหรับคำแนะนำทีละขั้นตอน</li> <li>ตรวจสอบ CAL เพื่อตรวจสอบประสิทธิภาพของมิเตอร์</li> </ul> <p>HI97729C is an advanced portable photometer for the measurement of low levels of fluoride in water. This meter offers a superior optical system that utilizes a reference detector and narrow band interference filters for extremely fast and repeatable measurements.</p> <ul> <li>No warm up time before taking a measurement</li> <li>Tutorial mode for step-by-step instructions</li> <li>CAL Check to verify meter performance</li> </ul> <p>Fluoride is best known for preventing tooth decay. Water authorities often add fluoride to drinking water to maintain approximately a 1.0 mg/L (ppm) concentration. Fluoride can be found naturally in groundwater, particularly if a reservoir is in close proximity to seawater. While fluoride does help prevent tooth decay, too little can be ineffective while too much can cause staining of teeth.</p> <p>The HI97729C uses an adaptation of the EPA method 340.1 and the Standard Methods for the Examination of Water and Wastewater, 23rd Edition SPADNS method, to measure fluoride concentrations up to 2.00 mg/L (ppm). When the colored reagent is added to samples containing fluoride, the fluoride in the sample will form a colorless complex; the greater the concentration, the clearer the color. The associated color change is then colorimetrically analyzed according to the Beer-Lambert Law. This principle states that light is absorbed by a complementary color, and the emitted radiation is dependent upon concentration. For low range fluoride determination, a narrow band interference filter at 575 nm allows only yellow light to be detected by the silicon photodetector and omits all other visible light emitted from the LED lamp. As the change in color of the reacted sample decreases, absorbance of the specific wavelength of light also decreases, while transmittance increases.</p> </div> <h3><strong style="font-size: 16.2px;"><span style="font-size: 140%;">Manual : <a href="https://hanna-worldwide.com/mwdownloads/download/link/id/1068" style="color: #000000;">Download</a></span></strong></h3> <div class="prod-view-details-right"> <p><span style="color: #000000;"><strong><span style="font-size: 140%;">Specification </span></strong></span></p> <table> <tbody> <tr> <td width="255"><strong>SKU</strong></td> <td width="346"><strong>HI97729C</strong></td> </tr> <tr> <td width="255"><strong>Product Name</strong></td> <td width="346"><strong>Fluoride Low-Range Portable Photometer</strong></td> </tr> <tr> <td width="255"><strong>Quote Required</strong></td> <td width="346"><strong>Yes</strong></td> </tr> <tr> <td width="255"><strong>Fluoride Range</strong></td> <td width="346"><strong>0.00 to 2.00 mg/L (as F<sup>–</sup>)</strong></td> </tr> <tr> <td width="255"><strong>Fluoride Resolution</strong></td> <td width="346"><strong>0.01 mg/L</strong></td> </tr> <tr> <td width="255"><strong>Fluoride Accuracy</strong></td> <td width="346"><strong>±0.03 mg/L ±3% of reading at 25°C</strong></td> </tr> <tr> <td width="255"><strong>Fluoride Method</strong></td> <td width="346"><strong>adaptation of Standard Methods for the Examination of Water and Wastewater, 23rd Edition, SPADNS Method</strong></td> </tr> <tr> <td width="255"><strong>Photometer/Colorimeter Light Source</strong></td> <td width="346"><strong>LED with 575 nm bandpass filter</strong></td> </tr> <tr> <td width="255"><strong>Photometer/Colorimeter Light Detector</strong></td> <td width="346"><strong>silicon photocell</strong></td> </tr> <tr> <td width="255"><strong>Bandpass Filter Bandwidth</strong></td> <td width="346"><strong>8 nm</strong></td> </tr> <tr> <td width="255"><strong>Bandpass Filter Wavelength Accuracy</strong></td> <td width="346"><strong>±1.0 nm</strong></td> </tr> <tr> <td width="255"><strong>Cuvette Type</strong></td> <td width="346"><strong>round 24.6 mm diameter (22 mm inside)</strong></td> </tr> <tr> <td width="255"><strong>GLP</strong></td> <td width="346"><strong>yes</strong></td> </tr> <tr> <td width="255"><strong>Display</strong></td> <td width="346"><strong>128 x 64 pixel B/W LCD with backlight</strong></td> </tr> <tr> <td width="255"><strong>Logging Memory</strong></td> <td width="346"><strong>50 readings</strong></td> </tr> <tr> <td width="255"><strong>Battery Type/Life</strong></td> <td width="346"><strong>1.5 V AA Alkaline (3 pcs.) / &gt; 800 measurements (without backlight)</strong></td> </tr> <tr> <td width="255"><strong>Automatic Shut-Off</strong></td> <td width="346"><strong>after 15 minutes of inactivity (30 minutes before a READ measurement)</strong></td> </tr> <tr> <td width="255"><strong>Environment</strong></td> <td width="346"><strong>0 to 50°C (32 to 122°F); 0 to 100% RH (IP67)</strong></td> </tr> <tr> <td width="255"><strong>Weight</strong></td> <td width="346"><strong>380 g (13.4 oz.)</strong></td> </tr> <tr> <td width="255"><strong>Dimensions</strong></td> <td width="346"><strong>142.5 x 102.5 x 50.5 mm (5.6 x 4.0 x 2.0″)</strong></td> </tr> <tr> <td width="255"><strong>Ordering Information</strong></td> <td width="346"><strong>HI97729C is supplied with CAL Check standards, cuvettes (2), caps (2), plastic inserts for cuvette, (2), scissors, cuvette cleaning cloth, 1.5V AA batteries (3), instruction manual, and instrument quality certificate packaged in a rugged, thermoformed carrying case.</strong></td> </tr> </tbody> </table> </div> </div> | ไม่มี | ไม่มี | https://www.hannathailand.com/wp-content/uploads/2024/01/hi97729_angle-720x720-1.jpg | เครื่องวัดปริมาณแอมโมเนีย ในน้ำ รุ่น HI715 , เครื่องวัดปริมาณแอมโมเนีย ช่วงสูง รุ่น HI733 , เครื่องวัดปริมาณคลอรีนรวม รุ่น HI711 , เครื่องวัดปริมาณไอโอดีน รุ่น HI718 , น้ำยามาตรฐานสอบเทียบ ค่ามาตรฐานความเค็ม , เซ็นเซอร์วัดออกซิเจนในน้ำสำหรับ HI9829 มัลติพารามิเตอร์ , เครื่องวัดปริมาณฟอสฟอรัส ช่วงสูง รุ่น HI706 , เครื่องวัดปริมาณคลอรีนอิสระ รุ่น HI701 | <a class="woocommerce-LoopProduct-link woocommerce-loop-product__link" href="https://www.hannathailand.com/product/hi715-checker-hc-ammonia-mr/">เครื่องวัดปริมาณแอมโมเนีย ในน้ำ รุ่น HI715</a> , <a class="woocommerce-LoopProduct-link woocommerce-loop-product__link" href="https://www.hannathailand.com/product/hi733-checker-hc-ammonia-hr/">เครื่องวัดปริมาณแอมโมเนีย ช่วงสูง รุ่น HI733</a> , <a class="woocommerce-LoopProduct-link woocommerce-loop-product__link" href="https://www.hannathailand.com/product/hi711-checker-hc-total-chlorine/">เครื่องวัดปริมาณคลอรีนรวม รุ่น HI711</a> , <a class="woocommerce-LoopProduct-link woocommerce-loop-product__link" href="https://www.hannathailand.com/product/hi718-checker-hc-iodine/">เครื่องวัดปริมาณไอโอดีน รุ่น HI718</a> , <a class="woocommerce-LoopProduct-link woocommerce-loop-product__link" href="https://www.hannathailand.com/product/hi7080l/">น้ำยามาตรฐานสอบเทียบ ค่ามาตรฐานความเค็ม</a> , <a class="woocommerce-LoopProduct-link woocommerce-loop-product__link" href="https://www.hannathailand.com/product/hi7609829-2/">เซ็นเซอร์วัดออกซิเจนในน้ำสำหรับ HI9829 มัลติพารามิเตอร์</a> , <a class="woocommerce-LoopProduct-link woocommerce-loop-product__link" href="https://www.hannathailand.com/product/hi706-checker-hc-phosphorous-hr/">เครื่องวัดปริมาณฟอสฟอรัส ช่วงสูง รุ่น HI706</a> , <a class="woocommerce-LoopProduct-link woocommerce-loop-product__link" href="https://www.hannathailand.com/product/hi701-checker-hc-free-chlorine/">เครื่องวัดปริมาณคลอรีนอิสระ รุ่น HI701</a> | https://www.hannathailand.com/wp-content/uploads/2022/06/miniphotometerfurammoniakmittel2416_11-600x600.jpg , https://www.hannathailand.com/wp-content/uploads/2022/06/miniphotometerfurammoniumhoch2418_11-600x600.jpg , https://www.hannathailand.com/wp-content/uploads/2022/06/hi711_lg-600x600.jpg , https://www.hannathailand.com/wp-content/uploads/2022/06/miniphotometerfuriod829_11-600x600.jpg , https://www.hannathailand.com/wp-content/uploads/2021/07/11-500x500.jpg , https://www.hannathailand.com/wp-content/uploads/2021/07/5-500x500.jpg , https://www.hannathailand.com/wp-content/uploads/2022/06/hi706_400-600x600.jpg , https://www.hannathailand.com/wp-content/uploads/2021/11/hi701-500x500.jpg
37 | เครื่องวัดฟลูออไรด์ ช่วงสูง พร้อมน้ำยาสอบเทียบ รุ่น HI97739C | สินค้าทั้งหมด , เครื่องโฟโตมิเตอร์ , แบบภาคสนาม | https://www.hannathailand.com/product-category/spectrophotometer/photometer-fieldwork/ | https://www.hannathailand.com/product/fluoride-hr/ | HI97739C | 3,103.00 | น้ำหนัก 0.38 กก. ขนาด 14.25 × 10.25 × 5.05 เซนติเมตร | <div aria-labelledby="tab-title-additional_information" class="woocommerce-Tabs-panel woocommerce-Tabs-panel--additional_information panel entry-content" id="tab-additional_information" role="tabpanel"> <table class="woocommerce-product-attributes shop_attributes"> <tr class="woocommerce-product-attributes-item woocommerce-product-attributes-item--weight"> <th class="woocommerce-product-attributes-item__label">น้ำหนัก</th> <td class="woocommerce-product-attributes-item__value">0.38 กก.</td> </tr> <tr class="woocommerce-product-attributes-item woocommerce-product-attributes-item--dimensions"> <th class="woocommerce-product-attributes-item__label">ขนาด</th> <td class="woocommerce-product-attributes-item__value">14.25 × 10.25 × 5.05 เซนติเมตร</td> </tr> </table> </div> | HI97739C เป็นโฟโตมิเตอร์แบบพกพาขั้นสูงสำหรับการตรวจวัดฟลูออไรด์ในน้ำในระดับสูง มิเตอร์นี้มีระบบออพติคอลที่เหนือกว่าซึ่งใช้ตัวตรวจจับอ้างอิงและตัวกรองสัญญาณรบกวนย่านความถี่แคบเพื่อการวัดที่รวดเร็วและทำซ้ำได้ ไม่ต้องอุ่นเครื่องก่อนทำการวัด โหมดการสอนสำหรับคำแนะนำทีละขั้นตอน ตรวจสอบ CAL เพื่อตรวจสอบประสิทธิภาพของมิเตอร์ HI97739C is an advanced portable photometer for the measurement of fluoride in water. This meter offers a superior optical system that utilizes a reference detector and narrow band interference filters for extremely fast and repeatable measurements. No warm up time before taking a measurement Tutorial mode for step-by-step instructions CAL Check to verify meter performance Fluoride is best known for preventing tooth decay. Water authorities often add fluoride to drinking water to maintain approximately a 1.0 mg/L (ppm) concentration. Fluoride can be found naturally in groundwater, particularly if a reservoir is in close proximity to seawater. While fluoride does help prevent tooth decay, too little can be ineffective while too much can cause staining of teeth. The HI97739 uses an adaptation of the SPADNS method to measure fluoride concentrations up to 20.0 mg/L (ppm). When the colored reagent is added to samples containing fluoride, the fluoride in the sample will form a colorless complex; the greater the concentration, the clearer the color. The associated color change is then colorimetrically analyzed according to the Beer-Lambert Law. This principle states that light is absorbed by a complementary color, and the emitted radiation is dependent upon concentration. For fluoride determination, a narrow band interference filter at 575 nm allows only green-yellow light to be emitted and passed through the sample cuvette. The sample will produce a blue color, which its’ intensity is proportional to the concentration of fluoride. The absorbance of the yellow light increases as the intensity of blue increases resulting in less transmittance of light hitting the silicon photodector. Manual : Download Specification SKU HI97739C Product Name Fluoride High-Range Portable Photometer with CAL Check Quote Required Yes Fluoride Range 0.0 to 20.0 mg/L (as F–) Fluoride Resolution 0.1 mg/L Fluoride Accuracy ±0.5 mg/L ±3% of reading Fluoride Method Adaptation of Standard Methods for the Examination of Water and Wastewater, 23rd Edition, SPADNS Method Photometer/Colorimeter Light Source Light Emitting Diode with 575 nm bandpass filter Photometer/Colorimeter Light Detector Silicon photocell Bandpass Filter Bandwidth 8 nm Bandpass Filter Wavelength Accuracy ±1.0 nm Cuvette Type Round 24.6 mm diameter (22 mm inside) GLP Yes Display 128 x 64 pixel B/W LCD with backlight Data Points Stored Last 50 readings Battery Type/Life 1.5 V AA Alkaline (3 pcs.) / > 800 measurements (without backlight) Automatic Shut-Off After 15 minutes of inactivity (30 minutes before a READ measurement) Environment 0 to 50 °C (32 to 122 °F); 0 to 100% RH Weight 380 g (13.4 oz.) Dimensions 142.5 x 102.5 x 50.5 mm (5.6 x 4.0 x 2.0″) Ordering Information HI97739C is supplied with CAL-Check standards, cuvettes (2), caps (2), plastic inserts for cuvette, (2), scissors, cuvette cleaning cloth, 1.5V AA batteries (3), instruction manual, and instrument quality certificate packaged in a rugged, thermoformed, carrying case. | <div aria-labelledby="tab-title-description" class="woocommerce-Tabs-panel woocommerce-Tabs-panel--description panel entry-content active" id="tab-description" role="tabpanel"> <div class="prod-view-details-right"> <p>HI97739C เป็นโฟโตมิเตอร์แบบพกพาขั้นสูงสำหรับการตรวจวัดฟลูออไรด์ในน้ำในระดับสูง มิเตอร์นี้มีระบบออพติคอลที่เหนือกว่าซึ่งใช้ตัวตรวจจับอ้างอิงและตัวกรองสัญญาณรบกวนย่านความถี่แคบเพื่อการวัดที่รวดเร็วและทำซ้ำได้</p> <ul> <li>ไม่ต้องอุ่นเครื่องก่อนทำการวัด</li> <li>โหมดการสอนสำหรับคำแนะนำทีละขั้นตอน</li> <li>ตรวจสอบ CAL เพื่อตรวจสอบประสิทธิภาพของมิเตอร์</li> </ul> <p>HI97739C is an advanced portable photometer for the measurement of fluoride in water. This meter offers a superior optical system that utilizes a reference detector and narrow band interference filters for extremely fast and repeatable measurements.</p> <ul> <li>No warm up time before taking a measurement</li> <li>Tutorial mode for step-by-step instructions</li> <li>CAL Check to verify meter performance</li> </ul> <p>Fluoride is best known for preventing tooth decay. Water authorities often add fluoride to drinking water to maintain approximately a 1.0 mg/L (ppm) concentration. Fluoride can be found naturally in groundwater, particularly if a reservoir is in close proximity to seawater. While fluoride does help prevent tooth decay, too little can be ineffective while too much can cause staining of teeth.</p> <p>The HI97739 uses an adaptation of the SPADNS method to measure fluoride concentrations up to 20.0 mg/L (ppm). When the colored reagent is added to samples containing fluoride, the fluoride in the sample will form a colorless complex; the greater the concentration, the clearer the color. The associated color change is then colorimetrically analyzed according to the Beer-Lambert Law. This principle states that light is absorbed by a complementary color, and the emitted radiation is dependent upon concentration. For fluoride determination, a narrow band interference filter at 575 nm allows only green-yellow light to be emitted and passed through the sample cuvette. The sample will produce a blue color, which its’ intensity is proportional to the concentration of fluoride. The absorbance of the yellow light increases as the intensity of blue increases resulting in less transmittance of light hitting the silicon photodector.</p> </div> <h3><strong style="font-size: 16.2px;"><span style="font-size: 140%;">Manual : <a href="https://hanna-worldwide.com/mwdownloads/download/link/id/1101" style="color: #000000;">Download</a></span></strong></h3> <div class="prod-view-details-right"> <p><span style="color: #000000;"><strong><span style="font-size: 140%;">Specification </span></strong></span></p> <table> <tbody> <tr> <td width="255"><strong>SKU</strong></td> <td width="346"><strong>HI97739C</strong></td> </tr> <tr> <td width="255"><strong>Product Name</strong></td> <td width="346"><strong>Fluoride High-Range Portable Photometer with CAL Check</strong></td> </tr> <tr> <td width="255"><strong>Quote Required</strong></td> <td width="346"><strong>Yes</strong></td> </tr> <tr> <td width="255"><strong>Fluoride Range</strong></td> <td width="346"><strong>0.0 to 20.0 mg/L (as F<sup>–</sup>)</strong></td> </tr> <tr> <td width="255"><strong>Fluoride Resolution</strong></td> <td width="346"><strong>0.1 mg/L</strong></td> </tr> <tr> <td width="255"><strong>Fluoride Accuracy</strong></td> <td width="346"><strong>±0.5 mg/L ±3% of reading</strong></td> </tr> <tr> <td width="255"><strong>Fluoride Method</strong></td> <td width="346"><strong>Adaptation of Standard Methods for the Examination of Water and Wastewater, 23rd Edition, SPADNS Method</strong></td> </tr> <tr> <td width="255"><strong>Photometer/Colorimeter Light Source</strong></td> <td width="346"><strong>Light Emitting Diode with 575 nm bandpass filter</strong></td> </tr> <tr> <td width="255"><strong>Photometer/Colorimeter Light Detector</strong></td> <td width="346"><strong>Silicon photocell</strong></td> </tr> <tr> <td width="255"><strong>Bandpass Filter Bandwidth</strong></td> <td width="346"><strong>8 nm</strong></td> </tr> <tr> <td width="255"><strong>Bandpass Filter Wavelength Accuracy</strong></td> <td width="346"><strong>±1.0 nm</strong></td> </tr> <tr> <td width="255"><strong>Cuvette Type</strong></td> <td width="346"><strong>Round 24.6 mm diameter (22 mm inside)</strong></td> </tr> <tr> <td width="255"><strong>GLP</strong></td> <td width="346"><strong>Yes</strong></td> </tr> <tr> <td width="255"><strong>Display</strong></td> <td width="346"><strong>128 x 64 pixel B/W LCD with backlight</strong></td> </tr> <tr> <td width="255"><strong>Data Points Stored</strong></td> <td width="346"><strong>Last 50 readings</strong></td> </tr> <tr> <td width="255"><strong>Battery Type/Life</strong></td> <td width="346"><strong>1.5 V AA Alkaline (3 pcs.) / &gt; 800 measurements (without backlight)</strong></td> </tr> <tr> <td width="255"><strong>Automatic Shut-Off</strong></td> <td width="346"><strong>After 15 minutes of inactivity (30 minutes before a READ measurement)</strong></td> </tr> <tr> <td width="255"><strong>Environment</strong></td> <td width="346"><strong>0 to 50 °C (32 to 122 °F); 0 to 100% RH</strong></td> </tr> <tr> <td width="255"><strong>Weight</strong></td> <td width="346"><strong>380 g (13.4 oz.)</strong></td> </tr> <tr> <td width="255"><strong>Dimensions</strong></td> <td width="346"><strong>142.5 x 102.5 x 50.5 mm (5.6 x 4.0 x 2.0″)</strong></td> </tr> <tr> <td width="255"><strong>Ordering Information</strong></td> <td width="346"><strong>HI97739C is supplied with CAL-Check standards, cuvettes (2), caps (2), plastic inserts for cuvette, (2), scissors, cuvette cleaning cloth, 1.5V AA batteries (3), instruction manual, and instrument quality certificate packaged in a rugged, thermoformed, carrying case.</strong></td> </tr> </tbody> </table> </div> </div> | ไม่มี | ไม่มี | https://www.hannathailand.com/wp-content/uploads/2024/01/hi97739_angle.jpg | เครื่องวัดปริมาณฟลูออไรด์ ช่วงต่ำ รุ่น HI729 , เครื่องวัดปริมาณโครเมี่ยม ช่วงสูง รุ่น HI723 , เครื่องวัดปริมาณฟอสเฟต ช่วงสูง รุ่น HI717 , เซ็นเซอร์วัดออกซิเจนในน้ำสำหรับ HI9829 มัลติพารามิเตอร์ , สารละลายมาตรฐานความขุ่น 20 NTU , เครื่องวัดปริมาณฟอสเฟต ช่วงต่ำ รุ่น HI713 , เครื่องควบคุมค่าความนำไฟฟ้า , น้ำยามาตรฐานสำหรับค่าโซเดียม | <a class="woocommerce-LoopProduct-link woocommerce-loop-product__link" href="https://www.hannathailand.com/product/hi729-checker-hc-fluoride-lr/">เครื่องวัดปริมาณฟลูออไรด์ ช่วงต่ำ รุ่น HI729</a> , <a class="woocommerce-LoopProduct-link woocommerce-loop-product__link" href="https://www.hannathailand.com/product/hi723-checker-hc-chromium-vi-hr/">เครื่องวัดปริมาณโครเมี่ยม ช่วงสูง รุ่น HI723</a> , <a class="woocommerce-LoopProduct-link woocommerce-loop-product__link" href="https://www.hannathailand.com/product/hi717-checker-hc-phosphate-hr/">เครื่องวัดปริมาณฟอสเฟต ช่วงสูง รุ่น HI717</a> , <a class="woocommerce-LoopProduct-link woocommerce-loop-product__link" href="https://www.hannathailand.com/product/hi7609829-2/">เซ็นเซอร์วัดออกซิเจนในน้ำสำหรับ HI9829 มัลติพารามิเตอร์</a> , <a class="woocommerce-LoopProduct-link woocommerce-loop-product__link" href="https://www.hannathailand.com/product/hi93102-20/">สารละลายมาตรฐานความขุ่น 20 NTU</a> , <a class="woocommerce-LoopProduct-link woocommerce-loop-product__link" href="https://www.hannathailand.com/product/hi713-checker-hc-phosphate-lr/">เครื่องวัดปริมาณฟอสเฟต ช่วงต่ำ รุ่น HI713</a> , <a class="woocommerce-LoopProduct-link woocommerce-loop-product__link" href="https://www.hannathailand.com/product/hi8931cn/">เครื่องควบคุมค่าความนำไฟฟ้า</a> , <a class="woocommerce-LoopProduct-link woocommerce-loop-product__link" href="https://www.hannathailand.com/product/hi7090l/">น้ำยามาตรฐานสำหรับค่าโซเดียม</a> | https://www.hannathailand.com/wp-content/uploads/2022/06/miniphotometerfurfluoridniedrig844_11-600x600.jpg , https://www.hannathailand.com/wp-content/uploads/2022/06/miniphotometerfurchromvihoch839_11-600x600.jpg , https://www.hannathailand.com/wp-content/uploads/2022/06/miniphotometerfurphosphathoch827_11-600x600.jpg , https://www.hannathailand.com/wp-content/uploads/2021/07/5-500x500.jpg , https://www.hannathailand.com/wp-content/uploads/2021/07/9-500x500.jpg , https://www.hannathailand.com/wp-content/uploads/2022/06/hi713_lg51caffcdce23e-600x600.jpg , https://www.hannathailand.com/wp-content/uploads/2021/07/2-500x500.jpg , https://www.hannathailand.com/wp-content/uploads/2021/07/12-500x500.jpg
38 | เครื่องวัดสีในน้ำ พร้อมน้ำยาสอบเทียบ รุ่น HI97727C | สินค้าทั้งหมด , เครื่องโฟโตมิเตอร์ , แบบภาคสนาม | https://www.hannathailand.com/product-category/spectrophotometer/photometer-fieldwork/ | https://www.hannathailand.com/product/%e0%b9%80%e0%b8%84%e0%b8%a3%e0%b8%b7%e0%b9%88%e0%b8%ad%e0%b8%87%e0%b8%a7%e0%b8%b1%e0%b8%94%e0%b8%aa%e0%b8%b5%e0%b9%83%e0%b8%99%e0%b8%99%e0%b9%89%e0%b8%b3-%e0%b8%9e%e0%b8%a3%e0%b9%89%e0%b8%ad%e0%b8%a1/ | HI97727C | 1,498.00 | น้ำหนัก 0.38 กก. ขนาด 14.25 × 10.25 × 5.05 เซนติเมตร | <div aria-labelledby="tab-title-additional_information" class="woocommerce-Tabs-panel woocommerce-Tabs-panel--additional_information panel entry-content" id="tab-additional_information" role="tabpanel"> <table class="woocommerce-product-attributes shop_attributes"> <tr class="woocommerce-product-attributes-item woocommerce-product-attributes-item--weight"> <th class="woocommerce-product-attributes-item__label">น้ำหนัก</th> <td class="woocommerce-product-attributes-item__value">0.38 กก.</td> </tr> <tr class="woocommerce-product-attributes-item woocommerce-product-attributes-item--dimensions"> <th class="woocommerce-product-attributes-item__label">ขนาด</th> <td class="woocommerce-product-attributes-item__value">14.25 × 10.25 × 5.05 เซนติเมตร</td> </tr> </table> </div> | HI97727C เป็นโฟโตมิเตอร์แบบพกพาขั้นสูงสำหรับการวัดสีในน้ำ มิเตอร์นี้มีระบบออพติคอลที่เหนือกว่าซึ่งใช้ตัวตรวจจับอ้างอิงและตัวกรองสัญญาณรบกวนย่านความถี่แคบเพื่อการวัดที่รวดเร็วและทำซ้ำได้ เครื่องวัดสีของตัวอย่างน้ำได้ตั้งแต่ 0 ถึง 500 PCU ไม่ต้องอุ่นเครื่องก่อนทำการวัด โหมดการสอนสำหรับคำแนะนำทีละขั้นตอน ตรวจสอบ CAL เพื่อการตรวจสอบและสอบเทียบประสิทธิภาพ HI97727C is an advanced portable photometer for the measurement of color in water. This meter offers a superior optical system that utilizes a reference detector and narrow band interference filters for extremely fast and repeatable measurements. No warm up time before taking a measurement Tutorial mode for step-by-step instructions CAL Check for performance verification and calibration The HI97727C portable photometer is specially designed for measurement of color of water in natural water based applications such as drinking water and munciple water. Color of water indicates the presence of both unwanted inorganic and organic material, removal of these contents are more important in terms of to make the water more suitable for general use and industrial applications. The HI97727C uses an adaptation of the Standard Method for the Examination of Water and Wastewater, colorimetric platinum cobalt method to measure color of water at levels less than 500 PCU (Platinum Cobalt Units). The HI97727C has an innovative optical system that offers superior performance in accuracy, repeatability, and the short amount of time it takes to perform a measurement. This compact, waterproof meter is extremely user friendly with a tutorial mode that walks the user graphically, step by step, in performing a measurement. The use of a backlit dot matrix LED allows the use of virtual keys which makes the operation of the meter very intuitive including selecting different units of measure, reviewing GLP data, recalling the last 50 measurements, and customizing the meter to user preferences. LED that generates very little heat 8 nm narrowband interference filter that is accurate to +/- 1 nm and offers 25% increase in light efficiency. Reference detector that modulates the voltage to LED for consistent light output. A concave focusing lens that reduces errors from imperfections in the cuvette Features Stable Light Source: The internal reference system of the HI97727 photometer compensates for any drifts due to power fluctuations or ambient temperature changes. With a stable source of light the readings are fast and stable between your blank (zero) measurement and sample measurement.. High Efficiency Light Source: LED light sources offer superior performance compared to tungsten lamps. LEDs have a much higher luminous efficiency, providing more light while using less power. They also produce little heat, which could otherwise affect electronic stability. High Quality Filters: Improved optical filters ensure greater wavelength accuracy and allow a brighter, stronger signal to be received. The end result is higher measurement stability and less wavelength error. Greater Light Yield: A focusing lens collects all of the light that exits the cuvette, eliminating errors from imperfections and scratches that may be present in the glass. The use of the convex lens reduces the need for indexing cuvettes.. CAL Check Functionality: Hanna’s exclusive CAL Check feature allows for performance verification and calibration of the meter using NIST traceable standards. Our CAL Check standard vials are developed to simulate a specific absorbance value at each wavelength to verify the accuracy of subsequent readings. Built-in Reaction Timer: Waiting the proper reaction time is of key importance when performing colorimetric measurements. The countdown timer displays the time remaining until a measurement will be taken, ensuring consistent results between sample measurements and users. Large Cuvette Size: The sample cell of the HI97727 fits a round, glass cuvette with a 25 mm path length. The relatively long path length of the sample cuvette allows the light to pass through more of the sample solution, ensuring accurate measurements even in low absorbance samples. Intuitive Dot Matrix Display: The HI97727 is designed with a backlit, graphic LCD. With virtual keys, a battery status indicator, and error messages. Users will find the meter interface intuitive and easy to read. A dedicated help key provides information relating to the current meter operation, and can be used at any stage in the setup or measurement process to show contextual help. Auto-off Protection: The meter uses three common AA batteries that allow for about 800 measurements to be taken. The auto-off feature automatically shuts off the meter after 15 minutes of inactivity in order conserve battery life. Manual : Download Specification SKU HI97727C Product Name Color of Water Portable Photometer – HI97727 Quote Required Yes Color, Water Range 0 to 500 PCU Color, Water Resolution 1 PCU Color, Water Accuracy ±10 PCU ±5% of reading at 25 °C Color, Water Method adaptation of the Standard Methods for the Examination of Water and Wastewater, 18th Edition, Colorimetric Platinum Cobalt Method Photometer/Colorimeter Light Source light emitting diode with narrow band interference filter @ 420 nm Photometer/Colorimeter Light Detector silicon photocel Bandpass Filter Bandwidth 8 nm Bandpass Filter Wavelength Accuracy ±1.0 nm Cuvette Type round 24.6 mm diameter (22 mm inside) GLP yes Display 128 x 64 pixel B/W LCD with backlight Logging Type automatically logged Logging Memory 50 readings Battery Type/Life 1.5 V AA Alkaline (3 pcs) / > 800 measurements (without backlight) Automatic Shut-Off After 15 minutes of inactivity (30 minutes before a READ measurement) Environment 0 to 50 °C (32 to 122 °F); 0 to 100% RH, Weight 380 g (13.4 oz.) without batteries Dimensions 142.5 x 102.5 x 50.5 mm (5.6 x 4.0 x 2.0″) Ordering Information HI97727C (kit) is supplied with CAL-Check standards, cuvettes (2), caps (2), plastic inserts for cuvette, (2), scissors, cuvette cleaning cloth, 1.5V AA batteries (3), instruction manual, and instrument quality certificate packaged in a rugged thermoformed carrying case. | <div aria-labelledby="tab-title-description" class="woocommerce-Tabs-panel woocommerce-Tabs-panel--description panel entry-content active" id="tab-description" role="tabpanel"> <p>HI97727C เป็นโฟโตมิเตอร์แบบพกพาขั้นสูงสำหรับการวัดสีในน้ำ มิเตอร์นี้มีระบบออพติคอลที่เหนือกว่าซึ่งใช้ตัวตรวจจับอ้างอิงและตัวกรองสัญญาณรบกวนย่านความถี่แคบเพื่อการวัดที่รวดเร็วและทำซ้ำได้ เครื่องวัดสีของตัวอย่างน้ำได้ตั้งแต่ 0 ถึง 500 PCU</p> <ul> <li>ไม่ต้องอุ่นเครื่องก่อนทำการวัด</li> <li>โหมดการสอนสำหรับคำแนะนำทีละขั้นตอน</li> <li>ตรวจสอบ CAL เพื่อการตรวจสอบและสอบเทียบประสิทธิภาพ</li> </ul> <p><span style="color: #000000;">HI97727C is an advanced portable photometer for the measurement of color in water. This meter offers a superior optical system that utilizes a reference detector and narrow band interference filters for extremely fast and repeatable measurements.<br/> </span></p> <ul> <li><span style="color: #000000;">No warm up time before taking a measurement</span></li> <li><span style="color: #000000;">Tutorial mode for step-by-step instructions</span></li> <li><span style="color: #000000;">CAL Check for performance verification and calibration</span></li> </ul> <p style="font-weight: 400;"><span style="color: #000000;">The HI97727C portable photometer is specially designed for measurement of color of water in natural water based applications such as drinking water and munciple water. Color of water indicates the presence of both unwanted inorganic and organic material, removal of these contents are more important in terms of to make the water more suitable for general use and industrial applications. </span></p> <p style="font-weight: 400;"><span style="color: #000000;">The HI97727C uses an adaptation of the Standard Method for the Examination of Water and Wastewater, colorimetric platinum cobalt method to measure color of water at levels less than 500 PCU (Platinum Cobalt Units). </span></p> <p style="font-weight: 400;"><span style="color: #000000;">The HI97727C has an innovative optical system that offers superior performance in accuracy, repeatability, and the short amount of time it takes to perform a measurement. This compact, waterproof meter is extremely user friendly with a tutorial mode that walks the user graphically, step by step, in performing a measurement. The use of a backlit dot matrix LED allows the use of virtual keys which makes the operation of the meter very intuitive including selecting different units of measure, reviewing GLP data, recalling the last 50 measurements, and customizing the meter to user preferences.</span></p> <p><span style="color: #000000;"><img alt="" class="wp-image-8514 aligncenter" decoding="async" height="304" loading="lazy" src="https://www.hannathailand.com/wp-content/uploads/2022/09/PHOTOMETER-OPTICAL-SYSTEM.jpg" width="642"/></span></p> <ul> <li><span style="color: #000000;">LED that generates very little heat</span></li> </ul> <ul> <li><span style="color: #000000;">8 nm narrowband interference filter that is accurate to +/- 1 nm and offers 25% increase in light efficiency.</span></li> </ul> <ul> <li><span style="color: #000000;">Reference detector that modulates the voltage to LED for consistent light output. </span></li> </ul> <ul> <li><span style="color: #000000;">A concave focusing lens that reduces errors from imperfections in the cuvette</span></li> </ul> <div class="prod-view-details-left"> <p><span style="color: #000000;"><strong><span style="font-size: 140%;">Features<br/> </span><br/> Stable Light Source:</strong></span></p> <ul> <li><span style="color: #000000;">The internal reference system of the HI97727 photometer compensates for any drifts due to power fluctuations or ambient temperature changes. With a stable source of light the readings are fast and stable between your blank (zero) measurement and sample measurement..</span></li> </ul> <p><span style="color: #000000;"><strong>High Efficiency Light Source:</strong></span></p> <ul> <li><span style="color: #000000;">LED light sources offer superior performance compared to tungsten lamps. LEDs have a much higher luminous efficiency, providing more light while using less power. They also produce little heat, which could otherwise affect electronic stability. </span></li> </ul> <p><span style="color: #000000;"><strong>High Quality Filters:</strong></span></p> <ul> <li><span style="color: #000000;">Improved optical filters ensure greater wavelength accuracy and allow a brighter, stronger signal to be received. The end result is higher measurement stability and less wavelength error.</span></li> </ul> <p><span style="color: #000000;"><strong>Greater Light Yield:</strong></span></p> <ul> <li> <p class="Normal1"><span style="color: #000000;">A focusing lens collects all of the light that exits the cuvette, eliminating errors from imperfections and scratches that may be present in the glass. The use of the convex lens reduces the need for indexing cuvettes..</span></p> </li> </ul> <p><span style="color: #000000;"><strong>CAL Check Functionality:</strong></span></p> <ul> <li><span style="color: #000000;">Hanna’s exclusive CAL Check feature allows for performance verification and calibration of the meter using NIST traceable standards. Our CAL Check standard vials are developed to simulate a specific absorbance value at each wavelength to verify the accuracy of subsequent readings.</span></li> </ul> <p><strong style="color: #000000;">Built-in Reaction Timer:</strong></p> </div> <div class="prod-view-details-right"> <ul> <li> <p class="Normal1"><span style="color: #000000;">Waiting the proper reaction time is of key importance when performing colorimetric measurements. The countdown timer displays the time remaining until a measurement will be taken, ensuring consistent results between sample measurements and users.</span></p> </li> </ul> <p><span style="color: #000000;"><strong>Large Cuvette Size:</strong></span></p> <ul> <li><span style="color: #000000;">The sample cell of the HI97727 fits a round, glass cuvette with a 25 mm path length. The relatively long path length of the sample cuvette allows the light to pass through more of the sample solution, ensuring accurate measurements even in low absorbance samples.</span></li> </ul> <p><span style="color: #000000;"><strong>Intuitive Dot Matrix Display:</strong></span></p> <ul> <li><span style="color: #000000;">The HI97727 is designed with a backlit, graphic LCD. With virtual keys, a battery status indicator, and error messages. Users will find the meter interface intuitive and easy to read. A dedicated help key provides information relating to the current meter operation, and can be used at any stage in the setup or measurement process to show contextual help.</span></li> </ul> <p><span style="color: #000000;"><strong>Auto-off Protection:</strong></span></p> <ul> <li> <p class="Normal1"><span style="color: #000000;">The meter uses three common AA batteries that allow for about 800 measurements to be taken. The auto-off feature automatically shuts off the meter after 15 minutes of inactivity in order conserve battery life.</span></p> </li> </ul> <p><span style="color: #000000;"><strong><span style="font-size: 140%;">Manual : <a href="https://hanna-worldwide.com/mwdownloads/download/link/id/1785">Download</a></span></strong></span></p> <p><span style="color: #000000;"><strong><span style="font-size: 140%;">Specification </span></strong></span></p> <table> <tbody> <tr> <td width="198"><strong>SKU</strong></td> <td width="403"><strong>HI97727C</strong></td> </tr> <tr> <td width="198"><strong>Product Name</strong></td> <td width="403"><strong>Color of Water Portable Photometer – HI97727</strong></td> </tr> <tr> <td width="198"><strong>Quote Required</strong></td> <td width="403"><strong>Yes</strong></td> </tr> <tr> <td width="198"><strong>Color, Water Range</strong></td> <td width="403"><strong>0 to 500 PCU</strong></td> </tr> <tr> <td width="198"><strong>Color, Water Resolution</strong></td> <td width="403"><strong>1 PCU</strong></td> </tr> <tr> <td width="198"><strong>Color, Water Accuracy</strong></td> <td width="403"><strong>±10 PCU ±5% of reading at 25 °C</strong></td> </tr> <tr> <td width="198"><strong>Color, Water Method</strong></td> <td width="403"><strong>adaptation of the Standard Methods for the Examination of Water and Wastewater, 18th Edition, Colorimetric Platinum Cobalt Method</strong></td> </tr> <tr> <td width="198"><strong>Photometer/Colorimeter Light Source</strong></td> <td width="403"><strong>light emitting diode with narrow band interference filter @ 420 nm</strong></td> </tr> <tr> <td width="198"><strong>Photometer/Colorimeter Light Detector</strong></td> <td width="403"><strong>silicon photocel</strong></td> </tr> <tr> <td width="198"><strong>Bandpass Filter Bandwidth</strong></td> <td width="403"><strong>8 nm</strong></td> </tr> <tr> <td width="198"><strong>Bandpass Filter Wavelength Accuracy</strong></td> <td width="403"><strong>±1.0 nm</strong></td> </tr> <tr> <td width="198"><strong>Cuvette Type</strong></td> <td width="403"><strong>round 24.6 mm diameter (22 mm inside)</strong></td> </tr> <tr> <td width="198"><strong>GLP</strong></td> <td width="403"><strong>yes</strong></td> </tr> <tr> <td width="198"><strong>Display</strong></td> <td width="403"><strong>128 x 64 pixel B/W LCD with backlight</strong></td> </tr> <tr> <td width="198"><strong>Logging Type</strong></td> <td width="403"><strong>automatically logged</strong></td> </tr> <tr> <td width="198"><strong>Logging Memory</strong></td> <td width="403"><strong>50 readings</strong></td> </tr> <tr> <td width="198"><strong>Battery Type/Life</strong></td> <td width="403"><strong>1.5 V AA Alkaline (3 pcs) / &gt; 800 measurements (without backlight)</strong></td> </tr> <tr> <td width="198"><strong>Automatic Shut-Off</strong></td> <td width="403"><strong>After 15 minutes of inactivity (30 minutes before a READ measurement)</strong></td> </tr> <tr> <td width="198"><strong>Environment</strong></td> <td width="403"><strong>0 to 50 °C (32 to 122 °F);<br/> 0 to 100% RH,</strong></td> </tr> <tr> <td width="198"><strong>Weight</strong></td> <td width="403"><strong>380 g (13.4 oz.) without batteries</strong></td> </tr> <tr> <td width="198"><strong>Dimensions</strong></td> <td width="403"><strong>142.5 x 102.5 x 50.5 mm (5.6 x 4.0 x 2.0″)</strong></td> </tr> <tr> <td width="198"><strong>Ordering Information</strong></td> <td width="403"><strong>HI97727C (kit) is supplied with CAL-Check standards, cuvettes (2), caps (2), plastic inserts for cuvette, (2), scissors, cuvette cleaning cloth, 1.5V AA batteries (3), instruction manual, and instrument quality certificate packaged in a rugged thermoformed carrying case.</strong></td> </tr> </tbody> </table> </div> </div> | ไม่มี | ไม่มี | https://www.hannathailand.com/wp-content/uploads/2024/01/hi97727_angle.jpg | น้ำยามาตรฐานสอบเทียบ ค่ามาตรฐานความเค็ม , เครื่องวัดปริมาณนิกเกิล ช่วงสูง รุ่น HI726 , เครื่องวัดปริมาณฟอสฟอรัส ช่วงต่ำมาก รุ่น HI736 , เครื่องควบคุมค่าความนำไฟฟ้า , เครื่องวัดปริมาณไนไตรท์ ช่วงสูง ในตัวอย่างน้ำ รุ่น HI708 , เครื่องวัดปริมาณคลอรีนรวม รุ่น HI711 , เครื่องวัดปริมาณแอมโมเนีย ช่วงต่ำ รุ่น HI700 , ซัลไฟด์สารต้านอนุมูลอิสระบัฟเฟอร์ | <a class="woocommerce-LoopProduct-link woocommerce-loop-product__link" href="https://www.hannathailand.com/product/hi7080l/">น้ำยามาตรฐานสอบเทียบ ค่ามาตรฐานความเค็ม</a> , <a class="woocommerce-LoopProduct-link woocommerce-loop-product__link" href="https://www.hannathailand.com/product/hi726-checker-hc-nickel-hr/">เครื่องวัดปริมาณนิกเกิล ช่วงสูง รุ่น HI726</a> , <a class="woocommerce-LoopProduct-link woocommerce-loop-product__link" href="https://www.hannathailand.com/product/phosphorous-marine/">เครื่องวัดปริมาณฟอสฟอรัส ช่วงต่ำมาก รุ่น HI736</a> , <a class="woocommerce-LoopProduct-link woocommerce-loop-product__link" href="https://www.hannathailand.com/product/hi8931cn/">เครื่องควบคุมค่าความนำไฟฟ้า</a> , <a class="woocommerce-LoopProduct-link woocommerce-loop-product__link" href="https://www.hannathailand.com/product/hi708-checker-hc-nitrite-hr/">เครื่องวัดปริมาณไนไตรท์ ช่วงสูง ในตัวอย่างน้ำ รุ่น HI708</a> , <a class="woocommerce-LoopProduct-link woocommerce-loop-product__link" href="https://www.hannathailand.com/product/hi711-checker-hc-total-chlorine/">เครื่องวัดปริมาณคลอรีนรวม รุ่น HI711</a> , <a class="woocommerce-LoopProduct-link woocommerce-loop-product__link" href="https://www.hannathailand.com/product/hi700-checker-hc-ammonia-lr/">เครื่องวัดปริมาณแอมโมเนีย ช่วงต่ำ รุ่น HI700</a> , <a class="woocommerce-LoopProduct-link woocommerce-loop-product__link" href="https://www.hannathailand.com/product/hi4015-00/">ซัลไฟด์สารต้านอนุมูลอิสระบัฟเฟอร์</a> | https://www.hannathailand.com/wp-content/uploads/2021/07/11-500x500.jpg , https://www.hannathailand.com/wp-content/uploads/2022/06/miniphotometerfurnickelhoch841_11-600x600.jpg , https://www.hannathailand.com/wp-content/uploads/2021/12/HI736-600x600.jpg , https://www.hannathailand.com/wp-content/uploads/2021/07/2-500x500.jpg , https://www.hannathailand.com/wp-content/uploads/2022/06/miniphotometerfurnitrithoch2420_11-600x600.jpg , https://www.hannathailand.com/wp-content/uploads/2022/06/hi711_lg-600x600.jpg , https://www.hannathailand.com/wp-content/uploads/2022/06/hi700_400pxl-600x600.jpg , https://www.hannathailand.com/wp-content/uploads/2021/07/7-500x500.jpg
39 | เครื่องวัดออกซิเจนในน้ำ พร้อมน้ำยาสอบเทียบ รุ่น HI97732C | สินค้าทั้งหมด , เครื่องโฟโตมิเตอร์ , แบบภาคสนาม | https://www.hannathailand.com/product-category/spectrophotometer/photometer-fieldwork/ | https://www.hannathailand.com/product/oxygen/ | HI97732C | 12,305.00 | น้ำหนัก 0.38 กก. ขนาด 14.25 × 10.25 × 5.05 เซนติเมตร | <div aria-labelledby="tab-title-additional_information" class="woocommerce-Tabs-panel woocommerce-Tabs-panel--additional_information panel entry-content" id="tab-additional_information" role="tabpanel"> <table class="woocommerce-product-attributes shop_attributes"> <tr class="woocommerce-product-attributes-item woocommerce-product-attributes-item--weight"> <th class="woocommerce-product-attributes-item__label">น้ำหนัก</th> <td class="woocommerce-product-attributes-item__value">0.38 กก.</td> </tr> <tr class="woocommerce-product-attributes-item woocommerce-product-attributes-item--dimensions"> <th class="woocommerce-product-attributes-item__label">ขนาด</th> <td class="woocommerce-product-attributes-item__value">14.25 × 10.25 × 5.05 เซนติเมตร</td> </tr> </table> </div> | HI97732 เป็นโฟโตมิเตอร์แบบพกพาขั้นสูงสำหรับการวัดออกซิเจนละลายในน้ำ ระบบออปติคัลที่เหนือกว่าซึ่งใช้เครื่องตรวจจับอ้างอิงและตัวกรองสัญญาณรบกวนสำหรับการวัดที่รวดเร็วและทำซ้ำได้ LED ที่สร้างความร้อนน้อยมาก ตัวกรองสัญญาณรบกวนย่านความถี่แคบ 8 นาโนเมตรที่มีความแม่นยำถึง +/- 1 นาโนเมตร ตัวตรวจจับอ้างอิงที่ปรับแรงดันไฟฟ้าเป็น LED เพื่อให้ได้แสงสว่างที่สม่ำเสมอ เลนส์โฟกัสแบบเว้าที่ช่วยลดข้อผิดพลาดจากความไม่สมบูรณ์ในหลอดแก้ว HI97732C uses an adaptation of the Standard Methods for Examination of Water and Wastewater , 23rd edition, azide modified Winkler method to measure dissolved oxygen concentrations up to 10.0 mg/L (ppm). When reagent is added to a sample containing DO, the sample turns a yellow hue; the greater the concentration, the deeper the color. The associated color change is colorimetrically analyzed according to the Beer-Lambert Law. LED that generates very little heat. 8 nm narrowband interference filter that is accurate to +/- 1 nm. Reference detector that modulates the voltage to LED for consistent light output. A concave focusing lens that reduces errors from imperfections in the cuvette. Dissolved oxygen (DO) analysis measures the amount of gaseous oxygen (O2) dissolved in an aqueous solution. Dissolved oxygen is one of the most important parameters in aquatic systems. DO is required for metabolism by aerobic organisms and also influences inorganic chemical reactions. Understanding of the solubility and dynamics of oxygen distribution is essential to interpreting both biological and chemical processes within water bodies. Oxygen enters water by diffusion from the surrounding air by aeration (rapid movement) and as a product of photosynthesis. The amount of oxygen (or any gas) that can dissolve in pure water (saturation point) is inversely proportional to the temperature of the water; the warmer the water, the less dissolved oxygen is present. In aquaculture, dissolved oxygen is arguably the most important parameter of water quality. Most aquatic species require a minimum of 3 mg/L (ppm) dissolved oxygen, but 8 to 10 mg/L (ppm) is preferable. On-Screen Features CAL Check Advanced features including CAL-Check to verify performance and if necessary, recalibrate. Setup Options Backlit dot matrix LCD that offers an exceptionally intuitive user interface that is easy to read and understand. Backlit LCD Backlit dot matrix LCD that offers an exceptionally intuitive user interface that is easy to read and understand. Tutorial Mode Tutorial mode for step-by-step instructions to guide a first-time user in how to perform a measurement correctly. HI97732 Features/Benefits: Stable Light Source: The internal reference system of the HI97732 photometer compensates for any drifts due to power fluctuations or ambient temperature changes. With a stable source of light the readings are fast and stable between your blank (zero) measurement and sample measurement. High Efficiency Light Source: LED light sources offer superior performance compared to tungsten lamps. LEDs have a much higher luminous efficiency, providing more light while using less power. They also produce little heat, which could otherwise affect electronic stability. High Quality Filters: Improved optical filters ensure greater wavelength accuracy and allow a brighter, stronger signal to be received. The end result is higher measurement stability and less wavelength error. Greater Light Yield: A focusing lens collects all of the light that exits the cuvette, eliminating errors from imperfections and scratches that may be present in the glass. The use of the convex lens reduces the need for indexing cuvettes. CAL Check Functionality: Hanna’s exclusive CAL Check feature allows for performance verification and calibration of the meter using NIST traceable standards. Our CAL Check standard vials are developed to simulate a specific absorbance value at each wavelength to verify the accuracy of subsequent readings. Large Cuvette Size: The sample cell of the HI97732 fits a round, glass cuvette with a 25 mm path length. The relatively long path length of the sample cuvette allows the light to pass through more of the sample solution, ensuring accurate measurements even in low absorbance samples. Intuitive Dot Matrix Display: The HI97732 is designed with a backlit, graphic LCD. With virtual keys, a battery status indicator, and error messages. Users will find the meter interface intuitive and easy to read. A dedicated help key provides information relating to the current meter operation, and can be used at any stage in the setup or measurement process to show contextual help. Auto-off Protection: The meter uses three common AA batteries that allow for about 800 measurements to be taken. The auto-off feature automatically shuts off the meter after 15 minutes of inactivity in order conserve battery life. Manual : Download Specification SKU HI97732C Product Name Dissolved Oxygen Portable Photometer with CAL Check – HI97732 Quote Required Yes Dissolved Oxygen Range 0.0 to 10.0 mg/L (as O2) Dissolved Oxygen Resolution 0.1 mg/L Dissolved Oxygen Accuracy ±0.4 mg/L ±3% of reading at 25°C Dissolved Oxygen Measurement Method adaptation of Standard Methods for the Examination of Water and Wastewater, 23rd Edition, Azide Modified Winkler Method Photometer/Colorimeter Light Source LED with 466 nm bandpass filter Photometer/Colorimeter Light Detector silicon photocell Bandpass Filter Bandwidth 8 nm Bandpass Filter Wavelength Accuracy ±1.0 nm Cuvette Type round 24.6 mm diameter (22 mm inside) GLP yes Display 128 x 64 pixel B/W LCD with backlight Logging Memory 50 readings Battery Type/Life 1.5 V AA Alkaline (3 pcs.) / > 800 measurements (without backlight) Automatic Shut-Off after 15 minutes of inactivity (30 minutes before a READ measurement) Environment 0 to 50°C (32 to 122°F); 0 to 100% RH (IP67) Weight 380 g (13.4 oz.) Dimensions 142.5 x 102.5 x 50.5 mm (5.6 x 4.0 x 2.0″) Ordering Information HI97732C is supplied with CAL Check standards, cuvettes (2), caps (2), plastic inserts for cuvette, (2), scissors, cuvette cleaning cloth, 1.5V AA batteries (3), instruction manual, and instrument quality certificate packaged in a rugged, thermoformed carrying case. | <div aria-labelledby="tab-title-description" class="woocommerce-Tabs-panel woocommerce-Tabs-panel--description panel entry-content active" id="tab-description" role="tabpanel"> <p>HI97732 เป็นโฟโตมิเตอร์แบบพกพาขั้นสูงสำหรับการวัดออกซิเจนละลายในน้ำ ระบบออปติคัลที่เหนือกว่าซึ่งใช้เครื่องตรวจจับอ้างอิงและตัวกรองสัญญาณรบกวนสำหรับการวัดที่รวดเร็วและทำซ้ำได้</p> <ul> <li>LED ที่สร้างความร้อนน้อยมาก</li> <li>ตัวกรองสัญญาณรบกวนย่านความถี่แคบ 8 นาโนเมตรที่มีความแม่นยำถึง +/- 1 นาโนเมตร</li> <li>ตัวตรวจจับอ้างอิงที่ปรับแรงดันไฟฟ้าเป็น LED เพื่อให้ได้แสงสว่างที่สม่ำเสมอ</li> <li>เลนส์โฟกัสแบบเว้าที่ช่วยลดข้อผิดพลาดจากความไม่สมบูรณ์ในหลอดแก้ว</li> </ul> <p style="font-weight: 400;"><span style="color: #000000;">HI97732C uses an adaptation of the Standard Methods for Examination of Water and Wastewater , 23rd edition, azide modified Winkler method to measure dissolved oxygen concentrations up to 10.0 mg/L (ppm). When reagent is added to a sample containing DO, the sample turns a yellow hue; the greater the concentration, the deeper the color. The associated color change is colorimetrically analyzed according to the Beer-Lambert Law. </span></p> <ul> <li><span style="color: #000000;">LED that generates very little heat.</span></li> </ul> <ul> <li><span style="color: #000000;">8 nm narrowband interference filter that is accurate to +/- 1 nm.</span></li> </ul> <ul> <li><span style="color: #000000;">Reference detector that modulates the voltage to LED for consistent light output. </span></li> </ul> <ul> <li><span style="color: #000000;">A concave focusing lens that reduces errors from imperfections in the cuvette.</span></li> </ul> <p style="font-weight: 400;"><span style="color: #000000;">Dissolved oxygen (DO) analysis measures the amount of gaseous oxygen (O<sub>2</sub>) dissolved in an aqueous solution. Dissolved oxygen is one of the most important parameters in aquatic systems. DO is required for metabolism by aerobic organisms and also influences inorganic chemical reactions. Understanding of the solubility and dynamics of oxygen distribution is essential to interpreting both biological and chemical processes within water bodies. Oxygen enters water by diffusion from the surrounding air by aeration (rapid movement) and as a product of photosynthesis. The amount of oxygen (or any gas) that can dissolve in pure water (saturation point) is inversely proportional to the temperature of the water; the warmer the water, the less dissolved oxygen is present.</span></p> <p style="font-weight: 400;"><span style="color: #000000;">In aquaculture, dissolved oxygen is arguably the most important parameter of water quality. Most aquatic species require a minimum of 3 mg/L (ppm) dissolved oxygen, but 8 to 10 mg/L (ppm) is preferable.</span></p> <h3 style="font-weight: 800;"><span style="color: #000000;">On-Screen Features</span></h3> <p><span style="color: #000000;"><b><strong>CAL Check</strong></b></span><br/> <span style="color: #000000;">Advanced features including CAL-Check to verify performance and if necessary, recalibrate.</span></p> <p><span style="color: #000000;"><b><strong>Setup Options</strong></b></span><br/> <span style="color: #000000;">Backlit dot matrix LCD that offers an exceptionally intuitive user interface that is easy to read and understand.</span></p> <p><span style="color: #000000;"><b><strong>Backlit LCD</strong></b></span><br/> <span style="color: #000000;">Backlit dot matrix LCD that offers an exceptionally intuitive user interface that is easy to read and understand.</span></p> <p><span style="color: #000000;"><b><strong>Tutorial Mode</strong></b></span><br/> <span style="color: #000000;">Tutorial mode for step-by-step instructions to guide a first-time user in how to perform a measurement correctly.</span></p> <h3><span style="color: #000000;"><strong>HI97732 Features/Benefits:<br/> </strong></span></h3> <div class="prod-view-details-left"> <p><span style="color: #000000;"><strong>Stable Light Source:</strong></span></p> <ul> <li><span style="color: #000000;">The internal reference system of the HI97732 photometer compensates for any drifts due to power fluctuations or ambient temperature changes. With a stable source of light the readings are fast and stable between your blank (zero) measurement and sample measurement.</span></li> </ul> <p><span style="color: #000000;"><strong>High Efficiency Light Source:</strong></span></p> <ul> <li><span style="color: #000000;">LED light sources offer superior performance compared to tungsten lamps. LEDs have a much higher luminous efficiency, providing more light while using less power. They also produce little heat, which could otherwise affect electronic stability. </span></li> </ul> <p><span style="color: #000000;"><strong>High Quality Filters:</strong></span></p> <ul> <li><span style="color: #000000;">Improved optical filters ensure greater wavelength accuracy and allow a brighter, stronger signal to be received. The end result is higher measurement stability and less wavelength error.</span></li> </ul> <p><span style="color: #000000;"><strong>Greater Light Yield:</strong></span></p> <ul> <li> <p class="Normal1"><span style="color: #000000;">A focusing lens collects all of the light that exits the cuvette, eliminating errors from imperfections and scratches that may be present in the glass. The use of the convex lens reduces the need for indexing cuvettes.</span></p> </li> </ul> <p><span style="color: #000000;"><strong>CAL Check Functionality:</strong></span></p> <ul> <li><span style="color: #000000;">Hanna’s exclusive CAL Check feature allows for performance verification and calibration of the meter using NIST traceable standards. Our CAL Check standard vials are developed to simulate a specific absorbance value at each wavelength to verify the accuracy of subsequent readings.</span></li> </ul> <p><span style="color: #000000;"><strong style="font-size: 16.2px;">Large Cuvette Size:</strong></span></p> </div> <div class="prod-view-details-right"> <ul> <li><span style="color: #000000;">The sample cell of the HI97732 fits a round, glass cuvette with a 25 mm path length. The relatively long path length of the sample cuvette allows the light to pass through more of the sample solution, ensuring accurate measurements even in low absorbance samples.</span></li> </ul> <p><span style="color: #000000;"><strong>Intuitive Dot Matrix Display:</strong></span></p> <ul> <li><span style="color: #000000;">The HI97732 is designed with a backlit, graphic LCD. With virtual keys, a battery status indicator, and error messages. Users will find the meter interface intuitive and easy to read. A dedicated help key provides information relating to the current meter operation, and can be used at any stage in the setup or measurement process to show contextual help.</span></li> </ul> <p><span style="color: #000000;"><strong>Auto-off Protection:</strong></span></p> <ul> <li><span style="color: #000000;">The meter uses three common AA batteries that allow for about 800 measurements to be taken. The auto-off feature automatically shuts off the meter after 15 minutes of inactivity in order conserve battery life.</span></li> </ul> </div> <h3><strong style="font-size: 16.2px;"><span style="font-size: 140%;">Manual : <a href="https://hanna-worldwide.com/mwdownloads/download/link/id/1785" style="color: #000000;">Download</a></span></strong></h3> <div class="prod-view-details-right"> <p><span style="color: #000000;"><strong><span style="font-size: 140%;">Specification </span></strong></span></p> <table> <tbody> <tr> <td width="198"><span style="color: #000000;"><strong>SKU</strong></span></td> <td width="359"><span style="color: #000000;"><strong>HI97732C</strong></span></td> </tr> <tr> <td width="198"><span style="color: #000000;"><strong>Product Name</strong></span></td> <td width="359"><span style="color: #000000;"><strong>Dissolved Oxygen Portable Photometer with CAL Check – HI97732</strong></span></td> </tr> <tr> <td width="198"><span style="color: #000000;"><strong>Quote Required</strong></span></td> <td width="359"><span style="color: #000000;"><strong>Yes</strong></span></td> </tr> <tr> <td width="198"><span style="color: #000000;"><strong>Dissolved Oxygen Range</strong></span></td> <td width="359"><span style="color: #000000;"><strong>0.0 to 10.0 mg/L (as O<sub>2</sub>)</strong></span></td> </tr> <tr> <td width="198"><span style="color: #000000;"><strong>Dissolved Oxygen Resolution</strong></span></td> <td width="359"><span style="color: #000000;"><strong>0.1 mg/L</strong></span></td> </tr> <tr> <td width="198"><span style="color: #000000;"><strong>Dissolved Oxygen Accuracy</strong></span></td> <td width="359"><span style="color: #000000;"><strong>±0.4 mg/L ±3% of reading at 25°C</strong></span></td> </tr> <tr> <td width="198"><span style="color: #000000;"><strong>Dissolved Oxygen Measurement Method</strong></span></td> <td width="359"><span style="color: #000000;"><strong>adaptation of Standard Methods for the Examination of Water and Wastewater, 23rd Edition, Azide Modified Winkler Method</strong></span></td> </tr> <tr> <td width="198"><span style="color: #000000;"><strong>Photometer/Colorimeter Light Source</strong></span></td> <td width="359"><span style="color: #000000;"><strong>LED with 466 nm bandpass filter</strong></span></td> </tr> <tr> <td width="198"><span style="color: #000000;"><strong>Photometer/Colorimeter Light Detector</strong></span></td> <td width="359"><span style="color: #000000;"><strong>silicon photocell</strong></span></td> </tr> <tr> <td width="198"><span style="color: #000000;"><strong>Bandpass Filter Bandwidth</strong></span></td> <td width="359"><span style="color: #000000;"><strong>8 nm</strong></span></td> </tr> <tr> <td width="198"><span style="color: #000000;"><strong>Bandpass Filter Wavelength Accuracy</strong></span></td> <td width="359"><span style="color: #000000;"><strong>±1.0 nm</strong></span></td> </tr> <tr> <td width="198"><span style="color: #000000;"><strong>Cuvette Type</strong></span></td> <td width="359"><span style="color: #000000;"><strong>round 24.6 mm diameter (22 mm inside)</strong></span></td> </tr> <tr> <td width="198"><span style="color: #000000;"><strong>GLP</strong></span></td> <td width="359"><span style="color: #000000;"><strong>yes</strong></span></td> </tr> <tr> <td width="198"><span style="color: #000000;"><strong>Display</strong></span></td> <td width="359"><span style="color: #000000;"><strong>128 x 64 pixel B/W LCD with backlight</strong></span></td> </tr> <tr> <td width="198"><span style="color: #000000;"><strong>Logging Memory</strong></span></td> <td width="359"><span style="color: #000000;"><strong>50 readings</strong></span></td> </tr> <tr> <td width="198"><span style="color: #000000;"><strong>Battery Type/Life</strong></span></td> <td width="359"><span style="color: #000000;"><strong>1.5 V AA Alkaline (3 pcs.) / &gt; 800 measurements (without backlight)</strong></span></td> </tr> <tr> <td width="198"><span style="color: #000000;"><strong>Automatic Shut-Off</strong></span></td> <td width="359"><span style="color: #000000;"><strong>after 15 minutes of inactivity (30 minutes before a READ measurement)</strong></span></td> </tr> <tr> <td width="198"><span style="color: #000000;"><strong>Environment</strong></span></td> <td width="359"><span style="color: #000000;"><strong>0 to 50°C (32 to 122°F); 0 to 100% RH (IP67)</strong></span></td> </tr> <tr> <td width="198"><span style="color: #000000;"><strong>Weight</strong></span></td> <td width="359"><span style="color: #000000;"><strong>380 g (13.4 oz.)</strong></span></td> </tr> <tr> <td width="198"><span style="color: #000000;"><strong>Dimensions</strong></span></td> <td width="359"><span style="color: #000000;"><strong>142.5 x 102.5 x 50.5 mm (5.6 x 4.0 x 2.0″)</strong></span></td> </tr> <tr> <td width="198"><span style="color: #000000;"><strong>Ordering Information</strong></span></td> <td width="359"><span style="color: #000000;"><strong>HI97732C is supplied with CAL Check standards, cuvettes (2), caps (2), plastic inserts for cuvette, (2), scissors, cuvette cleaning cloth, 1.5V AA batteries (3), instruction manual, and instrument quality certificate packaged in a rugged, thermoformed carrying case.</strong></span></td> </tr> </tbody> </table> </div> </div> | ไม่มี | ไม่มี | https://www.hannathailand.com/wp-content/uploads/2024/01/hi97732_1.jpg | เซ็นเซอร์วัดออกซิเจนในน้ำสำหรับ HI9829 มัลติพารามิเตอร์ , เครื่องวัดปริมาณซิลิกา ช่วงต่ำ ในตัวอย่างน้ำ รุ่น HI705 , น้ำยามาตรฐานสอบเทียบ ค่ามาตรฐานความเค็ม , เครื่องวัดปริมาณฟอสเฟต ช่วงต่ำ รุ่น HI713 , เครื่องวัดปริมาณคลอรีนรวม รุ่น HI711 , เครื่องวัดปริมาณโบรมีน ในตัวอย่างน้ำ รุ่น HI716 , เครื่องวัดปริมาณแอมโมเนีย ในน้ำ รุ่น HI715 , เครื่องวัดปริมาณฟอสฟอรัส ช่วงต่ำมาก รุ่น HI736 | <a class="woocommerce-LoopProduct-link woocommerce-loop-product__link" href="https://www.hannathailand.com/product/hi7609829-2/">เซ็นเซอร์วัดออกซิเจนในน้ำสำหรับ HI9829 มัลติพารามิเตอร์</a> , <a class="woocommerce-LoopProduct-link woocommerce-loop-product__link" href="https://www.hannathailand.com/product/hi705-checker-hc-silica-lr/">เครื่องวัดปริมาณซิลิกา ช่วงต่ำ ในตัวอย่างน้ำ รุ่น HI705</a> , <a class="woocommerce-LoopProduct-link woocommerce-loop-product__link" href="https://www.hannathailand.com/product/hi7083l/">น้ำยามาตรฐานสอบเทียบ ค่ามาตรฐานความเค็ม</a> , <a class="woocommerce-LoopProduct-link woocommerce-loop-product__link" href="https://www.hannathailand.com/product/hi713-checker-hc-phosphate-lr/">เครื่องวัดปริมาณฟอสเฟต ช่วงต่ำ รุ่น HI713</a> , <a class="woocommerce-LoopProduct-link woocommerce-loop-product__link" href="https://www.hannathailand.com/product/hi711-checker-hc-total-chlorine/">เครื่องวัดปริมาณคลอรีนรวม รุ่น HI711</a> , <a class="woocommerce-LoopProduct-link woocommerce-loop-product__link" href="https://www.hannathailand.com/product/hi716-checker-hc-bromine/">เครื่องวัดปริมาณโบรมีน ในตัวอย่างน้ำ รุ่น HI716</a> , <a class="woocommerce-LoopProduct-link woocommerce-loop-product__link" href="https://www.hannathailand.com/product/hi715-checker-hc-ammonia-mr/">เครื่องวัดปริมาณแอมโมเนีย ในน้ำ รุ่น HI715</a> , <a class="woocommerce-LoopProduct-link woocommerce-loop-product__link" href="https://www.hannathailand.com/product/phosphorous-marine/">เครื่องวัดปริมาณฟอสฟอรัส ช่วงต่ำมาก รุ่น HI736</a> | https://www.hannathailand.com/wp-content/uploads/2021/07/5-500x500.jpg , https://www.hannathailand.com/wp-content/uploads/2022/06/hi705400-600x600.jpg , https://www.hannathailand.com/wp-content/uploads/2021/07/10-500x500.jpg , https://www.hannathailand.com/wp-content/uploads/2022/06/hi713_lg51caffcdce23e-600x600.jpg , https://www.hannathailand.com/wp-content/uploads/2022/06/hi711_lg-600x600.jpg , https://www.hannathailand.com/wp-content/uploads/2022/06/miniphotometerfurfreiesgesamtchlor704_11-600x600.jpg , https://www.hannathailand.com/wp-content/uploads/2022/06/miniphotometerfurammoniakmittel2416_11-600x600.jpg , https://www.hannathailand.com/wp-content/uploads/2021/12/HI736-600x600.jpg
40 | เครื่องวัดออกซิเจนในน้ำ แบบภาคสนาม รุ่น HI97732 | สินค้าทั้งหมด , เครื่องโฟโตมิเตอร์ , แบบภาคสนาม | https://www.hannathailand.com/product-category/spectrophotometer/photometer-fieldwork/ | https://www.hannathailand.com/product/oxygen-2/ | HI97732 | 3,103.00 | น้ำหนัก 0.38 กก. ขนาด 14.25 × 10.25 × 5.05 เซนติเมตร | <div aria-labelledby="tab-title-additional_information" class="woocommerce-Tabs-panel woocommerce-Tabs-panel--additional_information panel entry-content" id="tab-additional_information" role="tabpanel"> <table class="woocommerce-product-attributes shop_attributes"> <tr class="woocommerce-product-attributes-item woocommerce-product-attributes-item--weight"> <th class="woocommerce-product-attributes-item__label">น้ำหนัก</th> <td class="woocommerce-product-attributes-item__value">0.38 กก.</td> </tr> <tr class="woocommerce-product-attributes-item woocommerce-product-attributes-item--dimensions"> <th class="woocommerce-product-attributes-item__label">ขนาด</th> <td class="woocommerce-product-attributes-item__value">14.25 × 10.25 × 5.05 เซนติเมตร</td> </tr> </table> </div> | HI97732 เป็นโฟโตมิเตอร์แบบพกพาขั้นสูงสำหรับการวัดออกซิเจนละลายในน้ำ ระบบออปติคัลที่เหนือกว่าซึ่งใช้เครื่องตรวจจับอ้างอิงและตัวกรองสัญญาณรบกวนสำหรับการวัดที่รวดเร็วและทำซ้ำได้ LED ที่สร้างความร้อนน้อยมาก ตัวกรองสัญญาณรบกวนย่านความถี่แคบ 8 นาโนเมตรที่มีความแม่นยำถึง +/- 1 นาโนเมตร ตัวตรวจจับอ้างอิงที่ปรับแรงดันไฟฟ้าเป็น LED เพื่อให้ได้แสงสว่างที่สม่ำเสมอ เลนส์โฟกัสแบบเว้าที่ช่วยลดข้อผิดพลาดจากความไม่สมบูรณ์ในหลอดแก้ว Dissolved oxygen (DO) analysis measures the amount of gaseous oxygen (O2) dissolved in an aqueous solution. Dissolved oxygen is one of the most important parameters in aquatic systems. DO is required for metabolism by aerobic organisms and also influences inorganic chemical reactions. Understanding of the solubility and dynamics of oxygen distribution is essential to interpreting both biological and chemical processes within water bodies. Oxygen enters water by diffusion from the surrounding air by aeration (rapid movement) and as a product of photosynthesis. The amount of oxygen (or any gas) that can dissolve in pure water (saturation point) is inversely proportional to the temperature of the water; the warmer the water, the less dissolved oxygen is present. In aquaculture, dissolved oxygen is arguably the most important parameter of water quality. Most aquatic species require a minimum of 3 mg/L (ppm) dissolved oxygen, but 8 to 10 mg/L (ppm) is preferable. The HI97732 uses an adaptation of the Standard Methods for Examination of Water and Wastewater , 23rd edition, azide modified Winkler method to measure dissolved oxygen concentrations up to 10.0 mg/L (ppm). When reagent is added to a sample containing DO, the sample turns a yellow hue; the greater the concentration, the deeper the color. The associated color change is colorimetrically analyzed according to the Beer-Lambert Law. LED that generates very little heat. 8 nm narrowband interference filter that is accurate to +/- 1 nm. Reference detector that modulates the voltage to LED for consistent light output. A concave focusing lens that reduces errors from imperfections in the cuvette. On-Screen Features CAL Check Advanced features including CAL-Check to verify performance and if necessary, recalibrate. Setup Options Backlit dot matrix LCD that offers an exceptionally intuitive user interface that is easy to read and understand. Backlit LCD Backlit dot matrix LCD that offers an exceptionally intuitive user interface that is easy to read and understand. Tutorial Mode Tutorial mode for step-by-step instructions to guide a first-time user in how to perform a measurement correctly. HI97732 Features/Benefits: Stable Light Source: The internal reference system of the HI97732 photometer compensates for any drifts due to power fluctuations or ambient temperature changes. With a stable source of light the readings are fast and stable between your blank (zero) measurement and sample measurement. High Efficiency Light Source: LED light sources offer superior performance compared to tungsten lamps. LEDs have a much higher luminous efficiency, providing more light while using less power. They also produce little heat, which could otherwise affect electronic stability. High Quality Filters: Improved optical filters ensure greater wavelength accuracy and allow a brighter, stronger signal to be received. The end result is higher measurement stability and less wavelength error. Greater Light Yield: A focusing lens collects all of the light that exits the cuvette, eliminating errors from imperfections and scratches that may be present in the glass. The use of the convex lens reduces the need for indexing cuvettes. CAL Check Functionality: Hanna’s exclusive CAL Check feature allows for performance verification and calibration of the meter using NIST traceable standards. Our CAL Check standard vials are developed to simulate a specific absorbance value at each wavelength to verify the accuracy of subsequent readings. Large Cuvette Size: The sample cell of the HI97732 fits a round, glass cuvette with a 25 mm path length. The relatively long path length of the sample cuvette allows the light to pass through more of the sample solution, ensuring accurate measurements even in low absorbance samples. Intuitive Dot Matrix Display: The HI97732 is designed with a backlit, graphic LCD. With virtual keys, a battery status indicator, and error messages. Users will find the meter interface intuitive and easy to read. A dedicated help key provides information relating to the current meter operation, and can be used at any stage in the setup or measurement process to show contextual help. Auto-off Protection: The meter uses three common AA batteries that allow for about 800 measurements to be taken. The auto-off feature automatically shuts off the meter after 15 minutes of inactivity in order conserve battery life. Manual : Download Specification SKU HI97732 Product Name Dissolved Oxygen Portable Photometer with CAL Check Quote Required Yes Dissolved Oxygen Range 0.0 to 10.0 mg/L (as O2) Dissolved Oxygen Resolution 0.1 mg/L Dissolved Oxygen Accuracy ±0.4 mg/L ±3% of reading at 25°C Dissolved Oxygen Measurement Method adaptation of Standard Methods for the Examination of Water and Wastewater, 23rd Edition, Azide Modified Winkler Method Photometer/Colorimeter Light Source LED with 466 nm bandpass filter Photometer/Colorimeter Light Detector silicon photocell Bandpass Filter Bandwidth 8 nm Bandpass Filter Wavelength Accuracy ±1.0 nm Cuvette Type round 24.6 mm diameter (22 mm inside) GLP yes Display 128 x 64 pixel B/W LCD with backlight Logging Memory 50 readings Battery Type/Life 1.5 V AA Alkaline (3 pcs.) / > 800 measurements (without backlight) Automatic Shut-Off after 15 minutes of inactivity (30 minutes before a READ measurement) Environment 0 to 50°C (32 to 122°F); 0 to 100% RH (IP67) Weight 380 g (13.4 oz.) Dimensions 142.5 x 102.5 x 50.5 mm (5.6 x 4.0 x 2.0″) Ordering Information HI97732 is supplied with cuvettes with caps (2), plastic stopper (2), 1.5V AA batteries (3), instruction manual, and instrument quality certificate. | <div aria-labelledby="tab-title-description" class="woocommerce-Tabs-panel woocommerce-Tabs-panel--description panel entry-content active" id="tab-description" role="tabpanel"> <p>HI97732 เป็นโฟโตมิเตอร์แบบพกพาขั้นสูงสำหรับการวัดออกซิเจนละลายในน้ำ ระบบออปติคัลที่เหนือกว่าซึ่งใช้เครื่องตรวจจับอ้างอิงและตัวกรองสัญญาณรบกวนสำหรับการวัดที่รวดเร็วและทำซ้ำได้</p> <ul> <li>LED ที่สร้างความร้อนน้อยมาก</li> <li>ตัวกรองสัญญาณรบกวนย่านความถี่แคบ 8 นาโนเมตรที่มีความแม่นยำถึง +/- 1 นาโนเมตร</li> <li>ตัวตรวจจับอ้างอิงที่ปรับแรงดันไฟฟ้าเป็น LED เพื่อให้ได้แสงสว่างที่สม่ำเสมอ</li> <li>เลนส์โฟกัสแบบเว้าที่ช่วยลดข้อผิดพลาดจากความไม่สมบูรณ์ในหลอดแก้ว</li> </ul> <p style="font-weight: 400;"><span style="color: #000000;">Dissolved oxygen (DO) analysis measures the amount of gaseous oxygen (O<sub>2</sub>) dissolved in an aqueous solution. Dissolved oxygen is one of the most important parameters in aquatic systems. DO is required for metabolism by aerobic organisms and also influences inorganic chemical reactions. Understanding of the solubility and dynamics of oxygen distribution is essential to interpreting both biological and chemical processes within water bodies. Oxygen enters water by diffusion from the surrounding air by aeration (rapid movement) and as a product of photosynthesis. The amount of oxygen (or any gas) that can dissolve in pure water (saturation point) is inversely proportional to the temperature of the water; the warmer the water, the less dissolved oxygen is present.</span></p> <p style="font-weight: 400;"><span style="color: #000000;">In aquaculture, dissolved oxygen is arguably the most important parameter of water quality. Most aquatic species require a minimum of 3 mg/L (ppm) dissolved oxygen, but 8 to 10 mg/L (ppm) is preferable.</span></p> <p style="font-weight: 400;"><span style="color: #000000;">The HI97732 uses an adaptation of the Standard Methods for Examination of Water and Wastewater , 23rd edition, azide modified Winkler method to measure dissolved oxygen concentrations up to 10.0 mg/L (ppm). When reagent is added to a sample containing DO, the sample turns a yellow hue; the greater the concentration, the deeper the color. The associated color change is colorimetrically analyzed according to the Beer-Lambert Law. </span></p> <ul> <li><span style="color: #000000;">LED that generates very little heat.</span></li> </ul> <ul> <li><span style="color: #000000;">8 nm narrowband interference filter that is accurate to +/- 1 nm.</span></li> </ul> <ul> <li><span style="color: #000000;">Reference detector that modulates the voltage to LED for consistent light output. </span></li> </ul> <ul> <li><span style="color: #000000;">A concave focusing lens that reduces errors from imperfections in the cuvette.</span></li> </ul> <h3 style="font-weight: 800;"><span style="color: #000000;">On-Screen Features</span></h3> <p><span style="color: #000000;"><b><strong>CAL Check</strong></b></span><br/> <span style="color: #000000;">Advanced features including CAL-Check to verify performance and if necessary, recalibrate.</span></p> <p><span style="color: #000000;"><b><strong>Setup Options</strong></b></span><br/> <span style="color: #000000;">Backlit dot matrix LCD that offers an exceptionally intuitive user interface that is easy to read and understand.</span></p> <p><span style="color: #000000;"><b><strong>Backlit LCD</strong></b></span><br/> <span style="color: #000000;">Backlit dot matrix LCD that offers an exceptionally intuitive user interface that is easy to read and understand.</span></p> <p><span style="color: #000000;"><b><strong>Tutorial Mode</strong></b></span><br/> <span style="color: #000000;">Tutorial mode for step-by-step instructions to guide a first-time user in how to perform a measurement correctly.</span></p> <h3><span style="color: #000000;"><strong>HI97732 Features/Benefits:<br/> </strong></span></h3> <div class="prod-view-details-left"> <p><span style="color: #000000;"><strong>Stable Light Source:</strong></span></p> <ul> <li><span style="color: #000000;">The internal reference system of the HI97732 photometer compensates for any drifts due to power fluctuations or ambient temperature changes. With a stable source of light the readings are fast and stable between your blank (zero) measurement and sample measurement.</span></li> </ul> <p><span style="color: #000000;"><strong>High Efficiency Light Source:</strong></span></p> <ul> <li><span style="color: #000000;">LED light sources offer superior performance compared to tungsten lamps. LEDs have a much higher luminous efficiency, providing more light while using less power. They also produce little heat, which could otherwise affect electronic stability. </span></li> </ul> <p><span style="color: #000000;"><strong>High Quality Filters:</strong></span></p> <ul> <li><span style="color: #000000;">Improved optical filters ensure greater wavelength accuracy and allow a brighter, stronger signal to be received. The end result is higher measurement stability and less wavelength error.</span></li> </ul> <p><span style="color: #000000;"><strong>Greater Light Yield:</strong></span></p> <ul> <li> <p class="Normal1"><span style="color: #000000;">A focusing lens collects all of the light that exits the cuvette, eliminating errors from imperfections and scratches that may be present in the glass. The use of the convex lens reduces the need for indexing cuvettes.</span></p> </li> </ul> <p><span style="color: #000000;"><strong>CAL Check Functionality:</strong></span></p> <ul> <li><span style="color: #000000;">Hanna’s exclusive CAL Check feature allows for performance verification and calibration of the meter using NIST traceable standards. Our CAL Check standard vials are developed to simulate a specific absorbance value at each wavelength to verify the accuracy of subsequent readings.</span></li> </ul> <p><span style="color: #000000;"><strong style="font-size: 16.2px;">Large Cuvette Size:</strong></span></p> </div> <div class="prod-view-details-right"> <ul> <li><span style="color: #000000;">The sample cell of the HI97732 fits a round, glass cuvette with a 25 mm path length. The relatively long path length of the sample cuvette allows the light to pass through more of the sample solution, ensuring accurate measurements even in low absorbance samples.</span></li> </ul> <p><span style="color: #000000;"><strong>Intuitive Dot Matrix Display:</strong></span></p> <ul> <li><span style="color: #000000;">The HI97732 is designed with a backlit, graphic LCD. With virtual keys, a battery status indicator, and error messages. Users will find the meter interface intuitive and easy to read. A dedicated help key provides information relating to the current meter operation, and can be used at any stage in the setup or measurement process to show contextual help.</span></li> </ul> <p><span style="color: #000000;"><strong>Auto-off Protection:</strong></span></p> <ul> <li><span style="color: #000000;">The meter uses three common AA batteries that allow for about 800 measurements to be taken. The auto-off feature automatically shuts off the meter after 15 minutes of inactivity in order conserve battery life.</span></li> </ul> </div> <h3><strong style="font-size: 16.2px;"><span style="font-size: 140%;">Manual : <a href="https://hanna-worldwide.com/mwdownloads/download/link/id/1785" style="color: #000000;">Download</a></span></strong></h3> <div class="prod-view-details-right"> <p><span style="color: #000000;"><strong><span style="font-size: 140%;">Specification </span></strong></span></p> <table> <tbody> <tr> <td width="198"><span style="color: #000000;"><strong>SKU</strong></span></td> <td width="359"><span style="color: #000000;"><strong>HI97732</strong></span></td> </tr> <tr> <td width="198"><span style="color: #000000;"><strong>Product Name</strong></span></td> <td width="359"><span style="color: #000000;"><strong>Dissolved Oxygen Portable Photometer with CAL Check</strong></span></td> </tr> <tr> <td width="198"><span style="color: #000000;"><strong>Quote Required</strong></span></td> <td width="359"><span style="color: #000000;"><strong>Yes</strong></span></td> </tr> <tr> <td width="198"><span style="color: #000000;"><strong>Dissolved Oxygen Range</strong></span></td> <td width="359"><span style="color: #000000;"><strong>0.0 to 10.0 mg/L (as O<sub>2</sub>)</strong></span></td> </tr> <tr> <td width="198"><span style="color: #000000;"><strong>Dissolved Oxygen Resolution</strong></span></td> <td width="359"><span style="color: #000000;"><strong>0.1 mg/L</strong></span></td> </tr> <tr> <td width="198"><span style="color: #000000;"><strong>Dissolved Oxygen Accuracy</strong></span></td> <td width="359"><span style="color: #000000;"><strong>±0.4 mg/L ±3% of reading at 25°C</strong></span></td> </tr> <tr> <td width="198"><span style="color: #000000;"><strong>Dissolved Oxygen Measurement Method</strong></span></td> <td width="359"><span style="color: #000000;"><strong>adaptation of Standard Methods for the Examination of Water and Wastewater, 23rd Edition, Azide Modified Winkler Method</strong></span></td> </tr> <tr> <td width="198"><span style="color: #000000;"><strong>Photometer/Colorimeter Light Source</strong></span></td> <td width="359"><span style="color: #000000;"><strong>LED with 466 nm bandpass filter</strong></span></td> </tr> <tr> <td width="198"><span style="color: #000000;"><strong>Photometer/Colorimeter Light Detector</strong></span></td> <td width="359"><span style="color: #000000;"><strong>silicon photocell</strong></span></td> </tr> <tr> <td width="198"><span style="color: #000000;"><strong>Bandpass Filter Bandwidth</strong></span></td> <td width="359"><span style="color: #000000;"><strong>8 nm</strong></span></td> </tr> <tr> <td width="198"><span style="color: #000000;"><strong>Bandpass Filter Wavelength Accuracy</strong></span></td> <td width="359"><span style="color: #000000;"><strong>±1.0 nm</strong></span></td> </tr> <tr> <td width="198"><span style="color: #000000;"><strong>Cuvette Type</strong></span></td> <td width="359"><span style="color: #000000;"><strong>round 24.6 mm diameter (22 mm inside)</strong></span></td> </tr> <tr> <td width="198"><span style="color: #000000;"><strong>GLP</strong></span></td> <td width="359"><span style="color: #000000;"><strong>yes</strong></span></td> </tr> <tr> <td width="198"><span style="color: #000000;"><strong>Display</strong></span></td> <td width="359"><span style="color: #000000;"><strong>128 x 64 pixel B/W LCD with backlight</strong></span></td> </tr> <tr> <td width="198"><span style="color: #000000;"><strong>Logging Memory</strong></span></td> <td width="359"><span style="color: #000000;"><strong>50 readings</strong></span></td> </tr> <tr> <td width="198"><span style="color: #000000;"><strong>Battery Type/Life</strong></span></td> <td width="359"><span style="color: #000000;"><strong>1.5 V AA Alkaline (3 pcs.) / &gt; 800 measurements (without backlight)</strong></span></td> </tr> <tr> <td width="198"><span style="color: #000000;"><strong>Automatic Shut-Off</strong></span></td> <td width="359"><span style="color: #000000;"><strong>after 15 minutes of inactivity (30 minutes before a READ measurement)</strong></span></td> </tr> <tr> <td width="198"><span style="color: #000000;"><strong>Environment</strong></span></td> <td width="359"><span style="color: #000000;"><strong>0 to 50°C (32 to 122°F); 0 to 100% RH (IP67)</strong></span></td> </tr> <tr> <td width="198"><span style="color: #000000;"><strong>Weight</strong></span></td> <td width="359"><span style="color: #000000;"><strong>380 g (13.4 oz.)</strong></span></td> </tr> <tr> <td width="198"><span style="color: #000000;"><strong>Dimensions</strong></span></td> <td width="359"><span style="color: #000000;"><strong>142.5 x 102.5 x 50.5 mm (5.6 x 4.0 x 2.0″)</strong></span></td> </tr> <tr> <td width="198"><span style="color: #000000;"><strong>Ordering Information</strong></span></td> <td width="359"><span style="color: #000000;"><strong>HI97732 is supplied with cuvettes with caps (2), plastic stopper (2), 1.5V AA batteries (3), instruction manual, and instrument quality certificate.</strong></span></td> </tr> </tbody> </table> </div> </div> | ไม่มี | ไม่มี | https://www.hannathailand.com/wp-content/uploads/2024/01/hi97732_1-1.jpg | เครื่องวัดปริมาณคลอรีนรวม รุ่น HI711 , เครื่องวัดปริมาณโครเมี่ยม ช่วงสูง รุ่น HI723 , เครื่องวัดปริมาณซิลิกา ช่วงต่ำ ในตัวอย่างน้ำ รุ่น HI705 , เครื่องวัดสีในน้ำตัวอย่าง HI727 , เครื่องวัดปริมาณฟอสฟอรัส ช่วงสูง รุ่น HI706 , เครื่องวัดปริมาณฟอสเฟต ช่วงต่ำ รุ่น HI713 , เครื่องวัดปริมาณฟลูออไรด์ ช่วงต่ำ รุ่น HI729 , เครื่องวัดปริมาณไอโอดีน รุ่น HI718 | <a class="woocommerce-LoopProduct-link woocommerce-loop-product__link" href="https://www.hannathailand.com/product/hi711-checker-hc-total-chlorine/">เครื่องวัดปริมาณคลอรีนรวม รุ่น HI711</a> , <a class="woocommerce-LoopProduct-link woocommerce-loop-product__link" href="https://www.hannathailand.com/product/hi723-checker-hc-chromium-vi-hr/">เครื่องวัดปริมาณโครเมี่ยม ช่วงสูง รุ่น HI723</a> , <a class="woocommerce-LoopProduct-link woocommerce-loop-product__link" href="https://www.hannathailand.com/product/hi705-checker-hc-silica-lr/">เครื่องวัดปริมาณซิลิกา ช่วงต่ำ ในตัวอย่างน้ำ รุ่น HI705</a> , <a class="woocommerce-LoopProduct-link woocommerce-loop-product__link" href="https://www.hannathailand.com/product/hi727-checker-hc-color-of-water/">เครื่องวัดสีในน้ำตัวอย่าง HI727</a> , <a class="woocommerce-LoopProduct-link woocommerce-loop-product__link" href="https://www.hannathailand.com/product/hi706-checker-hc-phosphorous-hr/">เครื่องวัดปริมาณฟอสฟอรัส ช่วงสูง รุ่น HI706</a> , <a class="woocommerce-LoopProduct-link woocommerce-loop-product__link" href="https://www.hannathailand.com/product/hi713-checker-hc-phosphate-lr/">เครื่องวัดปริมาณฟอสเฟต ช่วงต่ำ รุ่น HI713</a> , <a class="woocommerce-LoopProduct-link woocommerce-loop-product__link" href="https://www.hannathailand.com/product/hi729-checker-hc-fluoride-lr/">เครื่องวัดปริมาณฟลูออไรด์ ช่วงต่ำ รุ่น HI729</a> , <a class="woocommerce-LoopProduct-link woocommerce-loop-product__link" href="https://www.hannathailand.com/product/hi718-checker-hc-iodine/">เครื่องวัดปริมาณไอโอดีน รุ่น HI718</a> | https://www.hannathailand.com/wp-content/uploads/2022/06/hi711_lg-600x600.jpg , https://www.hannathailand.com/wp-content/uploads/2022/06/miniphotometerfurchromvihoch839_11-600x600.jpg , https://www.hannathailand.com/wp-content/uploads/2022/06/hi705400-600x600.jpg , https://www.hannathailand.com/wp-content/uploads/2022/06/miniphotometerfurfarbe843_11-600x600.jpg , https://www.hannathailand.com/wp-content/uploads/2022/06/hi706_400-600x600.jpg , https://www.hannathailand.com/wp-content/uploads/2022/06/hi713_lg51caffcdce23e-600x600.jpg , https://www.hannathailand.com/wp-content/uploads/2022/06/miniphotometerfurfluoridniedrig844_11-600x600.jpg , https://www.hannathailand.com/wp-content/uploads/2022/06/miniphotometerfuriod829_11-600x600.jpg
41 | เครื่องวัดเหล็ก ช่วงสูง พร้อมน้ำยาสอบเทียบ รุ่น HI97721C | สินค้าทั้งหมด , เครื่องโฟโตมิเตอร์ , แบบภาคสนาม | https://www.hannathailand.com/product-category/spectrophotometer/photometer-fieldwork/ | https://www.hannathailand.com/product/%e0%b9%80%e0%b8%84%e0%b8%a3%e0%b8%b7%e0%b9%88%e0%b8%ad%e0%b8%87%e0%b8%a7%e0%b8%b1%e0%b8%94%e0%b9%80%e0%b8%ab%e0%b8%a5%e0%b9%87%e0%b8%81-%e0%b8%8a%e0%b9%88%e0%b8%a7%e0%b8%87%e0%b8%aa%e0%b8%b9%e0%b8%87/ | HI97721C | 0.00 | น้ำหนัก 0.38 กก. ขนาด 14.25 × 10.25 × 5.05 เซนติเมตร | <div aria-labelledby="tab-title-additional_information" class="woocommerce-Tabs-panel woocommerce-Tabs-panel--additional_information panel entry-content" id="tab-additional_information" role="tabpanel"> <table class="woocommerce-product-attributes shop_attributes"> <tr class="woocommerce-product-attributes-item woocommerce-product-attributes-item--weight"> <th class="woocommerce-product-attributes-item__label">น้ำหนัก</th> <td class="woocommerce-product-attributes-item__value">0.38 กก.</td> </tr> <tr class="woocommerce-product-attributes-item woocommerce-product-attributes-item--dimensions"> <th class="woocommerce-product-attributes-item__label">ขนาด</th> <td class="woocommerce-product-attributes-item__value">14.25 × 10.25 × 5.05 เซนติเมตร</td> </tr> </table> </div> | HI97721C เป็นโฟโตมิเตอร์แบบพกพาขั้นสูงสำหรับการตรวจวัดธาตุเหล็กในน้ำสูงถึง 5.00 มก./ลิตร มิเตอร์นี้มีระบบออพติคอลที่เหนือกว่าซึ่งใช้ตัวตรวจจับอ้างอิงและตัวกรองสัญญาณรบกวนย่านความถี่แคบเพื่อการวัดที่รวดเร็วและทำซ้ำได้ ไม่ต้องอุ่นเครื่องก่อนทำการวัด โหมดการสอนสำหรับคำแนะนำทีละขั้นตอน ตรวจสอบ CAL เพื่อการตรวจสอบและสอบเทียบประสิทธิภาพ HI97721C is an advanced portable photometer for the measurement of iron in water up to 5.00 mg/L. This meter has a superior optical system that utilizes a reference detector and narrow band interference filters for extremely fast and repeatable measurements. No warm up time before taking a measurement Tutorial mode for step-by-step instructions CAL Check for performance verification and calibration In domestic water, the EPA sets secondary non-mandatory levels for iron at 0.3 mg/L because high levels of iron do not pose a risk to human health. However, levels higher than this cause water to have a rusty color, sediment, metallic taste, and can cause reddish or orange staining to laundry, appliances, and porcelain. Iron is also an indicator of corrosion in industrial settings, irrigation systems, and boilers and cooling towers. The HI97721C uses an adaptation of method 3500-Fe B, the phenanthroline method, from Standard Methods for the Examination of Water and Wastewater, 23rd Edition. In the phenanthroline method, iron is brought into solution and reduced to its ferrous state (Fe2+). The solution is then treated with 1,10-phenanthroline at a pH of 3.2 to 3.3. Three molecules of phenanthroline then react with one ferrous iron atom to form a complex with an orange color. The intensity of the color is directly proportional to the amount of ferrous iron in the sample. The phenanthroline method is ideal for measuring samples with a high concentration of iron. The HI97721 Iron Photometer can measure iron in water from 0.00 to 5.00 mg/L (ppm). The HI97721C has an innovative optical system that offers superior performance in accuracy, repeatability, and the short amount of time it takes to perform a measurement. This compact, waterproof meter is extremely user friendly with a tutorial mode that walks the user graphically, step by step, in performing a measurement. The use of a backlit dot matrix LED allows the use of virtual keys which makes the operation of the meter very intuitive including selecting different units of measure, reviewing GLP data, recalling the last 50 measurements, and customizing the meter to user preferences. Manual : Download Specification SKU HI97721C Product Name Iron High Range Portable Photometer with CAL Check Quote Required Yes Iron Range 0.00 to 5.00 mg/L (as Fe) Iron Resolution 0.01 mg/L Iron Accuracy ±0.04 mg/L ±2% of reading at 25 °C Iron Method Adaptation of Standard Methods for the Examination of Water and Wastewater, 23rd Edition, 3500-Fe B, Phenanthroline Method Photometer/Colorimeter Light Source LED with 525 nm bandpass filter Photometer/Colorimeter Light Detector silicon photocell Bandpass Filter Bandwidth 8 nm Bandpass Filter Wavelength Accuracy ±1.0 nm Cuvette Type round 24.6 mm diameter (22 mm inside) GLP yes Display 128 x 64 pixel B/W LCD with backlight Logging Memory 50 readings Battery Type/Life 1.5 V AA Alkaline (3 pcs.) / > 800 measurements (without backlight) Environment 0 to 50 °C (32 to 122 °F); 0 to 100% RH Weight 380 g (13.4 oz.) Dimensions 142.5 x 102.5 x 50.5 mm (5.6 x 4.0 x 2.0″) Ordering Information HI97721C is supplied with CAL Check standards, cuvettes (2), caps (2), plastic inserts for cuvette, (2), scissors, cuvette cleaning cloth, 1.5V AA batteries (3), instruction manual, and instrument quality certificate packaged in a rugged, thermoformed carrying case. | <div aria-labelledby="tab-title-description" class="woocommerce-Tabs-panel woocommerce-Tabs-panel--description panel entry-content active" id="tab-description" role="tabpanel"> <div class="prod-view-details-right"> <p>HI97721C เป็นโฟโตมิเตอร์แบบพกพาขั้นสูงสำหรับการตรวจวัดธาตุเหล็กในน้ำสูงถึง 5.00 มก./ลิตร มิเตอร์นี้มีระบบออพติคอลที่เหนือกว่าซึ่งใช้ตัวตรวจจับอ้างอิงและตัวกรองสัญญาณรบกวนย่านความถี่แคบเพื่อการวัดที่รวดเร็วและทำซ้ำได้</p> <ul> <li>ไม่ต้องอุ่นเครื่องก่อนทำการวัด</li> <li>โหมดการสอนสำหรับคำแนะนำทีละขั้นตอน</li> <li>ตรวจสอบ CAL เพื่อการตรวจสอบและสอบเทียบประสิทธิภาพ</li> </ul> <p>HI97721C is an advanced portable photometer for the measurement of iron in water up to 5.00 mg/L. This meter has a superior optical system that utilizes a reference detector and narrow band interference filters for extremely fast and repeatable measurements.</p> <ul> <li>No warm up time before taking a measurement</li> <li>Tutorial mode for step-by-step instructions</li> <li>CAL Check for performance verification and calibration</li> </ul> <p>In domestic water, the EPA sets secondary non-mandatory levels for iron at 0.3 mg/L because high levels of iron do not pose a risk to human health. However, levels higher than this cause water to have a rusty color, sediment, metallic taste, and can cause reddish or orange staining to laundry, appliances, and porcelain. Iron is also an indicator of corrosion in industrial settings, irrigation systems, and boilers and cooling towers.</p> <p>The HI97721C uses an adaptation of method 3500-Fe B, the phenanthroline method, from Standard Methods for the Examination of Water and Wastewater, 23rd Edition. In the phenanthroline method, iron is brought into solution and reduced to its ferrous state (Fe<sup>2+</sup>). The solution is then treated with 1,10-phenanthroline at a pH of 3.2 to 3.3. Three molecules of phenanthroline then react with one ferrous iron atom to form a complex with an orange color. The intensity of the color is directly proportional to the amount of ferrous iron in the sample. The phenanthroline method is ideal for measuring samples with a high concentration of iron. The HI97721 Iron Photometer can measure iron in water from 0.00 to 5.00 mg/L (ppm).</p> <p>The HI97721C has an innovative optical system that offers superior performance in accuracy, repeatability, and the short amount of time it takes to perform a measurement. This compact, waterproof meter is extremely user friendly with a tutorial mode that walks the user graphically, step by step, in performing a measurement. The use of a backlit dot matrix LED allows the use of virtual keys which makes the operation of the meter very intuitive including selecting different units of measure, reviewing GLP data, recalling the last 50 measurements, and customizing the meter to user preferences.</p> </div> <h3><strong style="font-size: 16.2px;"><span style="font-size: 140%;">Manual : <a href="https://hanna-worldwide.com/mwdownloads/download/link/id/1047" style="color: #000000;">Download</a></span></strong></h3> <div class="prod-view-details-right"> <p><span style="color: #000000;"><strong><span style="font-size: 140%;">Specification </span></strong></span></p> <table> <tbody> <tr> <td width="255"><strong>SKU</strong></td> <td width="346"><strong>HI97721C</strong></td> </tr> <tr> <td width="255"><strong>Product Name</strong></td> <td width="346"><strong>Iron High Range Portable Photometer with CAL Check</strong></td> </tr> <tr> <td width="255"><strong>Quote Required</strong></td> <td width="346"><strong>Yes</strong></td> </tr> <tr> <td width="255"><strong>Iron Range</strong></td> <td width="346"><strong>0.00 to 5.00 mg/L (as Fe)</strong></td> </tr> <tr> <td width="255"><strong>Iron Resolution</strong></td> <td width="346"><strong>0.01 mg/L</strong></td> </tr> <tr> <td width="255"><strong>Iron Accuracy</strong></td> <td width="346"><strong>±0.04 mg/L ±2% of reading at 25 °C</strong></td> </tr> <tr> <td width="255"><strong>Iron Method</strong></td> <td width="346"><strong>Adaptation of Standard Methods for the Examination of Water and Wastewater, 23rd Edition, 3500-Fe B, Phenanthroline Method</strong></td> </tr> <tr> <td width="255"><strong>Photometer/Colorimeter Light Source</strong></td> <td width="346"><strong>LED with 525 nm bandpass filter</strong></td> </tr> <tr> <td width="255"><strong>Photometer/Colorimeter Light Detector</strong></td> <td width="346"><strong>silicon photocell</strong></td> </tr> <tr> <td width="255"><strong>Bandpass Filter Bandwidth</strong></td> <td width="346"><strong>8 nm</strong></td> </tr> <tr> <td width="255"><strong>Bandpass Filter Wavelength Accuracy</strong></td> <td width="346"><strong>±1.0 nm</strong></td> </tr> <tr> <td width="255"><strong>Cuvette Type</strong></td> <td width="346"><strong>round 24.6 mm diameter (22 mm inside)</strong></td> </tr> <tr> <td width="255"><strong>GLP</strong></td> <td width="346"><strong>yes</strong></td> </tr> <tr> <td width="255"><strong>Display</strong></td> <td width="346"><strong>128 x 64 pixel B/W LCD with backlight</strong></td> </tr> <tr> <td width="255"><strong>Logging Memory</strong></td> <td width="346"><strong>50 readings</strong></td> </tr> <tr> <td width="255"><strong>Battery Type/Life</strong></td> <td width="346"><strong>1.5 V AA Alkaline (3 pcs.) / &gt; 800 measurements (without backlight)</strong></td> </tr> <tr> <td width="255"><strong>Environment</strong></td> <td width="346"><strong>0 to 50 °C (32 to 122 °F); 0 to 100% RH</strong></td> </tr> <tr> <td width="255"><strong>Weight</strong></td> <td width="346"><strong>380 g (13.4 oz.)</strong></td> </tr> <tr> <td width="255"><strong>Dimensions</strong></td> <td width="346"><strong>142.5 x 102.5 x 50.5 mm (5.6 x 4.0 x 2.0″)</strong></td> </tr> <tr> <td width="255"><strong>Ordering Information</strong></td> <td width="346"><strong>HI97721C is supplied with CAL Check standards, cuvettes (2), caps (2), plastic inserts for cuvette, (2), scissors, cuvette cleaning cloth, 1.5V AA batteries (3), instruction manual, and instrument quality certificate packaged in a rugged, thermoformed carrying case.</strong></td> </tr> </tbody> </table> </div> </div> | ไม่มี | ไม่มี | https://www.hannathailand.com/wp-content/uploads/2024/01/hi97721_angle.jpg | น้ำยามาตรฐานสำหรับค่าโซเดียม , เครื่องวัดคลอรีน , น้ำยามาตรฐานสอบเทียบ , เครื่องวัดปริมาณคลอรีนอิสระ รุ่น HI701 , เซ็นเซอร์วัดออกซิเจนในน้ำสำหรับ HI9829 มัลติพารามิเตอร์ , เครื่องวัดปริมาณซิลิกา ช่วงต่ำ ในตัวอย่างน้ำ รุ่น HI705 , เครื่องวัดปริมาณไอโอดีน รุ่น HI718 , เครื่องวัดปริมาณไนไตรท์ ช่วงต่ำ รุ่น HI707 | <a class="woocommerce-LoopProduct-link woocommerce-loop-product__link" href="https://www.hannathailand.com/product/hi7090l/">น้ำยามาตรฐานสำหรับค่าโซเดียม</a> , <a class="woocommerce-LoopProduct-link woocommerce-loop-product__link" href="https://www.hannathailand.com/product/free-chlorine/">เครื่องวัดคลอรีน</a> , <a class="woocommerce-LoopProduct-link woocommerce-loop-product__link" href="https://www.hannathailand.com/product/hi9828-25/">น้ำยามาตรฐานสอบเทียบ</a> , <a class="woocommerce-LoopProduct-link woocommerce-loop-product__link" href="https://www.hannathailand.com/product/hi701-checker-hc-free-chlorine/">เครื่องวัดปริมาณคลอรีนอิสระ รุ่น HI701</a> , <a class="woocommerce-LoopProduct-link woocommerce-loop-product__link" href="https://www.hannathailand.com/product/hi7609829-2/">เซ็นเซอร์วัดออกซิเจนในน้ำสำหรับ HI9829 มัลติพารามิเตอร์</a> , <a class="woocommerce-LoopProduct-link woocommerce-loop-product__link" href="https://www.hannathailand.com/product/hi705-checker-hc-silica-lr/">เครื่องวัดปริมาณซิลิกา ช่วงต่ำ ในตัวอย่างน้ำ รุ่น HI705</a> , <a class="woocommerce-LoopProduct-link woocommerce-loop-product__link" href="https://www.hannathailand.com/product/hi718-checker-hc-iodine/">เครื่องวัดปริมาณไอโอดีน รุ่น HI718</a> , <a class="woocommerce-LoopProduct-link woocommerce-loop-product__link" href="https://www.hannathailand.com/product/hi707-checker-hc-nitrite-lr/">เครื่องวัดปริมาณไนไตรท์ ช่วงต่ำ รุ่น HI707</a> | https://www.hannathailand.com/wp-content/uploads/2021/07/12-500x500.jpg , https://www.hannathailand.com/wp-content/uploads/2021/07/1-500x500.jpg , https://www.hannathailand.com/wp-content/uploads/2021/07/8-500x500.jpg , https://www.hannathailand.com/wp-content/uploads/2021/11/hi701-500x500.jpg , https://www.hannathailand.com/wp-content/uploads/2021/07/5-500x500.jpg , https://www.hannathailand.com/wp-content/uploads/2022/06/hi705400-600x600.jpg , https://www.hannathailand.com/wp-content/uploads/2022/06/miniphotometerfuriod829_11-600x600.jpg , https://www.hannathailand.com/wp-content/uploads/2022/06/hi707400-600x600.jpg
42 | เครื่องวัดโครเมียม (VI) ช่วงต่ำ พร้อมน้ำยาสอบเทียบ รุ่น HI97749C | สินค้าทั้งหมด , เครื่องโฟโตมิเตอร์ , แบบภาคสนาม | https://www.hannathailand.com/product-category/spectrophotometer/photometer-fieldwork/ | https://www.hannathailand.com/product/chromium-lr/ | HI97749C | 1,444.50 | น้ำหนัก 0.38 กก. ขนาด 14.25 × 10.25 × 5.05 เซนติเมตร | <div aria-labelledby="tab-title-additional_information" class="woocommerce-Tabs-panel woocommerce-Tabs-panel--additional_information panel entry-content" id="tab-additional_information" role="tabpanel"> <table class="woocommerce-product-attributes shop_attributes"> <tr class="woocommerce-product-attributes-item woocommerce-product-attributes-item--weight"> <th class="woocommerce-product-attributes-item__label">น้ำหนัก</th> <td class="woocommerce-product-attributes-item__value">0.38 กก.</td> </tr> <tr class="woocommerce-product-attributes-item woocommerce-product-attributes-item--dimensions"> <th class="woocommerce-product-attributes-item__label">ขนาด</th> <td class="woocommerce-product-attributes-item__value">14.25 × 10.25 × 5.05 เซนติเมตร</td> </tr> </table> </div> | HI97749C เป็นโฟโตมิเตอร์แบบพกพาขั้นสูงสำหรับการวัดโครเมียม (VI) ในน้ำ มิเตอร์นี้มีระบบออพติคอลที่เหนือกว่าซึ่งใช้ตัวตรวจจับอ้างอิงและตัวกรองสัญญาณรบกวนย่านความถี่แคบเพื่อการวัดที่รวดเร็วและทำซ้ำได้ ไม่ต้องอุ่นเครื่องก่อนทำการวัด โหมดการสอนสำหรับคำแนะนำทีละขั้นตอน ตรวจสอบ CAL เพื่อตรวจสอบประสิทธิภาพของมิเตอร์ HI97749C is an advanced portable photometer for the measurement of chromium (VI) in water. This meter offers a superior optical system that utilizes a reference detector and narrow band interference filters for extremely fast and repeatable measurements. No warm up time before taking a measurement Tutorial mode for step-by-step instructions CAL Check to verify meter performance Hexavalent chromium salts are used in various industrial applications, such as in the manufacture of paints, dyes, explosives, and ceramics, and extensively in the metal finishing and plating industries. Due to its toxicity to humans, animals, and aquatic life, hexavalent chromium is actively monitored and neutralized in wastewater from the above industries. The HI97749C uses an adaptation of the ASTM Manual of Water and Environmental Technology, D1687-92, diphenylcarbohydrazide method to measure chromium VI concentrations up to 1000 μg/L (ppb). When the diphenylcarbohydrazide reagent is added to samples containing chromium VI, the sample will turn a purple hue; the greater the concentration, the deeper the color. The associated color change is then colorimetrically analyzed according to the Beer-Lambert Law. This principle states that light is absorbed by a complementary color, and the emitted radiation is dependent upon concentration. For higher levels of chromium VI, a narrow band interference filter at 525 nm allows only green light to be emitted and passed through the sample cuvette. As the change in color of the reacted sample increases, absorbance of the specific wavelength of light also increases, while transmittance decreases. Manual : Download Specification SKU HI97749C Product Name Chromium (VI) Low-Range Portable Photometer with CAL Check Quote Required Yes Chromium, Hexavalent Range 0 to 300 μg/L (as Cr(VI)) Chromium, Hexavalent Resolution 1 μg/L Chromium, Hexavalent Accuracy ±10 μg/L ±4% of reading at 25°C Chromium, Hexavalent Method adaptation of the ASTM Manual of Water and Environmental Technology, D1687 Diphenylcarbohydrazide Method Photometer/Colorimeter Light Source LED with 525 nm bandpass filter Photometer/Colorimeter Light Detector silicon photocell Bandpass Filter Bandwidth 8 nm Bandpass Filter Wavelength Accuracy ±1.0 nm Cuvette Type round 24.6 mm diameter (22 mm inside) GLP yes Display 128 x 64 pixel B/W LCD with backlight Logging Memory 50 readings Battery Type/Life 1.5 V AA Alkaline (3 pcs.) / > 800 measurements (without backlight) Automatic Shut-Off after 15 minutes of inactivity (30 minutes before a READ measurement) Environment 0 to 50°C (32 to 122°F); 0 to 100% RH (IP67) Weight 380 g (13.4 oz.) Dimensions 142.5 x 102.5 x 50.5 mm (5.6 x 4.0 x 2.0″) Ordering Information HI97749C is supplied with CAL Check standards, cuvettes (2), caps (2), plastic inserts for cuvette, (2), scissors, cuvette cleaning cloth, 1.5V AA batteries (3), instruction manual, and instrument quality certificate packaged in a rugged, thermoformed carrying case. | <div aria-labelledby="tab-title-description" class="woocommerce-Tabs-panel woocommerce-Tabs-panel--description panel entry-content active" id="tab-description" role="tabpanel"> <div class="prod-view-details-right"> <p>HI97749C เป็นโฟโตมิเตอร์แบบพกพาขั้นสูงสำหรับการวัดโครเมียม (VI) ในน้ำ มิเตอร์นี้มีระบบออพติคอลที่เหนือกว่าซึ่งใช้ตัวตรวจจับอ้างอิงและตัวกรองสัญญาณรบกวนย่านความถี่แคบเพื่อการวัดที่รวดเร็วและทำซ้ำได้</p> <ul> <li>ไม่ต้องอุ่นเครื่องก่อนทำการวัด</li> <li>โหมดการสอนสำหรับคำแนะนำทีละขั้นตอน</li> <li>ตรวจสอบ CAL เพื่อตรวจสอบประสิทธิภาพของมิเตอร์</li> </ul> <p>HI97749C is an advanced portable photometer for the measurement of chromium (VI) in water. This meter offers a superior optical system that utilizes a reference detector and narrow band interference filters for extremely fast and repeatable measurements.</p> <ul> <li>No warm up time before taking a measurement</li> <li>Tutorial mode for step-by-step instructions</li> <li>CAL Check to verify meter performance</li> </ul> <p>Hexavalent chromium salts are used in various industrial applications, such as in the manufacture of paints, dyes, explosives, and ceramics, and extensively in the metal finishing and plating industries. Due to its toxicity to humans, animals, and aquatic life, hexavalent chromium is actively monitored and neutralized in wastewater from the above industries.</p> <p>The HI97749C uses an adaptation of the ASTM Manual of Water and Environmental Technology, D1687-92, diphenylcarbohydrazide method to measure chromium VI concentrations up to 1000 μg/L (ppb). When the diphenylcarbohydrazide reagent is added to samples containing chromium VI, the sample will turn a purple hue; the greater the concentration, the deeper the color. The associated color change is then colorimetrically analyzed according to the Beer-Lambert Law.</p> <p>This principle states that light is absorbed by a complementary color, and the emitted radiation is dependent upon concentration. For higher levels of chromium VI, a narrow band interference filter at 525 nm allows only green light to be emitted and passed through the sample cuvette. As the change in color of the reacted sample increases, absorbance of the specific wavelength of light also increases, while transmittance decreases.</p> </div> <h3><strong style="font-size: 16.2px;"><span style="font-size: 140%;">Manual : <a href="https://hanna-worldwide.com/mwdownloads/download/link/id/1128" style="color: #000000;">Download</a></span></strong></h3> <div class="prod-view-details-right"> <p><span style="color: #000000;"><strong><span style="font-size: 140%;">Specification </span></strong></span></p> <table> <tbody> <tr> <td width="255"><strong>SKU</strong></td> <td width="346"><strong>HI97749C</strong></td> </tr> <tr> <td width="255"><strong>Product Name</strong></td> <td width="346"><strong>Chromium (VI) Low-Range Portable Photometer with CAL Check</strong></td> </tr> <tr> <td width="255"><strong>Quote Required</strong></td> <td width="346"><strong>Yes</strong></td> </tr> <tr> <td width="255"><strong>Chromium, Hexavalent Range</strong></td> <td width="346"><strong>0 to 300 </strong><strong>μ</strong><strong>g/L (as Cr(VI))</strong></td> </tr> <tr> <td width="255"><strong>Chromium, Hexavalent Resolution</strong></td> <td width="346"><strong>1 </strong><strong>μ</strong><strong>g/L</strong></td> </tr> <tr> <td width="255"><strong>Chromium, Hexavalent Accuracy</strong></td> <td width="346"><strong>±10 </strong><strong>μ</strong><strong>g/L </strong><strong>±</strong><strong>4% of reading at 25</strong><strong>°</strong><strong>C</strong></td> </tr> <tr> <td width="255"><strong>Chromium, Hexavalent Method</strong></td> <td width="346"><strong>adaptation of the ASTM Manual of Water and Environmental Technology, D1687 Diphenylcarbohydrazide Method</strong></td> </tr> <tr> <td width="255"><strong>Photometer/Colorimeter Light Source</strong></td> <td width="346"><strong>LED with 525 nm bandpass filter</strong></td> </tr> <tr> <td width="255"><strong>Photometer/Colorimeter Light Detector</strong></td> <td width="346"><strong>silicon photocell</strong></td> </tr> <tr> <td width="255"><strong>Bandpass Filter Bandwidth</strong></td> <td width="346"><strong>8 nm</strong></td> </tr> <tr> <td width="255"><strong>Bandpass Filter Wavelength Accuracy</strong></td> <td width="346"><strong>±1.0 nm</strong></td> </tr> <tr> <td width="255"><strong>Cuvette Type</strong></td> <td width="346"><strong>round 24.6 mm diameter (22 mm inside)</strong></td> </tr> <tr> <td width="255"><strong>GLP</strong></td> <td width="346"><strong>yes</strong></td> </tr> <tr> <td width="255"><strong>Display</strong></td> <td width="346"><strong>128 x 64 pixel B/W LCD with backlight</strong></td> </tr> <tr> <td width="255"><strong>Logging Memory</strong></td> <td width="346"><strong>50 readings</strong></td> </tr> <tr> <td width="255"><strong>Battery Type/Life</strong></td> <td width="346"><strong>1.5 V AA Alkaline (3 pcs.) / &gt; 800 measurements (without backlight)</strong></td> </tr> <tr> <td width="255"><strong>Automatic Shut-Off</strong></td> <td width="346"><strong>after 15 minutes of inactivity (30 minutes before a READ measurement)</strong></td> </tr> <tr> <td width="255"><strong>Environment</strong></td> <td width="346"><strong>0 to 50°C (32 to 122°F); 0 to 100% RH (IP67)</strong></td> </tr> <tr> <td width="255"><strong>Weight</strong></td> <td width="346"><strong>380 g (13.4 oz.)</strong></td> </tr> <tr> <td width="255"><strong>Dimensions</strong></td> <td width="346"><strong>142.5 x 102.5 x 50.5 mm (5.6 x 4.0 x 2.0″)</strong></td> </tr> <tr> <td width="255"><strong>Ordering Information</strong></td> <td width="346"><strong>HI97749C is supplied with CAL Check standards, cuvettes (2), caps (2), plastic inserts for cuvette, (2), scissors, cuvette cleaning cloth, 1.5V AA batteries (3), instruction manual, and instrument quality certificate packaged in a rugged, thermoformed carrying case.</strong></td> </tr> </tbody> </table> </div> </div> | ไม่มี | ไม่มี | https://www.hannathailand.com/wp-content/uploads/2024/01/hi97749_angle-1.jpg | น้ำยามาตรฐานสอบเทียบ ค่ามาตรฐานความเค็ม , เครื่องวัดสีในน้ำตัวอย่าง HI727 , เครื่องวัดปริมาณฟลูออไรด์ ช่วงต่ำ รุ่น HI729 , เครื่องวัดปริมาณโบรมีน ในตัวอย่างน้ำ รุ่น HI716 , เครื่องวัดปริมาณฟอสฟอรัส ช่วงต่ำมาก รุ่น HI736 , เครื่องวัดปริมาณคลอรีนรวม รุ่น HI711 , เครื่องวัดคลอรีน , เครื่องวัดปริมาณคลอรีนอิสระ รุ่น HI701 | <a class="woocommerce-LoopProduct-link woocommerce-loop-product__link" href="https://www.hannathailand.com/product/hi7083l/">น้ำยามาตรฐานสอบเทียบ ค่ามาตรฐานความเค็ม</a> , <a class="woocommerce-LoopProduct-link woocommerce-loop-product__link" href="https://www.hannathailand.com/product/hi727-checker-hc-color-of-water/">เครื่องวัดสีในน้ำตัวอย่าง HI727</a> , <a class="woocommerce-LoopProduct-link woocommerce-loop-product__link" href="https://www.hannathailand.com/product/hi729-checker-hc-fluoride-lr/">เครื่องวัดปริมาณฟลูออไรด์ ช่วงต่ำ รุ่น HI729</a> , <a class="woocommerce-LoopProduct-link woocommerce-loop-product__link" href="https://www.hannathailand.com/product/hi716-checker-hc-bromine/">เครื่องวัดปริมาณโบรมีน ในตัวอย่างน้ำ รุ่น HI716</a> , <a class="woocommerce-LoopProduct-link woocommerce-loop-product__link" href="https://www.hannathailand.com/product/phosphorous-marine/">เครื่องวัดปริมาณฟอสฟอรัส ช่วงต่ำมาก รุ่น HI736</a> , <a class="woocommerce-LoopProduct-link woocommerce-loop-product__link" href="https://www.hannathailand.com/product/hi711-checker-hc-total-chlorine/">เครื่องวัดปริมาณคลอรีนรวม รุ่น HI711</a> , <a class="woocommerce-LoopProduct-link woocommerce-loop-product__link" href="https://www.hannathailand.com/product/free-chlorine/">เครื่องวัดคลอรีน</a> , <a class="woocommerce-LoopProduct-link woocommerce-loop-product__link" href="https://www.hannathailand.com/product/hi701-checker-hc-free-chlorine/">เครื่องวัดปริมาณคลอรีนอิสระ รุ่น HI701</a> | https://www.hannathailand.com/wp-content/uploads/2021/07/10-500x500.jpg , https://www.hannathailand.com/wp-content/uploads/2022/06/miniphotometerfurfarbe843_11-600x600.jpg , https://www.hannathailand.com/wp-content/uploads/2022/06/miniphotometerfurfluoridniedrig844_11-600x600.jpg , https://www.hannathailand.com/wp-content/uploads/2022/06/miniphotometerfurfreiesgesamtchlor704_11-600x600.jpg , https://www.hannathailand.com/wp-content/uploads/2021/12/HI736-600x600.jpg , https://www.hannathailand.com/wp-content/uploads/2022/06/hi711_lg-600x600.jpg , https://www.hannathailand.com/wp-content/uploads/2021/07/1-500x500.jpg , https://www.hannathailand.com/wp-content/uploads/2021/11/hi701-500x500.jpg
43 | เครื่องวัดโครเมียม (VI) พร้อมน้ำยาสอบเทียบ รุ่น HI97723C | สินค้าทั้งหมด , เครื่องโฟโตมิเตอร์ , แบบภาคสนาม | https://www.hannathailand.com/product-category/spectrophotometer/photometer-fieldwork/ | https://www.hannathailand.com/product/chromium-hr/ | HI97723C | 3,105.14 | น้ำหนัก 0.38 กก. ขนาด 14.25 × 10.25 × 5.05 เซนติเมตร | <div aria-labelledby="tab-title-additional_information" class="woocommerce-Tabs-panel woocommerce-Tabs-panel--additional_information panel entry-content" id="tab-additional_information" role="tabpanel"> <table class="woocommerce-product-attributes shop_attributes"> <tr class="woocommerce-product-attributes-item woocommerce-product-attributes-item--weight"> <th class="woocommerce-product-attributes-item__label">น้ำหนัก</th> <td class="woocommerce-product-attributes-item__value">0.38 กก.</td> </tr> <tr class="woocommerce-product-attributes-item woocommerce-product-attributes-item--dimensions"> <th class="woocommerce-product-attributes-item__label">ขนาด</th> <td class="woocommerce-product-attributes-item__value">14.25 × 10.25 × 5.05 เซนติเมตร</td> </tr> </table> </div> | HI97723C เป็นโฟโตมิเตอร์แบบพกพาขั้นสูงสำหรับการวัดโครเมียม (VI) ในน้ำ มิเตอร์นี้มีระบบออพติคอลที่เหนือกว่าซึ่งใช้ตัวตรวจจับอ้างอิงและตัวกรองสัญญาณรบกวนย่านความถี่แคบเพื่อการวัดที่รวดเร็วและทำซ้ำได้ ไม่ต้องอุ่นเครื่องก่อนทำการวัด โหมดการสอนสำหรับคำแนะนำทีละขั้นตอน ตรวจสอบ CAL เพื่อตรวจสอบประสิทธิภาพของมิเตอร์ HI97723C is an advanced portable photometer for the measurement of chromium (VI) in water. This meter offers a superior optical system that utilizes a reference detector and narrow band interference filters for extremely fast and repeatable measurements. No warm up time before taking a measurement Tutorial mode for step-by-step instructions CAL Check to verify meter performance Hexavalent chromium salts are used in various industrial applications, such as in the manufacture of paints, dyes, explosives, and ceramics, and extensively in the metal finishing and plating industries. Due to its toxicity to humans, animals, and aquatic life, hexavalent chromium is actively monitored and neutralized in wastewater from the above industries. The HI97723C uses an adaptation of the ASTM Manual of Water and Environmental Technology, D1687-92, diphenylcarbohydrazide method to measure chromium VI concentrations up to 1000 μg/L (ppb). When the diphenylcarbohydrazide reagent is added to samples containing chromium VI, the sample will turn a purple hue; the greater the concentration, the deeper the color. The associated color change is then colorimetrically analyzed according to the Beer-Lambert Law. This principle states that light is absorbed by a complementary color, and the emitted radiation is dependent upon concentration. For higher levels of chromium VI, a narrow band interference filter at 525 nm allows only green light to be emitted and passed through the sample cuvette. As the change in color of the reacted sample increases, absorbance of the specific wavelength of light also increases, while transmittance decreases. Manual : Download Specification KU HI97723C Product Name Chromium (VI) Portable Photometer with CAL Check Quote Required Yes Chromium, Hexavalent Range 0 to 1000 μg/L (as Cr(VI)) Chromium, Hexavalent Resolution 1 μg/L Chromium, Hexavalent Accuracy ±5 μg/L ±4% of reading at 25°C Chromium, Hexavalent Method adaptation of the ASTM Manual of Water and Environmental Technology, D1687-92, Diphenylcarbohydrazide Method Photometer/Colorimeter Light Source LED with 525 nm bandpass filter Photometer/Colorimeter Light Detector silicon photocell Bandpass Filter Bandwidth 8 nm Bandpass Filter Wavelength Accuracy ±1.0 nm Cuvette Type round 24.6 mm diameter (22 mm inside) GLP yes Display 128 x 64 pixel B/W LCD with backlight Logging Memory 50 readings Battery Type/Life 1.5 V AA Alkaline (3 pcs.) / > 800 measurements (without backlight) Automatic Shut-Off after 15 minutes of inactivity (30 minutes before a READ measurement) Environment 0 to 50°C (32 to 122°F); 0 to 100% RH (IP67) Weight 380 g (13.4 oz.) Dimensions 142.5 x 102.5 x 50.5 mm (5.6 x 4.0 x 2.0″) Ordering Information HI97723C is supplied with CAL Check standards, cuvettes (2), caps (2), plastic inserts for cuvette, (2), scissors, cuvette cleaning cloth, 1.5V AA batteries (3), instruction manual, and instrument quality certificate packaged in a rugged, thermoformed, carrying case. | <div aria-labelledby="tab-title-description" class="woocommerce-Tabs-panel woocommerce-Tabs-panel--description panel entry-content active" id="tab-description" role="tabpanel"> <div class="prod-view-details-right"> <p>HI97723C เป็นโฟโตมิเตอร์แบบพกพาขั้นสูงสำหรับการวัดโครเมียม (VI) ในน้ำ มิเตอร์นี้มีระบบออพติคอลที่เหนือกว่าซึ่งใช้ตัวตรวจจับอ้างอิงและตัวกรองสัญญาณรบกวนย่านความถี่แคบเพื่อการวัดที่รวดเร็วและทำซ้ำได้</p> <ul> <li>ไม่ต้องอุ่นเครื่องก่อนทำการวัด</li> <li>โหมดการสอนสำหรับคำแนะนำทีละขั้นตอน</li> <li>ตรวจสอบ CAL เพื่อตรวจสอบประสิทธิภาพของมิเตอร์</li> </ul> <p>HI97723C is an advanced portable photometer for the measurement of chromium (VI) in water. This meter offers a superior optical system that utilizes a reference detector and narrow band interference filters for extremely fast and repeatable measurements.</p> <ul> <li>No warm up time before taking a measurement</li> <li>Tutorial mode for step-by-step instructions</li> <li>CAL Check to verify meter performance</li> </ul> <p>Hexavalent chromium salts are used in various industrial applications, such as in the manufacture of paints, dyes, explosives, and ceramics, and extensively in the metal finishing and plating industries. Due to its toxicity to humans, animals, and aquatic life, hexavalent chromium is actively monitored and neutralized in wastewater from the above industries.</p> <p>The HI97723C uses an adaptation of the ASTM Manual of Water and Environmental Technology, D1687-92, diphenylcarbohydrazide method to measure chromium VI concentrations up to 1000 μg/L (ppb). When the diphenylcarbohydrazide reagent is added to samples containing chromium VI, the sample will turn a purple hue; the greater the concentration, the deeper the color. The associated color change is then colorimetrically analyzed according to the Beer-Lambert Law.</p> <p>This principle states that light is absorbed by a complementary color, and the emitted radiation is dependent upon concentration. For higher levels of chromium VI, a narrow band interference filter at 525 nm allows only green light to be emitted and passed through the sample cuvette. As the change in color of the reacted sample increases, absorbance of the specific wavelength of light also increases, while transmittance decreases.</p> </div> <h3><strong style="font-size: 16.2px;"><span style="font-size: 140%;">Manual : <a href="https://hanna-worldwide.com/mwdownloads/download/link/id/1053" style="color: #000000;">Download</a></span></strong></h3> <div class="prod-view-details-right"> <p><span style="color: #000000;"><strong><span style="font-size: 140%;">Specification </span></strong></span></p> <table> <tbody> <tr> <td width="255"><strong>KU</strong></td> <td width="346"><strong>HI97723C</strong></td> </tr> <tr> <td width="255"><strong>Product Name</strong></td> <td width="346"><strong>Chromium (VI) Portable Photometer with CAL Check</strong></td> </tr> <tr> <td width="255"><strong>Quote Required</strong></td> <td width="346"><strong>Yes</strong></td> </tr> <tr> <td width="255"><strong>Chromium, Hexavalent Range</strong></td> <td width="346"><strong>0 to 1000 </strong><strong>μ</strong><strong>g/L (as Cr(VI))</strong></td> </tr> <tr> <td width="255"><strong>Chromium, Hexavalent Resolution</strong></td> <td width="346"><strong>1 </strong><strong>μ</strong><strong>g/L</strong></td> </tr> <tr> <td width="255"><strong>Chromium, Hexavalent Accuracy</strong></td> <td width="346"><strong>±5 </strong><strong>μ</strong><strong>g/L </strong><strong>±</strong><strong>4% of reading at 25</strong><strong>°</strong><strong>C</strong></td> </tr> <tr> <td width="255"><strong>Chromium, Hexavalent Method</strong></td> <td width="346"><strong>adaptation of the ASTM Manual of Water and Environmental Technology, D1687-92, Diphenylcarbohydrazide Method</strong></td> </tr> <tr> <td width="255"><strong>Photometer/Colorimeter Light Source</strong></td> <td width="346"><strong>LED with 525 nm bandpass filter</strong></td> </tr> <tr> <td width="255"><strong>Photometer/Colorimeter Light Detector</strong></td> <td width="346"><strong>silicon photocell</strong></td> </tr> <tr> <td width="255"><strong>Bandpass Filter Bandwidth</strong></td> <td width="346"><strong>8 nm</strong></td> </tr> <tr> <td width="255"><strong>Bandpass Filter Wavelength Accuracy</strong></td> <td width="346"><strong>±1.0 nm</strong></td> </tr> <tr> <td width="255"><strong>Cuvette Type</strong></td> <td width="346"><strong>round 24.6 mm diameter (22 mm inside)</strong></td> </tr> <tr> <td width="255"><strong>GLP</strong></td> <td width="346"><strong>yes</strong></td> </tr> <tr> <td width="255"><strong>Display</strong></td> <td width="346"><strong>128 x 64 pixel B/W LCD with backlight</strong></td> </tr> <tr> <td width="255"><strong>Logging Memory</strong></td> <td width="346"><strong>50 readings</strong></td> </tr> <tr> <td width="255"><strong>Battery Type/Life</strong></td> <td width="346"><strong>1.5 V AA Alkaline (3 pcs.) / &gt; 800 measurements (without backlight)</strong></td> </tr> <tr> <td width="255"><strong>Automatic Shut-Off</strong></td> <td width="346"><strong>after 15 minutes of inactivity (30 minutes before a READ measurement)</strong></td> </tr> <tr> <td width="255"><strong>Environment</strong></td> <td width="346"><strong>0 to 50°C (32 to 122°F); 0 to 100% RH (IP67)</strong></td> </tr> <tr> <td width="255"><strong>Weight</strong></td> <td width="346"><strong>380 g (13.4 oz.)</strong></td> </tr> <tr> <td width="255"><strong>Dimensions</strong></td> <td width="346"><strong>142.5 x 102.5 x 50.5 mm (5.6 x 4.0 x 2.0″)</strong></td> </tr> <tr> <td width="255"><strong>Ordering Information</strong></td> <td width="346"><strong>HI97723C is supplied with CAL Check standards, cuvettes (2), caps (2), plastic inserts for cuvette, (2), scissors, cuvette cleaning cloth, 1.5V AA batteries (3), instruction manual, and instrument quality certificate packaged in a rugged, thermoformed, carrying case.</strong></td> </tr> </tbody> </table> </div> </div> | ไม่มี | ไม่มี | https://www.hannathailand.com/wp-content/uploads/2024/01/hi97723.jpg | เครื่องวัดปริมาณฟอสฟอรัส ช่วงสูง รุ่น HI706 , เครื่องวัดสีในน้ำตัวอย่าง HI727 , เครื่องวัดปริมาณแอมโมเนีย ช่วงสูง รุ่น HI733 , เครื่องวัดปริมาณฟลูออไรด์ ช่วงต่ำ รุ่น HI729 , เครื่องวัดปริมาณคลอรีนรวม รุ่น HI711 , เครื่องวัดปริมาณคลอรีนอิสระ รุ่น HI701 , น้ำยามาตรฐานสอบเทียบ , เครื่องวัดค่าเหล็ก รุ่น HI721 | <a class="woocommerce-LoopProduct-link woocommerce-loop-product__link" href="https://www.hannathailand.com/product/hi706-checker-hc-phosphorous-hr/">เครื่องวัดปริมาณฟอสฟอรัส ช่วงสูง รุ่น HI706</a> , <a class="woocommerce-LoopProduct-link woocommerce-loop-product__link" href="https://www.hannathailand.com/product/hi727-checker-hc-color-of-water/">เครื่องวัดสีในน้ำตัวอย่าง HI727</a> , <a class="woocommerce-LoopProduct-link woocommerce-loop-product__link" href="https://www.hannathailand.com/product/hi733-checker-hc-ammonia-hr/">เครื่องวัดปริมาณแอมโมเนีย ช่วงสูง รุ่น HI733</a> , <a class="woocommerce-LoopProduct-link woocommerce-loop-product__link" href="https://www.hannathailand.com/product/hi729-checker-hc-fluoride-lr/">เครื่องวัดปริมาณฟลูออไรด์ ช่วงต่ำ รุ่น HI729</a> , <a class="woocommerce-LoopProduct-link woocommerce-loop-product__link" href="https://www.hannathailand.com/product/hi711-checker-hc-total-chlorine/">เครื่องวัดปริมาณคลอรีนรวม รุ่น HI711</a> , <a class="woocommerce-LoopProduct-link woocommerce-loop-product__link" href="https://www.hannathailand.com/product/hi701-checker-hc-free-chlorine/">เครื่องวัดปริมาณคลอรีนอิสระ รุ่น HI701</a> , <a class="woocommerce-LoopProduct-link woocommerce-loop-product__link" href="https://www.hannathailand.com/product/hi9828-25/">น้ำยามาตรฐานสอบเทียบ</a> , <a class="woocommerce-LoopProduct-link woocommerce-loop-product__link" href="https://www.hannathailand.com/product/hi721-checker-hc-iron/">เครื่องวัดค่าเหล็ก รุ่น HI721</a> | https://www.hannathailand.com/wp-content/uploads/2022/06/hi706_400-600x600.jpg , https://www.hannathailand.com/wp-content/uploads/2022/06/miniphotometerfurfarbe843_11-600x600.jpg , https://www.hannathailand.com/wp-content/uploads/2022/06/miniphotometerfurammoniumhoch2418_11-600x600.jpg , https://www.hannathailand.com/wp-content/uploads/2022/06/miniphotometerfurfluoridniedrig844_11-600x600.jpg , https://www.hannathailand.com/wp-content/uploads/2022/06/hi711_lg-600x600.jpg , https://www.hannathailand.com/wp-content/uploads/2021/11/hi701-500x500.jpg , https://www.hannathailand.com/wp-content/uploads/2021/07/8-500x500.jpg , https://www.hannathailand.com/wp-content/uploads/2022/06/miniphotometerfureisen832_11-600x600.jpg
44 | เครื่องวัดไนเตรตในน้ำทะเล ช่วงสูง รุ่น HI782 | สินค้าทั้งหมด , อุตสาหกรรมเพาะปลูกและเลี้ยงปลาทะเล , เครื่องโฟโตมิเตอร์ , แบบพกพาสะดวก | https://www.hannathailand.com/product-category/spectrophotometer/photometer-portable/ | https://www.hannathailand.com/product/%e0%b9%80%e0%b8%84%e0%b8%a3%e0%b8%b7%e0%b9%88%e0%b8%ad%e0%b8%87%e0%b8%a7%e0%b8%b1%e0%b8%94%e0%b9%84%e0%b8%99%e0%b9%80%e0%b8%95%e0%b8%a3%e0%b8%95%e0%b9%83%e0%b8%99%e0%b8%99%e0%b9%89%e0%b8%b3%e0%b8%97/ | HI782 | 3,103.00 | น้ำหนัก 0.6 กก. ขนาด 6.1 × 3.75 × 8.6 เซนติเมตร | <div aria-labelledby="tab-title-additional_information" class="woocommerce-Tabs-panel woocommerce-Tabs-panel--additional_information panel entry-content" id="tab-additional_information" role="tabpanel"> <table class="woocommerce-product-attributes shop_attributes"> <tr class="woocommerce-product-attributes-item woocommerce-product-attributes-item--weight"> <th class="woocommerce-product-attributes-item__label">น้ำหนัก</th> <td class="woocommerce-product-attributes-item__value">0.6 กก.</td> </tr> <tr class="woocommerce-product-attributes-item woocommerce-product-attributes-item--dimensions"> <th class="woocommerce-product-attributes-item__label">ขนาด</th> <td class="woocommerce-product-attributes-item__value">6.1 × 3.75 × 8.6 เซนติเมตร</td> </tr> </table> </div> | HI782 Marine Nitrate High Range Colorimeter is specifically designed to quickly and accurately determine high levels of nitrate for saltwater aquariums and marine applications. With a digital read out, there is no more struggling to determine colors visually. Measurements with a range up to 75.0ppm Less complex laboratory grade accuracy – Requires only 1 reagent Simple, intuitive operation Compact and precise whether at home, at work, or on-the-go Nitrate is the final step in the Nitrogen cycle. Excessive amounts of nitrates in saltwater aquariums facilitate the growth of undesirable organisms such as algae and dinoflagellates. The HI782 Nitrate Checker HC is a simple, accurate, and cost-effective way to measure nitrate from 0.0 up to 75.0 ppm (as NO3–) in your saltwater aquarium. Using the Zinc Reduction method, a no filter process, The HI782 Nitrate Checker HC measures the concentration of nitrate colormetrically. Hanna Instruments Checker HC provides quick results in four easy steps: Features For use with saltwater samples. More accurate than chemical test kits. Dedicated to a single parameter. Small size, big convenience. No errors with a digital readout. Ideal for aquariums and marine biology applications. HI782 High Range Nitrate Checker vs HI781 Low Range Nitrate Checker The HI782 was designed to quickly and easily measure nitrate levels for aquarist with higher-than-average nutrient levels. This includes saltwater aquariums that are fish-only or have corals that can tolerate elevated levels of nitrate at 30 ppm or more. Very low levels of nitrate are critical for many saltwater reef aquariums, as nitrate can cause damage and possible death to certain delicate corals and invertebrates. For this reason, the HI781 offers unmatched precision in the measurement of very low levels of nitrate (0.00 to 5.00 ppm). For freshwater samples, Hanna Instruments recommends using the HI97728 Nitrate Portable Photometer. Manual: Download Specification : SKU HI782 Product Name Marine Nitrate High Range Checker HC – HI782 Quote Required Yes Nitrate Range 0.0 to 75.0 ppm (as NO3–) Nitrate Resolution 0.1 ppm Nitrate Accuracy ±2.0 ppm ±5% of reading Nitrate Method Zinc reduction method. The reaction between nitrate and the reagent causes a pink tint in the sample. This checker has been developed to work with seawater samples. Photometer/Colorimeter Light Source LED @ 525 nm Photometer/Colorimeter Light Detector silicon photocell Battery Type/Life 1.5V AAA Automatic Shut-Off after 10 minutes of non-use Environment 0 to 50°C (32 to 122°F); RH max 95% non-condensing Weight 64 g (2.3 oz.) Dimensions 86.0 mm x 61.0 mm x 37.5mm (3.2 x 2.4 x 1.5”) Ordering Information HI782 Checker HC is supplied with sample cuvettes with caps (2), marine nitrate starter kit (reagents for 10 tests), 3 mL Pasteur pipette (1), 1.5V AAA battery (1), and instruction manual. | <div aria-labelledby="tab-title-description" class="woocommerce-Tabs-panel woocommerce-Tabs-panel--description panel entry-content active" id="tab-description" role="tabpanel"> <p>HI782 Marine Nitrate High Range Colorimeter is specifically designed to quickly and accurately determine high levels of nitrate for saltwater aquariums and marine applications. With a digital read out, there is no more struggling to determine colors visually.</p> <ul> <li>Measurements with a range up to 75.0ppm</li> <li>Less complex laboratory grade accuracy – Requires only 1 reagent</li> <li>Simple, intuitive operation</li> <li>Compact and precise whether at home, at work, or on-the-go</li> </ul> <p>Nitrate is the final step in the Nitrogen cycle. Excessive amounts of nitrates in saltwater aquariums facilitate the growth of undesirable organisms such as algae and dinoflagellates. The HI782 Nitrate Checker HC is a simple, accurate, and cost-effective way to measure nitrate from 0.0 up to 75.0 ppm (as NO<sub>3</sub><sup>–</sup>) in your saltwater aquarium.</p> <p>Using the Zinc Reduction method, a no filter process, The HI782 Nitrate Checker HC measures the concentration of nitrate colormetrically. Hanna Instruments Checker HC provides quick results in four easy steps:</p> <p><img alt="HI782 Checker use" class="aligncenter" decoding="async" height="463" loading="lazy" src="https://hanna-worldwide.com/media/wysiwyg/products/checkers/checker1234.jpg" width="620"/></p> <h3><strong>Features</strong></h3> <ul> <li>For use with saltwater samples.</li> <li>More accurate than chemical test kits.</li> <li>Dedicated to a single parameter.</li> <li>Small size, big convenience.</li> <li>No errors with a digital readout.</li> <li>Ideal for aquariums and marine biology applications.</li> </ul> <h3><strong>HI782 High Range Nitrate Checker vs HI781 Low Range Nitrate Checker</strong></h3> <p>The HI782 was designed to quickly and easily measure nitrate levels for aquarist with higher-than-average nutrient levels. This includes saltwater aquariums that are fish-only or have corals that can tolerate elevated levels of nitrate at 30 ppm or more.</p> <p>Very low levels of nitrate are critical for many saltwater reef aquariums, as nitrate can cause damage and possible death to certain delicate corals and invertebrates. For this reason, the HI781 offers unmatched precision in the measurement of very low levels of nitrate (0.00 to 5.00 ppm). For freshwater samples, Hanna Instruments recommends using the HI97728 Nitrate Portable Photometer.</p> <h3><strong>Manual: <a href="http://www.hannainst.com/manuals/ist764_02_06_10.pdf" rel="noopener" target="_blank" title="Download Product Manual">Download</a></strong></h3> <h3><strong>Specification :</strong></h3> <table> <tbody> <tr> <td width="160"><strong>SKU</strong></td> <td width="441"><strong>HI782</strong></td> </tr> <tr> <td width="160"><strong>Product Name</strong></td> <td width="441"><strong>Marine Nitrate High Range Checker HC – HI782</strong></td> </tr> <tr> <td width="160"><strong>Quote Required</strong></td> <td width="441"><strong>Yes</strong></td> </tr> <tr> <td width="160"><strong>Nitrate Range</strong></td> <td width="441"><strong>0.0 to 75.0 ppm (as NO<sub>3</sub><sup>–</sup>)</strong></td> </tr> <tr> <td width="160"><strong>Nitrate Resolution</strong></td> <td width="441"><strong>0.1 ppm</strong></td> </tr> <tr> <td width="160"><strong>Nitrate Accuracy</strong></td> <td width="441"><strong>±2.0 ppm ±5% of reading</strong></td> </tr> <tr> <td width="160"><strong>Nitrate Method</strong></td> <td width="441"><strong>Zinc reduction method. The reaction between nitrate and the reagent causes a pink tint in the sample. This checker has been developed to work with seawater samples.</strong></td> </tr> <tr> <td width="160"><strong>Photometer/Colorimeter Light Source</strong></td> <td width="441"><strong>LED @ 525 nm</strong></td> </tr> <tr> <td width="160"><strong>Photometer/Colorimeter Light Detector</strong></td> <td width="441"><strong>silicon photocell</strong></td> </tr> <tr> <td width="160"><strong>Battery Type/Life</strong></td> <td width="441"><strong>1.5V AAA</strong></td> </tr> <tr> <td width="160"><strong>Automatic Shut-Off</strong></td> <td width="441"><strong>after 10 minutes of non-use</strong></td> </tr> <tr> <td width="160"><strong>Environment</strong></td> <td width="441"><strong>0 to 50°C (32 to 122°F); RH max 95% non-condensing</strong></td> </tr> <tr> <td width="160"><strong>Weight</strong></td> <td width="441"><strong>64 g (2.3 oz.)</strong></td> </tr> <tr> <td width="160"><strong>Dimensions</strong></td> <td width="441"><strong>86.0 mm x 61.0 mm x 37.5mm (3.2 x 2.4 x 1.5”)</strong></td> </tr> <tr> <td width="160"><strong>Ordering Information</strong></td> <td width="441"><strong>HI782 Checker HC is supplied with sample cuvettes with caps (2), marine nitrate starter kit (reagents for 10 tests), 3 mL Pasteur pipette (1), 1.5V AAA battery (1), and instruction manual.</strong></td> </tr> </tbody> </table> <p> </p> </div> | ไม่มี | ไม่มี | https://www.hannathailand.com/wp-content/uploads/2024/01/hi782-front-2100x2100-7fe17f59-b460-40cb-ad79-2c1bb2ff7b26.jpg | เครื่องวัดปริมาณแอมโมเนีย ในน้ำ รุ่น HI715 , เครื่องวัดปริมาณไนไตรท์ ช่วงสูง ในตัวอย่างน้ำ รุ่น HI708 , น้ำยามาตรฐานสอบเทียบ ค่ามาตรฐานความเค็ม , เครื่องวัดสีในน้ำตัวอย่าง HI727 , เครื่องวัดปริมาณไอโอดีน รุ่น HI718 , เครื่องวัดปริมาณไนไตรท์ ช่วงต่ำ รุ่น HI707 , เครื่องวัดปริมาณแอมโมเนีย ช่วงสูง รุ่น HI733 , เครื่องวัดปริมาณฟอสฟอรัส ช่วงต่ำมาก รุ่น HI736 | <a class="woocommerce-LoopProduct-link woocommerce-loop-product__link" href="https://www.hannathailand.com/product/hi715-checker-hc-ammonia-mr/">เครื่องวัดปริมาณแอมโมเนีย ในน้ำ รุ่น HI715</a> , <a class="woocommerce-LoopProduct-link woocommerce-loop-product__link" href="https://www.hannathailand.com/product/hi708-checker-hc-nitrite-hr/">เครื่องวัดปริมาณไนไตรท์ ช่วงสูง ในตัวอย่างน้ำ รุ่น HI708</a> , <a class="woocommerce-LoopProduct-link woocommerce-loop-product__link" href="https://www.hannathailand.com/product/hi7083l/">น้ำยามาตรฐานสอบเทียบ ค่ามาตรฐานความเค็ม</a> , <a class="woocommerce-LoopProduct-link woocommerce-loop-product__link" href="https://www.hannathailand.com/product/hi727-checker-hc-color-of-water/">เครื่องวัดสีในน้ำตัวอย่าง HI727</a> , <a class="woocommerce-LoopProduct-link woocommerce-loop-product__link" href="https://www.hannathailand.com/product/hi718-checker-hc-iodine/">เครื่องวัดปริมาณไอโอดีน รุ่น HI718</a> , <a class="woocommerce-LoopProduct-link woocommerce-loop-product__link" href="https://www.hannathailand.com/product/hi707-checker-hc-nitrite-lr/">เครื่องวัดปริมาณไนไตรท์ ช่วงต่ำ รุ่น HI707</a> , <a class="woocommerce-LoopProduct-link woocommerce-loop-product__link" href="https://www.hannathailand.com/product/hi733-checker-hc-ammonia-hr/">เครื่องวัดปริมาณแอมโมเนีย ช่วงสูง รุ่น HI733</a> , <a class="woocommerce-LoopProduct-link woocommerce-loop-product__link" href="https://www.hannathailand.com/product/phosphorous-marine/">เครื่องวัดปริมาณฟอสฟอรัส ช่วงต่ำมาก รุ่น HI736</a> | https://www.hannathailand.com/wp-content/uploads/2024/01/hi782-front-2100x2100-7fe17f59-b460-40cb-ad79-2c1bb2ff7b26-600x600.jpg , https://www.hannathailand.com/wp-content/uploads/2024/01/hi782-cover-open-angle-silhouette-2100x2100-d9f67748-6d6b-4bca-9391-f972e0fbc757-600x600.jpg , https://www.hannathailand.com/wp-content/uploads/2022/06/miniphotometerfurammoniakmittel2416_11-600x600.jpg , https://www.hannathailand.com/wp-content/uploads/2022/06/miniphotometerfurnitrithoch2420_11-600x600.jpg , https://www.hannathailand.com/wp-content/uploads/2021/07/10-500x500.jpg , https://www.hannathailand.com/wp-content/uploads/2022/06/miniphotometerfurfarbe843_11-600x600.jpg , https://www.hannathailand.com/wp-content/uploads/2022/06/miniphotometerfuriod829_11-600x600.jpg , https://www.hannathailand.com/wp-content/uploads/2022/06/hi707400-600x600.jpg , https://www.hannathailand.com/wp-content/uploads/2022/06/miniphotometerfurammoniumhoch2418_11-600x600.jpg , https://www.hannathailand.com/wp-content/uploads/2021/12/HI736-600x600.jpg
45 | เครื่องเตาย่อยสารเคมีวัดซีโอดี รุ่น HI839150 สำหรับ 25 ช่อง | สินค้าทั้งหมด , สินค้าแนะนำ , เครื่องวัดซีโอดี , เตาย่อยสารเคมี | https://www.hannathailand.com/product-category/cod-meter/reactor/ | https://www.hannathailand.com/product/cod-reactor/ | HI839150-02 | 3,103.00 | น้ำหนัก 4.8 กก. ขนาด 19 × 9.5 × 30 เซนติเมตร | <div aria-labelledby="tab-title-additional_information" class="woocommerce-Tabs-panel woocommerce-Tabs-panel--additional_information panel entry-content" id="tab-additional_information" role="tabpanel"> <table class="woocommerce-product-attributes shop_attributes"> <tr class="woocommerce-product-attributes-item woocommerce-product-attributes-item--weight"> <th class="woocommerce-product-attributes-item__label">น้ำหนัก</th> <td class="woocommerce-product-attributes-item__value">4.8 กก.</td> </tr> <tr class="woocommerce-product-attributes-item woocommerce-product-attributes-item--dimensions"> <th class="woocommerce-product-attributes-item__label">ขนาด</th> <td class="woocommerce-product-attributes-item__value">19 × 9.5 × 30 เซนติเมตร</td> </tr> </table> </div> | เครื่องเตาย่อยสารเคมี รุ่น HI839150 สำหรับ 25 ช่อง เครื่องเตาย่อยสารเคมีสำหรับวิเคราะห์ค่าซีโอดี (COD) รุ่น HI839150-02 ตัวเครื่องตั้งค่าโปรแกรมของอุณหภูมิไว้ล่วงหน้า 2 โปรแกรม คือ 150°C และ 105°C การวัดค่าซีโอดีและฟอสฟอรัสทั้งหมดจะทำงานที่อุณหภูมิ 150°C ในขณะที่การวัดค่าไนโตรเจนทั้งหมดจะดำเนินการที่อุณหภูมิ 105°C ตัวเครื่องจะให้ความร้อนแบบอัตโนมัติจนถึงอุณหภูมิที่ตั้งไว้ โดยกดค้างไว้จนกว่าตัวจับนาฬิกานับถอยหลังจะเสร็จสิ้น เมื่อตัวจับเวลาสิ้นสุดลง เสียงจะดังขึ้นและอุปกรณ์ทำความร้อนจะปิดลง เคสด้านนอกของ HI839150 ยังคงความเย็นเมื่อสัมผัส ตัวป้องกันความร้อน จะช่วยให้การย่อยสารเคมีเกิดขึ้นอย่างสมบูรณ์ คุณสมบัติหลัก ตั้งค่าโปรแกรมของอุณหภูมิเริ่มต้น – ตัวเครื่องตั้งค่าโปรแกรมของอุณหภูมิไว้เริ่มต้น 2 โปรแกรม คือ 150°C และ 105°C ซึ่งสามารถเลือกได้ด้วยการกดปุ่มเพียงปุ่มเดียว การแจ้งเตือนอุณหภูมิ – การแจ้งเตือนผู้ใช้ในกรณีที่อุณหภูมิของบล็อกทำความร้อนสูงหรือต่ำกว่าอุณหภูมิที่ตั้งไว้ สถานะนาฬิกาจับเวลาจะเตือนให้ผู้ใช้รอจนกว่าบล็อกทำความร้อนจะเย็นลงหรืออุ่นขึ้นก่อนที่จะใส่ตัวอย่าง นาฬิกาจับเวลาในตัว – นาฬิกาจับเวลาถอยหลังสูงสุด 180 นาทีช่วยให้ผู้ใช้ตั้งเวลาการย่อยสารเคมีที่ต้องการได้อย่างง่ายดายเพียงกดลูกศรขึ้นและลง เมื่อตั้งเวลาแล้วและความร้อนคงที่ กดปุ่ม START จะเริ่มต้นทำงาน ไฟแสดงสถานะ – สถานะไฟ LED สีเขียวแสดงว่าความร้อนกำลังทำงานอยู่ ไฟ LED สีเหลืองจะแสดงเมื่อเครื่องทำความร้อนถึงอุณหภูมิที่ตั้งไว้ ไฟ LED สีแดงจะแสดงว่าอุณหภูมิสูงกว่า 50°C เพื่อเตือนผู้ใช้งาน การป้องกันความร้อนสูงเกินไป – ตัวเครื่องมีฟิวส์ความร้อนที่ป้องกันความร้อนในกรณีความร้อนสูงเกินไป หากความร้อนสูงเกินไป ตัวเครื่องจะปิดแบบอัตโนมัติและไฟสัญญาณ LED ทั้งหมดจะดับลง ช่องอุณหภูมิอ้างอิง – ตัวเครื่องสามารถจุได้ 25 หลอดแก้ว แล้วยังมีช่องขนาดเล็กสำหรับใช้วัดอุณหภูมิอ้างอิงสำหรับผู้ใช้ที่ต้องการตรวจสอบอุณหภูมิบล็อกความร้อน สองโหมดการทำงาน – ตัวเครื่องมีโหมดการทำงานสองโหมด : ไม่ได้ใช้งานและทำความร้อน โหมดปกติเป็นโหมดเริ่มต้นที่ตัวเครื่องวัดแสดงอุณหภูมิปัจจุบัน อุณหภูมิเป้าหมาย เวลาตอบสนองที่ตั้งไว้ และแท็ก “ไม่ได้ใช้งาน” โหมดทำความร้อนจะเปิดใช้งาน เมื่อผู้ใช้กดปุ่ม START และมันจะเริ่มต้นทำงานทันที จอแสดงผล LCD – อุณหภูมิของบล็อกจะแสดงอย่างต่อเนื่องบนจอ LCD แม้ว่าจะไม่มีโปรแกรมอุณหภูมิทำงานอยู่ก็ตาม ข้อความแสดงข้อผิดพลาด – ข้อความบนจอแสดงผลแจ้งเตือนถึงปัญหาต่างๆ เช่น อุณหภูมิสูงหรือต่ำ พื้นผิวที่ร้อน หรือระบบทำความร้อนทำงานผิดปกติ คู่มือการใช้งาน : Download สเปคของตัวเครื่อง : ช่วงการทำงาน 20.0 – 160.0 °C การตั้งค่าโปรแกรมเริ่มต้น 105 °C และ 150 °C ความถูกต้อง ± 2 °C ความเสถียรของอุณหภูมิ ± 0.5 °C ความจุ 25 หลอดแก้ว (16 มม. x 100 มม.) และ 1 ช่อง สำหรับวัดอุณหภูมิอ้างอิง เวลาในการอุ่นตัวเครื่อง ประมาณ 10 นาที หรือขึ้นอยู่กับอุณหภูมิที่เลือก เวลาในการย่อยสารเคมี 1 – 180 นาที สภาพแวดล้อมที่เหมาะสม 5 – 50 °C แหล่งจ่ายไฟ 230 VAC ขนาด 190 x 300 x 95 มม. น้ำหนัก 4.8 กิโลกรัม | <div aria-labelledby="tab-title-description" class="woocommerce-Tabs-panel woocommerce-Tabs-panel--description panel entry-content active" id="tab-description" role="tabpanel"> <h4><span style="color: #000000;"><strong>เครื่องเตาย่อยสารเคมี รุ่น HI839150 สำหรับ 25 ช่อง</strong></span></h4> <h4><span style="color: #000000;"><span class="Y2IQFc" lang="th">เครื่องเตาย่อยสารเคมีสำหรับวิเคราะห์ค่าซีโอดี (COD) รุ่น HI839150-02 ตัวเครื่องตั้งค่าโปรแกรมของอุณหภูมิไว้ล่วงหน้า 2 โปรแกรม คือ</span><span class="Y2IQFc" lang="th"> </span>150°C และ 105°C <span class="Y2IQFc" lang="th">การวัดค่าซีโอดีและฟอสฟอรัสทั้งหมดจะทำงานที่อุณหภูมิ </span><span class="Y2IQFc" lang="th">150°C ในขณะที่การวัดค่าไนโตรเจนทั้งหมดจะดำเนินการที่อุณหภูมิ 105°C ตัวเครื่องจะให้ความร้อนแบบอัตโนมัติจนถึงอุณหภูมิที่ตั้งไว้ โดยกดค้างไว้จนกว่าตัวจับนาฬิกานับถอยหลังจะเสร็จสิ้น เมื่อตัวจับเวลาสิ้นสุดลง เสียงจะดังขึ้นและอุปกรณ์ทำความร้อนจะปิดลง เคสด้านนอกของ HI839150 ยังคงความเย็นเมื่อสัมผัส ตัวป้องกันความร้อน จะช่วยให้การย่อยสารเคมีเกิดขึ้นอย่างสมบูรณ์</span></span></h4> <p><span style="color: #000000;"><strong>คุณสมบัติหลัก<br/> </strong><span class="Y2IQFc" lang="th"><strong>ตั้งค่าโปรแกรมของอุณหภูมิเริ่มต้น</strong><br/> </span>– <span class="Y2IQFc" lang="th">ตัวเครื่องตั้งค่าโปรแกรมของอุณหภูมิไว้เริ่มต้น 2 โปรแกรม คือ </span>150°C และ 105°C ซึ่งสามารถเลือกได้ด้วยการกดปุ่มเพียงปุ่มเดียว<br/> <strong>การแจ้งเตือนอุณหภูมิ </strong></span><br/> <span style="color: #000000;">– การแจ้งเตือนผู้ใช้ในกรณีที่อุณหภูมิของบล็อกทำความร้อนสูงหรือต่ำกว่าอุณหภูมิที่ตั้งไว้ สถานะนาฬิกาจับเวลาจะเตือนให้ผู้ใช้รอจนกว่าบล็อกทำความร้อนจะเย็นลงหรืออุ่นขึ้นก่อนที่จะใส่ตัวอย่าง<br/> <strong>นาฬิกาจับเวลาในตัว </strong></span><br/> <span style="color: #000000;">– นาฬิกาจับเวลาถอยหลังสูงสุด 180 นาทีช่วยให้ผู้ใช้ตั้งเวลาการย่อยสารเคมีที่ต้องการได้อย่างง่ายดายเพียงกดลูกศรขึ้นและลง เมื่อตั้งเวลาแล้วและความร้อนคงที่ กดปุ่ม START จะเริ่มต้นทำงาน<br/> <strong>ไฟแสดงสถานะ </strong></span><br/> <span style="color: #000000;">– สถานะไฟ LED สีเขียวแสดงว่าความร้อนกำลังทำงานอยู่ ไฟ LED สีเหลืองจะแสดงเมื่อเครื่องทำความร้อนถึงอุณหภูมิที่ตั้งไว้ ไฟ LED สีแดงจะแสดงว่าอุณหภูมิสูงกว่า 50°C เพื่อเตือนผู้ใช้งาน<br/> <strong>การป้องกันความร้อนสูงเกินไป </strong></span><br/> <span style="color: #000000;">– ตัวเครื่องมีฟิวส์ความร้อนที่ป้องกันความร้อนในกรณีความร้อนสูงเกินไป หากความร้อนสูงเกินไป ตัวเครื่องจะปิดแบบอัตโนมัติและไฟสัญญาณ LED ทั้งหมดจะดับลง<br/> <strong>ช่องอุณหภูมิอ้างอิง </strong></span><br/> <span style="color: #000000;">– ตัวเครื่องสามารถจุได้ 25 หลอดแก้ว แล้วยังมีช่องขนาดเล็กสำหรับใช้วัดอุณหภูมิอ้างอิงสำหรับผู้ใช้ที่ต้องการตรวจสอบอุณหภูมิบล็อกความร้อน<br/> <strong>สองโหมดการทำงาน </strong></span><br/> <span style="color: #000000;">– ตัวเครื่องมีโหมดการทำงานสองโหมด : ไม่ได้ใช้งานและทำความร้อน โหมดปกติเป็นโหมดเริ่มต้นที่ตัวเครื่องวัดแสดงอุณหภูมิปัจจุบัน อุณหภูมิเป้าหมาย เวลาตอบสนองที่ตั้งไว้ และแท็ก “ไม่ได้ใช้งาน” โหมดทำความร้อนจะเปิดใช้งาน เมื่อผู้ใช้กดปุ่ม START และมันจะเริ่มต้นทำงานทันที<br/> <strong>จอแสดงผล LCD</strong></span><br/> <span style="color: #000000;">– อุณหภูมิของบล็อกจะแสดงอย่างต่อเนื่องบนจอ LCD แม้ว่าจะไม่มีโปรแกรมอุณหภูมิทำงานอยู่ก็ตาม<br/> <strong>ข้อความแสดงข้อผิดพลาด</strong><br/> – ข้อความบนจอแสดงผลแจ้งเตือนถึงปัญหาต่างๆ เช่น อุณหภูมิสูงหรือต่ำ พื้นผิวที่ร้อน หรือระบบทำความร้อนทำงานผิดปกติ</span></p> <p> </p> <p><img alt="" class="wp-image-10333 aligncenter" decoding="async" height="265" loading="lazy" sizes="(max-width: 265px) 100vw, 265px" src="https://www.hannathailand.com/wp-content/uploads/2024/03/hi839150-02-55a0fe69a59dd75aef0f35e38a5726c4-article-default-1.jpg" srcset="https://www.hannathailand.com/wp-content/uploads/2024/03/hi839150-02-55a0fe69a59dd75aef0f35e38a5726c4-article-default-1-600x600.jpg 600w, https://www.hannathailand.com/wp-content/uploads/2024/03/hi839150-02-55a0fe69a59dd75aef0f35e38a5726c4-article-default-1-100x100.jpg 100w" width="265"/></p> <h4><span style="color: #000000;"><strong>คู่มือการใช้งาน : <span style="color: #0000ff;"><a href="https://manuals.hannainst.com/vi?vv=1&amp;vc=1&amp;vl=1&amp;ic=5&amp;ip=1&amp;id=8004565&amp;UrlParam1=HI839150" rel="noopener" style="color: #0000ff;" target="_blank" title="Download Product Manual">Download</a></span></strong></span></h4> <h4><span style="color: #000000;"><strong>สเปคของตัวเครื่อง :</strong></span></h4> <table style="height: 741px;" width="618"> <tbody> <tr> <td width="208"><span style="color: #000000;"><strong>ช่วงการทำงาน</strong></span></td> <td width="302"><span style="color: #000000;"><strong>20.0 – 160.0 °C</strong></span></td> </tr> <tr> <td width="208"><span style="color: #000000;"><strong>การตั้งค่าโปรแกรมเริ่มต้น</strong></span></td> <td width="302"><span style="color: #000000;"><strong>105 °C และ 150 °C</strong></span></td> </tr> <tr> <td width="208"><span style="color: #000000;"><strong>ความถูกต้อง</strong></span></td> <td width="302"><span style="color: #000000;"><strong>± 2 °C</strong></span></td> </tr> <tr> <td width="208"><span style="color: #000000;"><strong>ความเสถียรของอุณหภูมิ</strong></span></td> <td width="302"><span style="color: #000000;"><strong>± 0.5 °C</strong></span></td> </tr> <tr> <td width="208"><span style="color: #000000;"><strong>ความจุ</strong></span></td> <td width="302"><span style="color: #000000;"><strong>25 หลอดแก้ว (16 มม. x 100 มม.) และ 1 ช่อง สำหรับวัดอุณหภูมิอ้างอิง</strong></span></td> </tr> <tr> <td width="208"><span style="color: #000000;"><strong>เวลาในการอุ่นตัวเครื่อง </strong></span></td> <td width="302"><span style="color: #000000;"><strong>ประมาณ</strong><strong> 10 นาที หรือขึ้นอยู่กับอุณหภูมิที่เลือก</strong></span></td> </tr> <tr> <td width="208"><span style="color: #000000;"><strong>เวลาในการย่อยสารเคมี</strong></span></td> <td width="302"><span style="color: #000000;"><strong>1 – 180 นาที</strong></span></td> </tr> <tr> <td width="208"><span style="color: #000000;"><strong>สภาพแวดล้อมที่เหมาะสม</strong></span></td> <td width="302"><span style="color: #000000;"><strong>5 – 50 °C</strong></span></td> </tr> <tr> <td width="208"><span style="color: #000000;"><strong>แหล่งจ่ายไฟ</strong></span></td> <td width="302"><span style="color: #000000;"><strong>230 VAC</strong></span></td> </tr> <tr> <td width="208"><span style="color: #000000;"><strong>ขนาด</strong></span></td> <td width="302"><span style="color: #000000;"><strong>190 x 300 x 95 มม.</strong></span></td> </tr> <tr> <td width="208"><span style="color: #000000;"><strong>น้ำหนัก</strong></span></td> <td width="302"><span style="color: #000000;"><strong>4.8 กิโลกรัม</strong></span></td> </tr> </tbody> </table> </div> | ไม่มี | ไม่มี | https://www.hannathailand.com/wp-content/uploads/2024/03/hi839150-02-55a0fe69a59dd75aef0f35e38a5726c4-article-default-1.jpg | เครื่องวัดค่าเหล็ก รุ่น HI721 , สารละลายมาตรฐานความขุ่น 20 NTU , เครื่องวัดปริมาณฟอสเฟต ช่วงสูง รุ่น HI717 , เครื่องวัดปริมาณโบรมีน ในตัวอย่างน้ำ รุ่น HI716 , เครื่องวัดปริมาณฟลูออไรด์ ช่วงต่ำ รุ่น HI729 , เครื่องวัดปริมาณซิลิกา ช่วงต่ำ ในตัวอย่างน้ำ รุ่น HI705 , เครื่องวัดปริมาณไนไตรท์ ช่วงต่ำ รุ่น HI707 , เครื่องวัดปริมาณแอมโมเนีย ช่วงต่ำ รุ่น HI700 | <a class="woocommerce-LoopProduct-link woocommerce-loop-product__link" href="https://www.hannathailand.com/product/hi721-checker-hc-iron/">เครื่องวัดค่าเหล็ก รุ่น HI721</a> , <a class="woocommerce-LoopProduct-link woocommerce-loop-product__link" href="https://www.hannathailand.com/product/hi93102-20/">สารละลายมาตรฐานความขุ่น 20 NTU</a> , <a class="woocommerce-LoopProduct-link woocommerce-loop-product__link" href="https://www.hannathailand.com/product/hi717-checker-hc-phosphate-hr/">เครื่องวัดปริมาณฟอสเฟต ช่วงสูง รุ่น HI717</a> , <a class="woocommerce-LoopProduct-link woocommerce-loop-product__link" href="https://www.hannathailand.com/product/hi716-checker-hc-bromine/">เครื่องวัดปริมาณโบรมีน ในตัวอย่างน้ำ รุ่น HI716</a> , <a class="woocommerce-LoopProduct-link woocommerce-loop-product__link" href="https://www.hannathailand.com/product/hi729-checker-hc-fluoride-lr/">เครื่องวัดปริมาณฟลูออไรด์ ช่วงต่ำ รุ่น HI729</a> , <a class="woocommerce-LoopProduct-link woocommerce-loop-product__link" href="https://www.hannathailand.com/product/hi705-checker-hc-silica-lr/">เครื่องวัดปริมาณซิลิกา ช่วงต่ำ ในตัวอย่างน้ำ รุ่น HI705</a> , <a class="woocommerce-LoopProduct-link woocommerce-loop-product__link" href="https://www.hannathailand.com/product/hi707-checker-hc-nitrite-lr/">เครื่องวัดปริมาณไนไตรท์ ช่วงต่ำ รุ่น HI707</a> , <a class="woocommerce-LoopProduct-link woocommerce-loop-product__link" href="https://www.hannathailand.com/product/hi700-checker-hc-ammonia-lr/">เครื่องวัดปริมาณแอมโมเนีย ช่วงต่ำ รุ่น HI700</a> | https://www.hannathailand.com/wp-content/uploads/2024/03/hi839150-02-55a0fe69a59dd75aef0f35e38a5726c4-article-default-1-600x600.jpg , https://www.hannathailand.com/wp-content/uploads/2024/03/HI839150_Front-with-shield_720x720__02073-1-600x600.jpg , https://www.hannathailand.com/wp-content/uploads/2022/06/miniphotometerfureisen832_11-600x600.jpg , https://www.hannathailand.com/wp-content/uploads/2021/07/9-500x500.jpg , https://www.hannathailand.com/wp-content/uploads/2022/06/miniphotometerfurphosphathoch827_11-600x600.jpg , https://www.hannathailand.com/wp-content/uploads/2022/06/miniphotometerfurfreiesgesamtchlor704_11-600x600.jpg , https://www.hannathailand.com/wp-content/uploads/2022/06/miniphotometerfurfluoridniedrig844_11-600x600.jpg , https://www.hannathailand.com/wp-content/uploads/2022/06/hi705400-600x600.jpg , https://www.hannathailand.com/wp-content/uploads/2022/06/hi707400-600x600.jpg , https://www.hannathailand.com/wp-content/uploads/2022/06/hi700_400pxl-600x600.jpg
46 | เครื่องไทเทรตหาความชื้นแบบอัตโนมัติ (Coulometric Karl Fischer) รุ่น HI934-02 | เครื่องมือวัดความชื้นด้วยเทคนิค Karl Fischer , สินค้าทั้งหมด , สินค้าแนะนำ , อุตสาหกรรมอาหาร , อุตสาหกรรมทั่วไป , เครื่องไทเทรตอัตโนมัติ , เครื่องไทเทรต Coulometric | https://www.hannathailand.com/product-category/auto-titrate/coulometric-titrator/ | https://www.hannathailand.com/product/%e0%b9%80%e0%b8%84%e0%b8%a3%e0%b8%b7%e0%b9%88%e0%b8%ad%e0%b8%87%e0%b9%84%e0%b8%97%e0%b9%80%e0%b8%97%e0%b8%a3%e0%b8%95%e0%b8%ab%e0%b8%b2%e0%b8%84%e0%b8%a7%e0%b8%b2%e0%b8%a1%e0%b8%8a%e0%b8%b7%e0%b9%89-2/ | HI934-02 | 0.00 |  | <div aria-labelledby="tab-title-additional_information" class="woocommerce-Tabs-panel woocommerce-Tabs-panel--additional_information panel entry-content" id="tab-additional_information" role="tabpanel"> </div> | เครื่องไทเทรตหาความชื้นแบบอัตโนมัติ (Coulometric Karl Fischer) รุ่น HI934-02 สำหรับนักวิทยาศาสตร์และผู้เชี่ยวชาญที่ต้องการหาปริมาณความชื้นที่ถูกต้องและแม่นยำในช่วง 1 ppm – 5% ด้วยเครื่องไทเทรตแบบอัตโนมัติ โดยอาศัยเทคนิค Karl Fischer แบบคูลอมเมตริก ที่ได้รับการออกแบบและพัฒนาเพื่อให้ตรงตามตามข้อกำหนดทางเทคนิคของคุณ ด้วยคุณสมบัติล้ำสมัยที่รวมอยู่ในการออกแบบที่ขนาดเล็กและกะทัดรัด เครื่องไทเทรตนี้จึงให้ผลลัพธ์ที่ถูกต้องแม่นยำ และใช้พื้นที่ในห้องปฏิบัติการน้อยลงด้วยขนาดที่เล็กพอประมาณ การตรวจวัดปริมาณความชื้นได้อย่างแม่นยำเพียงกดปุ่มเดียว และป้อนน้ำหนักของตัวอย่าง – การออกแบบที่กะทัดรัดจะช่วยให้ประหยัดพื้นที่ในห้องปฏิบัติการ – ตัวเครื่องทนทานต่อความร้อนและสารเคมีด้วยวัสดุชนิด Cycoloy – ระบบตัวทำละลายแบบปิดสนิทช่วยป้องกันไม่ให้น้ำออกจากระบบ และป้องกันอากาศจากภายนอกเข้าสู่บีกเกอร์วัดตัวอย่าง การจ่ายไทแทรนต์แบบไดนามิก ความเร็วการไทเทรตแบบไดนามิกจะช่วยให้ได้ผลลัพธ์การไทเทรตที่ถูกต้องและแม่นยำ โดยอาศัยความสัมพันธ์ระหว่างปริมาณไอโอดีนที่สร้างขึ้นกับการตอบสนองของค่า mV จากปฏิกิริยา KF ซึ่งจะทำให้เกิดไอโอดีนในปริมาณมากขึ้นใกล้กับจุดเริ่มต้นของการไทเทรต ที่แม่นยำยิ่งขึ้นใกล้กับจุดสิ้นสุดของการไทเทรต การชดเชยอัตราการดริฟท์ HI934 จะปรับการคำนวณการไทเทรตแบบอัตโนมัติเพื่อพิจารณาผลกระทบของความชื้นแวดล้อมที่เข้าสู่บีกเกอร์การไทเทรต ซึ่งให้ผลลัพธ์ที่แม่นยำยิ่งขึ้น เกณฑ์จุดยุติที่สามารถเลือกได้ HI934 ใช้หัววัดที่ทำมาจากแพลทินัม สำหรับการหาจุดสิ้นสุด ผู้ใช้อาจเลือกเกณฑ์การสิ้นสุดตามเวลาความเสถียรของ mV หรืออัตราการดริฟท์ การเตรียมบีกเกอร์สำหรับวัดตัวอย่าง ขั้นตอนการไทเทรตล่วงหน้าจะกำจัดน้ำที่ตกค้างอยู่ในตัวทำละลายและภายในบีกเกอร์ จึงเป็นการเริ่มต้นการวิเคราะห์พื้นฐานที่เชื่อถือได้ จากนั้นโหมดสแตนด์บายจะทำให้ผู้ใช้งานทราบว่า ณ ขณะนั้น ภายในบีกเกอร์ไม่มีความชื้นภายในแล้ว และพร้อมเข้าสู่กระบวนการวัด ระบบการไทเทรตแบบคูลอมเมตริก การออกแบบเครื่องกำเนิดไฟฟ้า เครื่องกำเนิดไฟฟ้า 2 รูปแบบสำหรับ HI934; การออกแบบ แบบ Fritted เหมาะสำหรับตัวอย่างที่มีปริมาณน้ำต่ำ และความแม่นยำสูง และเครื่องกำเนิดไฟฟ้าแบบ fritless ช่วยให้ทำความสะอาดและบำรุงรักษาได้ง่ายขึ้น การสร้างไอโอดีนที่แม่นยำ การจ่ายของเราช่วยให้ไอโอดีนจำนวนน้อยมากที่จำเป็นสำหรับปฏิกิริยา Karl Fischer ถูกสร้างขึ้นด้วยไฟฟ้า โดยใช้กระแสสูงถึง 400 mA ทำให้ส่งไอโอดีนได้อย่างถูกต้องและแม่นยำ ระบบไทเทรตและตัวทำละลาย บีกเกอร์ที่ท่อทนทานต่อสารเคมี เซลล์ไตเตรทแก้วและท่อ PTFE ได้รับการออกแบบมาให้ทนทานต่อตัวทำละลายที่รุนแรงและสารเคมีที่เกี่ยวข้องกับปฏิกิริยาของ Karl Fischer ระบบตัวทำละลายปิดผนึก ข้อต่อแบบปิดผนึกเซลล์การไทเทรตแก้ว ลดการสัมผัสความชื้นโดยรอบ ทำให้ระบบแห้ง และลดการใช้สารเคมีส่วนเกิน ในขณะเดียวกันก็ประหยัดเวลาระหว่างการไทเทรต ตัวทำละลายสามารถแลกเปลี่ยนได้ภายในเวลาไม่กี่วินาทีด้วยการปรับตั้งอย่างรวดเร็ว สารดูดความชื้นประสิทธิภาพสูง สารดูดความชื้นแบบตะแกรงประสิทธิภาพสูง ช่วยรักษาอัตราการดริฟท์ที่ต่ำและเสถียรภายในเซลล์การไทเทรต ในขณะเดียวกันก็ป้องกันไม่ให้ความชื้นโดยรอบเข้าไปในระบบตัวทำละลายที่ปิดสนิท อินเทอร์เฟซและจอแสดงผล จอแสดงผลแบบสี หน้าจอ LCD สีขนาดใหญ่ แสดงวิธีการไทเทรตที่เลือกอย่างชัดเจน พร้อมด้วยผลลัพธ์ หน่วยการวัด อัตราการดริฟท์ และค่า mV กราฟการไทเทรตโดยละเอียด สามารถแสดงกราฟการไทเทรตแบบเรียลไทม์ได้ในระหว่างการไทเทรตแต่ละครั้ง คุณลักษณะนี้มีประโยชน์ เมื่อมีการวิเคราะห์วิธีการใหม่ หรือเมื่อขั้นตอนต้องมีการปรับเปลี่ยนให้เหมาะสม การนำทางที่ง่ายและรวดเร็ว การเลือกปุ่มเสมือนบนหน้าจอช่วยให้สามารถนำทางระหว่างหน้าจอและเมนูได้ง่ายและรวดเร็วโดยไม่สูญเสียข้อมูลจำนวนมาก ข้อมูลและการจัดเก็บ รายงานการไทเทรต รายงานการไทเทรตแต่ละรายงานสามารถปรับแต่งได้อย่างเต็มที่ เพื่อความสะดวกในการใช้งาน การจัดการโหมด GLP ข้อมูล GLP (แนวปฏิบัติที่ดีในห้องปฏิบัติการ) เป็นโหมดเพื่อดูการสอบเทียบล่าสุด โดยการระบุตัวอย่าง ชื่อบริษัท ผู้ปฏิบัติงาน วันที่ เวลา และรหัส ID ของหัววัด ถ่ายโอนข้อมูลได้อย่างง่ายดาย สามารถถ่ายโอนข้อมูลไปยังแฟลชไดรฟ์ USB หรือ PC ได้อย่างง่ายดายด้วยโปรแกรมของ Hanna (HI900PC) ช่องพอร์ต USB ช่วยให้สามารถถ่ายโอนวิธีการไทเทรต รายงานการไทเทรต และอัปเกรดโปรแกรมผ่านแฟลชไดรฟ์ USB การเชื่อมต่อและฟังก์ชันการทำงาน หน้าจออินเทอร์เฟซ ขนาดตัวอย่างอาจถูกป้อนโดยอัตโนมัติจากเครื่องชั่ง ผ่านพอร์ต RS232 ทำให้ประหยัดเวลาและแรงงาน อุปกรณ์ต่อพ่วง ผู้ใช้สามารถพิมพ์รายงานได้โดยตรงจากเครื่องไทเทรต โดยใช้เครื่องพิมพ์แบบขนานมาตรฐาน หรือเชื่อมต่อแป้นพิมพ์ภายนอก เพื่อเพิ่มความสะดวกมากยิ่งขึ้น เช่นเดียวกับเครื่องชั่ง สำหรับการป้อนน้ำหนักตัวอย่างแบบอัตโนมัติสำหรับการไทเทรต วิธีการวิเคราะห์ วิธีการปรับแต่งได้ HI934 สามารถบันทึกวิธีการไทเทรตที่ผู้ใช้กำหนด หรือวิธีมาตรฐานได้สูงสุด 100 วิธี แต่ละวิธีอาจปรับแต่ง และปรับให้เหมาะสมเพื่อประสิทธิภาพตามความต้องการของผู้ใช้งาน วิธีการมาตรฐานที่ปรับเปลี่ยนได้ ผู้เชี่ยวชาญด้านเทคนิคของเราสามารถตั้งโปรแกรมและปรับแต่งวิธีการมาตรฐานที่พัฒนาโดยหน่วยงานในเครือ เช่น ISO, ASTM, AOAC, AOCS, EPA และอื่นๆ ได้โดยตรงบนเครื่องไทเทรตของคุณ สอบถามที่ปรึกษาฝ่ายขายของเราว่าวิธีการมาตรฐานใดที่เป็นไปได้กับระบบ Karl Fischer HI934 คู่มือการใช้งาน : Download สเปคของตัวเครื่อง ชื่อสินค้า เครื่องไทเทรตหาความชื้นแบบอัตโนมัติ (Coulometric Karl Fischer) รุ่น HI934-02 หลักการไทเทรต คูลอมเมตริก ช่วงการวัดความชื้น 1 ppm – 5% ความละเอียด 0.1ppm – 0.0001% หน่วยการวัด %, ppm, ppt, mg/g, μg/g, mg, μg, mg/mL, μg/mL, mg Br/100g, g Br/100g, mg Br, g Br ประเภทของตัวอย่าง ของเหลว และของแข็งโดยการสกัดหรือเจือจาง สภาวะก่อนการไทเทรต แบบอัตโนมัติ การตั้งค่าดริฟท์ แบบอัตโนมัติ หรือกำหนดโดยผู้ใช้งาน เกณฑ์จุดยุติ fixed mV persistence, relative drift stop or absolute drift stop ชนิดการเติมสาร แบบไดนามิก ผลลัพธ์ mean, standard deviation บีกเกอร์การไทเทรต ช่วงการทำงาน 100 – 200 มล. ระบบการจัดการตัวทำละลาย sealed system, integrated diaphragm air pump ชนิดการเชื่อมต่อ BNC กระแสไฟฟ้า 1 2 5 หรือ 10 μA ช่วงการวัด mV 2 mV – 1100 mV ความละเอียด 0.1 mV ความถูกต้อง ±0.1% ชนิดของการกวนสารละลาย magnetic, optically regulated, digital stirrer ความเร็วในการกวนสารละลาย 200 – 2000 rpm ความละเอียดของการกวนสารละลาย 100 rpm วิธีการไทเทรต 100 วิธีวิเคราะห์ การรายงานผล 100 ข้อมูลการวิเคราะห์และวิธีการวิเคราะห์ ข้อมูลการสอบเทียบล่าสุด GLP โหมดดูข้อมูลการสอบเทียบล่าสุด การเชื่อมต่อภายนอก เชื่อมต่อกับการแสดงผลแบบ VGA คีบอร์ด เครื่องปริ้น แฟรช์ไดร์ หรือผ่าน RS232 หน้าจอแสดงผล หน้าจอแสดงผลแบบสี ขนาด 5.7 นิ้ว วัสดุของคีบอร์ด โพลีคาร์บอเนต ภาษา อังกฤษ โปรตุเกส สเปน และฝรั่งเศส แหล่งจ่ายไฟ 100-240 VAC สภาวะที่เหมาะสม ปฏิบัติการ ขนาด 315 x 205 x 375 มม. น้ำหนัก 4.3 กิโลกรัม | <div aria-labelledby="tab-title-description" class="woocommerce-Tabs-panel woocommerce-Tabs-panel--description panel entry-content active" id="tab-description" role="tabpanel"> <div class="short-description"> <div class="std"> <p><span style="color: #000000;"><strong><span style="font-size: 120%;">เครื่องไทเทรตหาความชื้นแบบอัตโนมัติ (Coulometric Karl Fischer) รุ่น HI934-02</span></strong></span></p> <div><span style="color: #000000;">สำหรับนักวิทยาศาสตร์และผู้เชี่ยวชาญที่ต้องการหาปริมาณความชื้นที่ถูกต้องและแม่นยำในช่วง 1 ppm – 5% ด้วยเครื่องไทเทรตแบบอัตโนมัติ โดยอาศัยเทคนิค Karl Fischer แบบคูลอมเมตริก ที่ได้รับการออกแบบและพัฒนาเพื่อให้ตรงตามตามข้อกำหนดทางเทคนิคของคุณ ด้วยคุณสมบัติล้ำสมัยที่รวมอยู่ในการออกแบบที่ขนาดเล็กและกะทัดรัด เครื่องไทเทรตนี้จึงให้ผลลัพธ์ที่ถูกต้องแม่นยำ และใช้พื้นที่ในห้องปฏิบัติการน้อยลงด้วยขนาดที่เล็กพอประมาณ การตรวจวัดปริมาณความชื้นได้อย่างแม่นยำเพียงกดปุ่มเดียว และป้อนน้ำหนักของตัวอย่าง</span></div> <div></div> <div><span style="color: #000000;">– การออกแบบที่กะทัดรัดจะช่วยให้ประหยัดพื้นที่ในห้องปฏิบัติการ</span></div> <div><span style="color: #000000;">– ตัวเครื่องทนทานต่อความร้อนและสารเคมีด้วยวัสดุชนิด Cycoloy</span></div> <div><span style="color: #000000;">– ระบบตัวทำละลายแบบปิดสนิทช่วยป้องกันไม่ให้น้ำออกจากระบบ และป้องกันอากาศจากภายนอกเข้าสู่บีกเกอร์วัดตัวอย่าง</span></div> </div> </div> <div class="prod-view-details-container"> <div class="prod-view-details-left"> <div></div> <div><span style="font-size: 120%; color: #000000;"><strong>การจ่ายไทแทรนต์แบบไดนามิก</strong></span></div> <div></div> <div><span style="color: #000000;">ความเร็วการไทเทรตแบบไดนามิกจะช่วยให้ได้ผลลัพธ์การไทเทรตที่ถูกต้องและแม่นยำ โดยอาศัยความสัมพันธ์ระหว่างปริมาณไอโอดีนที่สร้างขึ้นกับการตอบสนองของค่า mV จากปฏิกิริยา KF ซึ่งจะทำให้เกิดไอโอดีนในปริมาณมากขึ้นใกล้กับจุดเริ่มต้นของการไทเทรต ที่แม่นยำยิ่งขึ้นใกล้กับจุดสิ้นสุดของการไทเทรต</span></div> <div></div> <div><span style="font-size: 120%; color: #000000;"><strong>การชดเชยอัตราการดริฟท์</strong></span></div> <div></div> <div><span style="color: #000000;">HI934 จะปรับการคำนวณการไทเทรตแบบอัตโนมัติเพื่อพิจารณาผลกระทบของความชื้นแวดล้อมที่เข้าสู่บีกเกอร์การไทเทรต ซึ่งให้ผลลัพธ์ที่แม่นยำยิ่งขึ้น</span></div> <div></div> <div><span style="font-size: 120%; color: #000000;"><strong>เกณฑ์จุดยุติที่สามารถเลือกได้</strong></span></div> <div></div> <div><span style="color: #000000;">HI934 ใช้หัววัดที่ทำมาจากแพลทินัม สำหรับการหาจุดสิ้นสุด ผู้ใช้อาจเลือกเกณฑ์การสิ้นสุดตามเวลาความเสถียรของ mV หรืออัตราการดริฟท์</span></div> <div></div> <div><span style="font-size: 120%; color: #000000;"><strong>การเตรียมบีกเกอร์สำหรับวัดตัวอย่าง</strong></span></div> <div></div> <div><span style="color: #000000;">ขั้นตอนการไทเทรตล่วงหน้าจะกำจัดน้ำที่ตกค้างอยู่ในตัวทำละลายและภายในบีกเกอร์ จึงเป็นการเริ่มต้นการวิเคราะห์พื้นฐานที่เชื่อถือได้ จากนั้นโหมดสแตนด์บายจะทำให้ผู้ใช้งานทราบว่า ณ ขณะนั้น ภายในบีกเกอร์ไม่มีความชื้นภายในแล้ว และพร้อมเข้าสู่กระบวนการวัด</span></div> <div></div> <div><span style="font-size: 120%; color: #000000;"><strong>ระบบการไทเทรตแบบคูลอมเมตริก</strong></span></div> </div> </div> <div class="prod-view-details-container"> <div class="prod-view-details-container"> <div class="prod-view-details-left"><span style="color: #000000;"><img class="aligncenter" decoding="async" height="271" loading="lazy" src="https://hanna-worldwide.com/media/wysiwyg/products/Titration/HI90X/HI904-Fritted.jpg" width="402"/></span></div> <div class="prod-view-details-right"> <p><span style="color: #000000;"><img class="aligncenter" decoding="async" height="276" loading="lazy" src="https://hanna-worldwide.com/media/wysiwyg/products/Titration/HI90X/HI904-Fritless.jpg" width="409"/></span></p> <div><span style="font-size: 120%; color: #000000;"><strong>การออกแบบเครื่องกำเนิดไฟฟ้า</strong></span></div> <div></div> <div><span style="color: #000000;">เครื่องกำเนิดไฟฟ้า 2 รูปแบบสำหรับ HI934;</span></div> <div><span style="color: #000000;">การออกแบบ แบบ Fritted เหมาะสำหรับตัวอย่างที่มีปริมาณน้ำต่ำ และความแม่นยำสูง และเครื่องกำเนิดไฟฟ้าแบบ fritless ช่วยให้ทำความสะอาดและบำรุงรักษาได้ง่ายขึ้น</span></div> <div></div> <div><span style="font-size: 120%; color: #000000;"><strong>การสร้างไอโอดีนที่แม่นยำ</strong></span></div> <div></div> <div><span style="color: #000000;">การจ่ายของเราช่วยให้ไอโอดีนจำนวนน้อยมากที่จำเป็นสำหรับปฏิกิริยา Karl Fischer ถูกสร้างขึ้นด้วยไฟฟ้า โดยใช้กระแสสูงถึง 400 mA ทำให้ส่งไอโอดีนได้อย่างถูกต้องและแม่นยำ</span></div> <div></div> <div><span style="font-size: 120%; color: #000000;"><strong>ระบบไทเทรตและตัวทำละลาย</strong></span></div> </div> </div> </div> <div class="prod-view-details-container"> <div class="prod-view-details-left-vert"><span style="color: #000000;"><img class="aligncenter" decoding="async" height="509" loading="lazy" src="https://hanna-worldwide.com/media/wysiwyg/products/Titration/HI93X/HI934-Holder-raised.jpg" width="340"/></span></div> <div class="prod-view-details-right-vert"> <div><span style="font-size: 120%; color: #000000;"><strong>บีกเกอร์ที่ท่อทนทานต่อสารเคมี</strong></span></div> <div></div> <div><span style="color: #000000;">เซลล์ไตเตรทแก้วและท่อ PTFE ได้รับการออกแบบมาให้ทนทานต่อตัวทำละลายที่รุนแรงและสารเคมีที่เกี่ยวข้องกับปฏิกิริยาของ Karl Fischer</span></div> <div></div> <div><span style="font-size: 120%; color: #000000;"><strong>ระบบตัวทำละลายปิดผนึก</strong></span></div> <div></div> <div><span style="color: #000000;">ข้อต่อแบบปิดผนึกเซลล์การไทเทรตแก้ว ลดการสัมผัสความชื้นโดยรอบ ทำให้ระบบแห้ง และลดการใช้สารเคมีส่วนเกิน ในขณะเดียวกันก็ประหยัดเวลาระหว่างการไทเทรต ตัวทำละลายสามารถแลกเปลี่ยนได้ภายในเวลาไม่กี่วินาทีด้วยการปรับตั้งอย่างรวดเร็ว</span></div> <div></div> <div><span style="font-size: 120%; color: #000000;"><strong>สารดูดความชื้นประสิทธิภาพสูง</strong></span></div> <div></div> <div><span style="color: #000000;">สารดูดความชื้นแบบตะแกรงประสิทธิภาพสูง ช่วยรักษาอัตราการดริฟท์ที่ต่ำและเสถียรภายในเซลล์การไทเทรต ในขณะเดียวกันก็ป้องกันไม่ให้ความชื้นโดยรอบเข้าไปในระบบตัวทำละลายที่ปิดสนิท</span></div> <div></div> <div><span style="font-size: 120%; color: #000000;"><strong>อินเทอร์เฟซและจอแสดงผล</strong></span></div> </div> </div> <div class="prod-view-details-container"> <div><span style="color: #000000;"><img class="aligncenter" decoding="async" height="295" loading="lazy" src="https://hanna-worldwide.com/media/wysiwyg/products/Titration/HI90X/Screenshots-Array_HI903.jpg" width="617"/></span></div> <div id="screen-left"> <div><span style="color: #000000;"><strong><span style="font-size: 120%;">จอแสดงผลแบบสี</span></strong></span></div> <div></div> <div><span style="color: #000000;">หน้าจอ LCD สีขนาดใหญ่ แสดงวิธีการไทเทรตที่เลือกอย่างชัดเจน พร้อมด้วยผลลัพธ์ หน่วยการวัด อัตราการดริฟท์ และค่า mV</span></div> <div></div> <div><span style="color: #000000;"><strong><span style="font-size: 120%;">กราฟการไทเทรตโดยละเอียด</span></strong></span></div> <div></div> <div><span style="color: #000000;">สามารถแสดงกราฟการไทเทรตแบบเรียลไทม์ได้ในระหว่างการไทเทรตแต่ละครั้ง คุณลักษณะนี้มีประโยชน์ เมื่อมีการวิเคราะห์วิธีการใหม่ หรือเมื่อขั้นตอนต้องมีการปรับเปลี่ยนให้เหมาะสม</span></div> <div></div> <div><span style="color: #000000;"><strong><span style="font-size: 120%;">การนำทางที่ง่ายและรวดเร็ว</span></strong></span></div> <div></div> <div><span style="color: #000000;">การเลือกปุ่มเสมือนบนหน้าจอช่วยให้สามารถนำทางระหว่างหน้าจอและเมนูได้ง่ายและรวดเร็วโดยไม่สูญเสียข้อมูลจำนวนมาก</span></div> <div></div> <div><span style="color: #000000;"><strong><span style="font-size: 120%;">ข้อมูลและการจัดเก็บ</span></strong></span></div> </div> </div> <div class="prod-view-details-container"> <div class="prod-view-details-left"><span style="color: #000000;"><img alt="USB Transfer" class="aligncenter" decoding="async" height="341" loading="lazy" src="https://hanna-worldwide.com/media/wysiwyg/products/Titration/HI93X/HI93X_USB.jpg" width="341"/></span></div> <div class="prod-view-details-right"> <div><span style="color: #000000;"><strong><span style="font-size: 120%;">รายงานการไทเทรต</span></strong></span></div> <div></div> <div><span style="color: #000000;">รายงานการไทเทรตแต่ละรายงานสามารถปรับแต่งได้อย่างเต็มที่ เพื่อความสะดวกในการใช้งาน</span></div> <div></div> <div><span style="font-size: 120%; color: #000000;"><strong>การจัดการโหมด GLP</strong></span></div> <div></div> <div><span style="color: #000000;">ข้อมูล GLP (แนวปฏิบัติที่ดีในห้องปฏิบัติการ) เป็นโหมดเพื่อดูการสอบเทียบล่าสุด โดยการระบุตัวอย่าง ชื่อบริษัท ผู้ปฏิบัติงาน วันที่ เวลา และรหัส ID ของหัววัด</span></div> <div></div> <div><span style="color: #000000;"><strong><span style="font-size: 120%;">ถ่ายโอนข้อมูลได้อย่างง่ายดาย</span></strong></span></div> <div></div> <div><span style="color: #000000;">สามารถถ่ายโอนข้อมูลไปยังแฟลชไดรฟ์ USB หรือ PC ได้อย่างง่ายดายด้วยโปรแกรมของ Hanna (HI900PC) ช่องพอร์ต USB ช่วยให้สามารถถ่ายโอนวิธีการไทเทรต รายงานการไทเทรต และอัปเกรดโปรแกรมผ่านแฟลชไดรฟ์ USB</span></div> <div></div> <div><span style="color: #000000;"><strong><span style="font-size: 120%;">การเชื่อมต่อและฟังก์ชันการทำงาน</span></strong></span></div> </div> </div> <div class="prod-view-details-container"> <div><span style="color: #000000;"><img alt="HI902C Angled" class="aligncenter" decoding="async" height="339" loading="lazy" src="https://hanna-worldwide.com/media/wysiwyg/products/Titration/HI90X/Balance_Config_Screenshot_HI903.jpg" width="452"/></span></div> <div class="prod-view-details-left"> <div><span style="color: #000000;"><strong><span style="font-size: 120%;">หน้าจออินเทอร์เฟซ</span></strong></span></div> <div></div> <div><span style="color: #000000;">ขนาดตัวอย่างอาจถูกป้อนโดยอัตโนมัติจากเครื่องชั่ง ผ่านพอร์ต RS232 ทำให้ประหยัดเวลาและแรงงาน</span></div> <div></div> <div><span style="color: #000000;"><strong><span style="font-size: 120%;">อุปกรณ์ต่อพ่วง</span></strong></span></div> <div></div> <div><span style="color: #000000;">ผู้ใช้สามารถพิมพ์รายงานได้โดยตรงจากเครื่องไทเทรต โดยใช้เครื่องพิมพ์แบบขนานมาตรฐาน หรือเชื่อมต่อแป้นพิมพ์ภายนอก เพื่อเพิ่มความสะดวกมากยิ่งขึ้น เช่นเดียวกับเครื่องชั่ง สำหรับการป้อนน้ำหนักตัวอย่างแบบอัตโนมัติสำหรับการไทเทรต</span></div> <div></div> <div><span style="color: #000000;"><strong><span style="font-size: 120%;">วิธีการวิเคราะห์</span></strong></span></div> </div> </div> <div class="prod-view-details-container"> <div class="prod-view-details-left"><span style="color: #000000;"><img alt="Methods of Analysis" class="aligncenter" decoding="async" height="434" loading="lazy" src="https://hanna-worldwide.com/media/wysiwyg/products/titrators/clearbeaker_goldliquid_copy.jpg" width="281"/></span></div> <div class="prod-view-details-right"> <div><span style="color: #000000;"><strong><span style="font-size: 120%;">วิธีการปรับแต่งได้</span></strong></span></div> <div></div> <div><span style="color: #000000;">HI934 สามารถบันทึกวิธีการไทเทรตที่ผู้ใช้กำหนด หรือวิธีมาตรฐานได้สูงสุด 100 วิธี แต่ละวิธีอาจปรับแต่ง และปรับให้เหมาะสมเพื่อประสิทธิภาพตามความต้องการของผู้ใช้งาน</span></div> <div></div> <div><span style="color: #000000;"><strong><span style="font-size: 120%;">วิธีการมาตรฐานที่ปรับเปลี่ยนได้</span></strong></span></div> <div></div> <div><span style="color: #000000;">ผู้เชี่ยวชาญด้านเทคนิคของเราสามารถตั้งโปรแกรมและปรับแต่งวิธีการมาตรฐานที่พัฒนาโดยหน่วยงานในเครือ เช่น ISO, ASTM, AOAC, AOCS, EPA และอื่นๆ ได้โดยตรงบนเครื่องไทเทรตของคุณ</span><br/> <span style="color: #000000;">สอบถามที่ปรึกษาฝ่ายขายของเราว่าวิธีการมาตรฐานใดที่เป็นไปได้กับระบบ Karl Fischer HI934</span></div> <h3><span style="color: #000000;"><strong>คู่มือการใช้งาน : <a href="https://hanna-worldwide.com/mwdownloads/download/link/id/1269" style="color: #000000;">Download</a></strong></span></h3> <h3><span style="color: #000000;"><strong>สเปคของตัวเครื่อง</strong></span></h3> <table style="height: 2204px;" width="973"> <tbody> <tr> <td width="189"><span style="color: #000000;"><strong>ชื่อสินค้า</strong></span></td> <td width="412"><span style="color: #000000;">เครื่องไทเทรตหาความชื้นแบบอัตโนมัติ (Coulometric Karl Fischer) รุ่น HI934-02</span></td> </tr> <tr> <td width="189"><span style="color: #000000;"><strong>หลักการไทเทรต</strong></span></td> <td width="412"><span style="color: #000000;">คูลอมเมตริก</span></td> </tr> <tr> <td width="189"><span style="color: #000000;"><strong>ช่วงการวัดความชื้น</strong></span></td> <td width="412"><span style="color: #000000;">1 ppm – 5%</span></td> </tr> <tr> <td width="189"><span style="color: #000000;"><strong>ความละเอียด</strong></span></td> <td width="412"><span style="color: #000000;">0.1ppm – 0.0001%</span></td> </tr> <tr> <td width="189"><span style="color: #000000;"><strong>หน่วยการวัด</strong></span></td> <td width="412"><span style="color: #000000;">%, ppm, ppt, mg/g, μg/g, mg, μg, mg/mL, μg/mL, mg Br/100g, g Br/100g, mg Br, g Br</span></td> </tr> <tr> <td width="189"><span style="color: #000000;"><strong>ประเภทของตัวอย่าง</strong></span></td> <td width="412"><span style="color: #000000;">ของเหลว และของแข็งโดยการสกัดหรือเจือจาง</span></td> </tr> <tr> <td width="189"><span style="color: #000000;"><strong>สภาวะก่อนการไทเทรต</strong></span></td> <td width="412"><span style="color: #000000;">แบบอัตโนมัติ</span></td> </tr> <tr> <td width="189"><span style="color: #000000;"><strong>การตั้งค่าดริฟท์</strong></span></td> <td width="412"><span style="color: #000000;">แบบอัตโนมัติ หรือกำหนดโดยผู้ใช้งาน</span></td> </tr> <tr> <td width="189"><span style="color: #000000;"><strong>เกณฑ์จุดยุติ</strong></span></td> <td width="412"><span style="color: #000000;">fixed mV persistence, relative drift stop or absolute drift stop</span></td> </tr> <tr> <td width="189"><span style="color: #000000;"><strong>ชนิดการเติมสาร</strong></span></td> <td width="412"><span style="color: #000000;">แบบไดนามิก</span></td> </tr> <tr> <td width="189"><span style="color: #000000;"><strong>ผลลัพธ์</strong></span></td> <td width="412"><span style="color: #000000;">mean, standard deviation</span></td> </tr> <tr> <td width="189"><span style="color: #000000;"><strong>บีกเกอร์การไทเทรต</strong></span></td> <td width="412"><span style="color: #000000;">ช่วงการทำงาน 100 – 200 มล.</span></td> </tr> <tr> <td width="189"><span style="color: #000000;"><strong>ระบบการจัดการตัวทำละลาย</strong></span></td> <td width="412"><span style="color: #000000;">sealed system, integrated diaphragm air pump</span></td> </tr> <tr> <td width="189"><span style="color: #000000;"><strong>ชนิดการเชื่อมต่อ</strong></span></td> <td width="412"><span style="color: #000000;">BNC</span></td> </tr> <tr> <td width="189"><span style="color: #000000;"><strong>กระแสไฟฟ้า</strong></span></td> <td width="412"><span style="color: #000000;">1 2 5 หรือ 10 μA</span></td> </tr> <tr> <td width="189"><span style="color: #000000;"><strong>ช่วงการวัด mV</strong></span></td> <td width="412"><span style="color: #000000;">2 mV – 1100 mV</span></td> </tr> <tr> <td width="189"><span style="color: #000000;"><strong>ความละเอียด</strong></span></td> <td width="412"><span style="color: #000000;">0.1 mV</span></td> </tr> <tr> <td width="189"><span style="color: #000000;"><strong>ความถูกต้อง</strong></span></td> <td width="412"><span style="color: #000000;">±0.1%</span></td> </tr> <tr> <td width="189"><span style="color: #000000;"><strong>ชนิดของการกวนสารละลาย</strong></span></td> <td width="412"><span style="color: #000000;">magnetic, optically regulated, digital stirrer</span></td> </tr> <tr> <td width="189"><span style="color: #000000;"><strong>ความเร็วในการกวนสารละลาย</strong></span></td> <td width="412"><span style="color: #000000;">200 – 2000 rpm</span></td> </tr> <tr> <td width="189"><span style="color: #000000;"><strong>ความละเอียดของการกวนสารละลาย</strong></span></td> <td width="412"><span style="color: #000000;">100 rpm</span></td> </tr> <tr> <td width="189"><span style="color: #000000;"><strong>วิธีการไทเทรต</strong></span></td> <td width="412"><span style="color: #000000;">100 วิธีวิเคราะห์</span></td> </tr> <tr> <td width="189"><span style="color: #000000;"><strong>การรายงานผล</strong></span></td> <td width="412"><span style="color: #000000;">100 ข้อมูลการวิเคราะห์และวิธีการวิเคราะห์</span></td> </tr> <tr> <td width="189"><span style="color: #000000;"><strong>ข้อมูลการสอบเทียบล่าสุด GLP</strong></span></td> <td width="412"><span style="color: #000000;">โหมดดูข้อมูลการสอบเทียบล่าสุด</span></td> </tr> <tr> <td width="189"><span style="color: #000000;"><strong>การเชื่อมต่อภายนอก</strong></span></td> <td width="412"><span style="color: #000000;">เชื่อมต่อกับการแสดงผลแบบ VGA คีบอร์ด เครื่องปริ้น แฟรช์ไดร์ หรือผ่าน RS232</span></td> </tr> <tr> <td width="189"><span style="color: #000000;"><strong>หน้าจอแสดงผล</strong></span></td> <td width="412"><span style="color: #000000;">หน้าจอแสดงผลแบบสี ขนาด 5.7 นิ้ว</span></td> </tr> <tr> <td width="189"><span style="color: #000000;"><strong>วัสดุของคีบอร์ด</strong></span></td> <td width="412"><span style="color: #000000;">โพลีคาร์บอเนต</span></td> </tr> <tr> <td width="189"><span style="color: #000000;"><strong>ภาษา</strong></span></td> <td width="412"><span style="color: #000000;">อังกฤษ โปรตุเกส สเปน และฝรั่งเศส</span></td> </tr> <tr> <td width="189"><span style="color: #000000;"><strong>แหล่งจ่ายไฟ</strong></span></td> <td width="412"><span style="color: #000000;">100-240 VAC</span></td> </tr> <tr> <td width="189"><span style="color: #000000;"><strong>สภาวะที่เหมาะสม</strong></span></td> <td width="412"><span style="color: #000000;">ปฏิบัติการ</span></td> </tr> <tr> <td width="189"><span style="color: #000000;"><strong>ขนาด</strong></span></td> <td width="412"><span style="color: #000000;">315 x 205 x 375 มม.</span></td> </tr> <tr> <td width="189"><span style="color: #000000;"><strong>น้ำหนัก</strong></span></td> <td width="412"><span style="color: #000000;">4.3 กิโลกรัม</span></td> </tr> </tbody> </table> </div> </div> </div> | ไม่มี | ไม่มี | https://www.hannathailand.com/wp-content/uploads/2023/08/hi934-right_1.jpg | น้ำยามาตรฐานสำหรับค่าโซเดียม , เครื่องวัดปริมาณโบรมีน ในตัวอย่างน้ำ รุ่น HI716 , เครื่องวัดปริมาณซิลิกา ช่วงต่ำ ในตัวอย่างน้ำ รุ่น HI705 , เครื่องวัดค่าเหล็ก รุ่น HI721 , เครื่องวัดปริมาณไนไตรท์ ช่วงสูง ในตัวอย่างน้ำ รุ่น HI708 , เครื่องวัดปริมาณแอมโมเนีย ในน้ำ รุ่น HI715 , เครื่องวัดปริมาณฟอสเฟต ช่วงสูง รุ่น HI717 , เครื่องวัดปริมาณฟอสเฟต ช่วงต่ำ รุ่น HI713 | <a class="woocommerce-LoopProduct-link woocommerce-loop-product__link" href="https://www.hannathailand.com/product/hi7090l/">น้ำยามาตรฐานสำหรับค่าโซเดียม</a> , <a class="woocommerce-LoopProduct-link woocommerce-loop-product__link" href="https://www.hannathailand.com/product/hi716-checker-hc-bromine/">เครื่องวัดปริมาณโบรมีน ในตัวอย่างน้ำ รุ่น HI716</a> , <a class="woocommerce-LoopProduct-link woocommerce-loop-product__link" href="https://www.hannathailand.com/product/hi705-checker-hc-silica-lr/">เครื่องวัดปริมาณซิลิกา ช่วงต่ำ ในตัวอย่างน้ำ รุ่น HI705</a> , <a class="woocommerce-LoopProduct-link woocommerce-loop-product__link" href="https://www.hannathailand.com/product/hi721-checker-hc-iron/">เครื่องวัดค่าเหล็ก รุ่น HI721</a> , <a class="woocommerce-LoopProduct-link woocommerce-loop-product__link" href="https://www.hannathailand.com/product/hi708-checker-hc-nitrite-hr/">เครื่องวัดปริมาณไนไตรท์ ช่วงสูง ในตัวอย่างน้ำ รุ่น HI708</a> , <a class="woocommerce-LoopProduct-link woocommerce-loop-product__link" href="https://www.hannathailand.com/product/hi715-checker-hc-ammonia-mr/">เครื่องวัดปริมาณแอมโมเนีย ในน้ำ รุ่น HI715</a> , <a class="woocommerce-LoopProduct-link woocommerce-loop-product__link" href="https://www.hannathailand.com/product/hi717-checker-hc-phosphate-hr/">เครื่องวัดปริมาณฟอสเฟต ช่วงสูง รุ่น HI717</a> , <a class="woocommerce-LoopProduct-link woocommerce-loop-product__link" href="https://www.hannathailand.com/product/hi713-checker-hc-phosphate-lr/">เครื่องวัดปริมาณฟอสเฟต ช่วงต่ำ รุ่น HI713</a> | https://www.hannathailand.com/wp-content/uploads/2023/08/hi934-right_1-600x600.jpg , https://www.hannathailand.com/wp-content/uploads/2023/08/hi934-front_1-600x600.jpg , https://www.hannathailand.com/wp-content/uploads/2023/08/hi934-holder-closeup_1-600x600.jpg , https://www.hannathailand.com/wp-content/uploads/2023/08/HI934-Holder-raised-600x600.jpg , https://www.hannathailand.com/wp-content/uploads/2021/07/12-500x500.jpg , https://www.hannathailand.com/wp-content/uploads/2022/06/miniphotometerfurfreiesgesamtchlor704_11-600x600.jpg , https://www.hannathailand.com/wp-content/uploads/2022/06/hi705400-600x600.jpg , https://www.hannathailand.com/wp-content/uploads/2022/06/miniphotometerfureisen832_11-600x600.jpg , https://www.hannathailand.com/wp-content/uploads/2022/06/miniphotometerfurnitrithoch2420_11-600x600.jpg , https://www.hannathailand.com/wp-content/uploads/2022/06/miniphotometerfurammoniakmittel2416_11-600x600.jpg , https://www.hannathailand.com/wp-content/uploads/2022/06/miniphotometerfurphosphathoch827_11-600x600.jpg , https://www.hannathailand.com/wp-content/uploads/2022/06/hi713_lg51caffcdce23e-600x600.jpg
47 | เครื่องไทเทรตแบบอัตโนมัติ (โพเทนชิโอเมตริก) รุ่น HI931-02 | สินค้าทั้งหมด , สินค้าแนะนำ , อุตสาหกรรมอาหาร , เครื่องไทเทรต Potentiometric , เครื่องไทเทรตอัตโนมัติ | https://www.hannathailand.com/product-category/auto-titrate/ | https://www.hannathailand.com/product/potentiometric-1-analog-board/ | HI931 | 3,103.00 |  | <div aria-labelledby="tab-title-additional_information" class="woocommerce-Tabs-panel woocommerce-Tabs-panel--additional_information panel entry-content" id="tab-additional_information" role="tabpanel"> </div> | เครื่องไทเทรตแบบอัตโนมัติ (โพเทนชิโอเมตริก) รุ่น HI931-02 เครื่องไทเทรตแบบอัตโนมัติ รุ่น HI931 จะสามารถตอบโจทย์กับความต้องการในการไทเทรตโดยสามารถปรับแต่งได้อย่างเต็มที่ ตัวเครื่องให้ผลลัพธ์ที่ถูกต้องและแม่นยำ ขนาดของตัวเครื่องเล็ก กะทัดรัดและสามารถใช้งานง่ายเพียงกดปุ่ม Start ก็สามารถเริ่มทำงานได้ทันที สามารถประยุกต์ใช้งานได้หลากหลายภายในตัวเครื่องเดียว นอกจากเป็นเครื่องไทเทรตแล้วยังสามารถวัดค่ากรด-ด่าง ค่าศักย์ไฟฟ้า และปริมาณไอออนเฉพาะเจาะจงได้อีกด้วย โดยสิ่งที่คุณอาจจะต้องซื้อเพิ่มเติมนอกจากตัวเครื่อง คือ หัววัดและสารเคมี ซึ่งขึ้นอยู่กับความต้องการในการใช้งานของผู้ใช้งาน – ใช้พื้นที่น้อย ทำให้คุณประหยัดพื้นที่ในการใช้งานได้ – ปั๊มจ่ายสารเคมีด้วยความละเอียดถึง 40,000 Steps ที่ไม่มีใครเทียบได้สำหรับการเติมสารไทแทรนต์ในปริมาณน้อยมากๆ เพื่อช่วยให้คุณได้ผลลัพธ์ที่มีประสิทธิภาพสูง – ตัวเครื่องสามารถเก็บข้อมูลวิธีวิเคราะห์ได้สูงสุด 100 วิธี (คลิกเพื่ออ่านบทความเกี่ยวกับเครื่องมือ) การออกแบบที่เหนือกว่าสำหรับใช้งานในห้องปฏิบัติการ ตัวเครื่องทำจากวัสดุ Cycoloy ซึ่งมีความทนทาน สามารถทนความร้อน และการกัดกร่อนได้เป็นอย่างดี ปุ่มเมนูแบบเฉพาะจอแสดงผล LCD คอนทราสต์สูงทำให้ทุกตัวอักษรบนจอแสดงผลโดดเด่น และมุมมองที่กว้างช่วยให้มองเห็นการวัดได้จากทุกมุม ไฟแบ็คไลท์สามารถปรับได้ตามความต้องการในการรับชมของคุณ และด้วยตัวเลือกการประหยัดไฟแบ็คไลท์จะช่วยปกป้องจอแสดงผลในช่วงที่ไม่มีการใช้งาน เพิ่มพื้นที่ทำงานของคุณ เครื่องไทเทรตรุ่นใหม่นี้ มีขนาดตัวเครื่องที่เล็กลงกว่าเครื่องไทเทรตแบบอัตโนมัติโฉมเก่า รุ่น HI901 ถึง 50% เพื่อเพิ่มความสะดวกให้กับผู้ใช้งาน หน้าจอแสดงผลที่ใช้งานง่าย ปุ่มฟังก์ชั่นบนแผงควบคุมที่สอดคล้องกับปุ่มเสมือนบนจอแสดงผลจะช่วยทำให้สามารถใช้งานได้ง่ายและแสดงผลชัดเจน หากคุณต้องการข้อมูล เพิ่มเติม เพียงกดปุ่ม “Help” ตัวเครื่องจะสามารถอธิบายการทำงานต่างๆ การไทเทรตแบบหลายประเภท เครื่องไทเทรตแบบโพเทนชิโอเมตริกสามารถทำการไทเทรตได้หลากหลายแบบขึ้นอยู่กับความต้องการของผู้ใช้งาน นอกจากนั้นยังสามารถทดสอบ pH mV และปริมาณไอออนแบบเฉพาะเจาะจงได้ การแสดงกราฟแบบเรียลไทม์ ตัวเครื่องสามารถแสดงกราฟการไทเทรตแบบเรียลไทม์ได้ในขณะที่การไทเทรต โหมดนี้จะสามารถทำให้คุณได้รับประโยชน์ เมื่อมีการทดสอบวิธีการใหม่หรือในกรณีต้องมีการปรับให้เหมาะสม การป้องกันตัวเครื่องด้วยรหัสผ่าน ผู้ใช้งานสามารถตั้งค่ารหัส PIN บนอุปกรณ์ เพื่อป้องกันการเข้าถึงโดยไม่ได้รับอนุญาตได้ระบบบิวเรตต์แบบแลกเปลี่ยนได้ ด้วยคุณสมบัติแบบเฉพาะ Clip-Lock™ ของ Hanna ใช้เวลาเพียงไม่กี่วินาทีในการแลกเปลี่ยนไทแทรนต์และสารเคมี เพื่อป้องกันการปนเปื้อนและทำให้ประหยัดเวลาปั๊มจ่ายสารเคมีที่มีความแม่นยำ ปั๊มขับเคลื่อนด้วยลูกสูบ 40,000 Steps ซึ่งมีความละเอียดสูงและที่ไม่มีใครเทียบของเราได้ สามารถจ่ายไทแทรนต์หรือสารเคมีในปริมาณที่น้อยมากได้และให้ความแม่นยำสูงท่อทนสารเคมี ท่อดูดและจ่ายทำมาจากพลาสติกชนิด PTFE ที่ทนทานต่อสารเคมี และมีปลอกด้านนอกทำมาจากโพลียูรีเทนแบบกันแสง เพื่อปกป้องสารเคมีที่ไวต่อแสงอีกด้วยตัวยึดจับหัววัดแบบยืดหยุ่น ที่ยึดหัววัดนี้สามารถวางอิเล็กโทรดได้สูงสุด 3 หัววัด และหัววัดอุณหภูมิ 1 หัววัด ตัวยึดทำมุมเพื่อให้หัววัดตั้งอยู่บริเวณศูนย์กลางแขนปรับระดับได้ การออกแบบที่กะทัดรัดยิ่งขึ้น มีตัวจับหัววัดติดตั้งอยู่ในตัวเครื่องไทเทรตโดยตรง การปรับการควบคุมความสูงทำได้โดยการกดปุ่มเพื่อปล่อย ที่ยึดหัววัดสามารถกลับด้านได้ เพื่อรองรับกับการใช้งานกับเครื่องกวนสารละลายขนาดใหญ่หรือบีกเกอร์ขนาดใหญ่ การกวนสารละลายที่แม่นยำ มอเตอร์กวนสารละลายแบบถอดได้ จะมีระบบควบคุมความเร็วในตัว เพื่อรักษาความเร็วการกวนให้สม่ำเสมอตลอดเวลาโหมดการวัดหลายแบบ เครื่องไทเทรตแบบโพเทนชิโอเมตริก นอกจากนั้นยังสามารถวัดค่า pH mV และ ISE ได้ภายในตัวเครื่องเดียวกัน เชื่อมต่อเครื่องชั่ง เชื่อมต่อผ่าน RS232 โดยตัวเครื่องชั่งจะโอนข้อมูลของน้ำหนักเข้าสู่ตัวเครื่องไทเทรตโดยตรง เชื่อมต่อเครื่องพิมพ์ สามารถพิมพ์รายงานการไทเทรตจากเครื่องไทเทรตไปยังเครื่องพิมพ์ที่เชื่อมต่อได้โดยตรงการเติมรีเอเจนต์อัตโนมัติ สามารถตั้งโปรแกรมให้จ่ายสารเคมีก่อนการไทเทรตได้ จะทำให้ได้ผลลัพธ์ที่สม่ำเสมอและแม่นยำ และลดความผิดพลาดของผู้ใช้งานได้ เช่น ปริมาตรไม่ถูกต้องหรือลืมเติมสารเคมี นอกจากนี้ยังสามารถใช้ปั๊มดูดสารเคมีกลับได้อีกด้วยการออกแบบเพื่อความปลอดภัย ในกรณีที่สารเคมีรั่วไหล ระบบภายนอกจะปกป้องการเชื่อมต่อที่ด้านหลังของตัวเครื่อง และภายในจะป้องกันของเหลวจากอุปกรณ์อิเล็กทรอนิกส์ภายใน รายงานการวิเคราะห์ที่ปรับแต่งได้ รายงานการวิเคราะห์แต่ละรายงานสามารถปรับแต่งได้อย่างเต็มที่ การจัดการข้อมูล GLP ข้อมูล GLP ที่จำเป็นทั้งหมดจะถูกบันทึกพร้อมกับตัวอย่างแต่ละตัวอย่าง รวมถึงการระบุตัวอย่าง ชื่อบริษัทและผู้ใช้งาน วันที่ เวลา รหัส ID หัววัด และข้อมูลการสอบเทียบทั้งหมด การถ่ายโอนข้อมูลผ่าน USB ใช้กับแฟลชไดรฟ์ หรือการเชื่อมต่อโดยตรงกับ PC เพื่อถ่ายโอนวิธีการไทเทรต รายงาน และอัปเกรดโปรแกรม รายงานสามารถแปลงเป็นรูปแบบ LIMS ได้โดยใช้โปรแกรมที่เข้ากันได้กับ PC ของเรา คู่มือการใช้งาน : Downloads สเปคของตัวเครื่อง : รหัสสินค้า HI931-02 ชื่อสินค้า เครื่องไทเทรตแบบอัตโนมัติ อาศัยเทคนิคโพเทนชิโอเมตริก ช่วงการวัด mV -2000.0 – 2000.0 mV ความละเอียด 0.1 mV ความถูกต้อง ±0.1 mV การสอบเทียบ mV 1 จุด ช่วงการวัด pH -2.000 to 20.000 pH; -2.00 to 20.00 pH; -2.0 to 20.0 pH ความละเอียด 0.001 pH; 0.01 pH; 0.1 pH ความถูกต้อง ±0.001 pH การสอบเทียบ pH แบบอัตโนมัติสูงสุด 5 จุดจาก 8 สารละลายมาตรฐาน และ 5 จุด ตั้งค่าโดยผู้ใช้งาน การชดเชยอุณหภูมิ pH แบบอัตโนมัติ ในช่วง -5.0 – 105.0 °C ช่วงการวัด ISE 1 x 10-6 – 9.99 x 1010 ความเข้มข้น ความละเอียด 1; 0.1; 0.01 ความเข้มข้น ความถูกต้อง ±0.5% (โมโนวาเลนซ์); ±1% (ไดวาเลนซ์) การสอบเทียบ ISE แบบอัตโนมัติสูงสุด 5 จุดจาก 7 สารละลายมาตรฐาน 0.01, 0.1, 1, 10, 100, 1000, 10000 (ความเข้มข้น) และ 5 จุด ตั้งค่าโดยผู้ใช้งาน ช่วงการวัดอุณหภูมิ -5.0 – 105.0°C ความละเอียด 0.1°C; 0.1°F; 0.1K ความถูกต้อง ±0.1°C; ±0.2°F; ±0.1K, ไม่รวมผิดพลาดจากหัววัด การไทเทรตแบบโพเทนชิโอเมตริก แบบกรด/เบส แบบรีดอกซ์ แบบตกตะกอน แบบสารประกอบเชิงซ้อน แบบปราศจากน้ำ แบบไอออนเฉพาะเจาะจง และแบบอาร์เจนโตเมทริก Analog Boards 1 analog board สำหรับ pH/ORP/ISE หน่วยการวัด เลือกตั้งค่าโดยผู้ใช้งาน เกณฑ์ของจุดยุติ 1 จุด แบบ 1st หรือ 2nd derivative หรือเลือกแบบ fixed ค่า pH/mV จำนวนปั๊ม 1 ปั๊ม หรือเพิ่มเติมได้สูงสุด 2 ปั๊ม อัตราการไหล เลือกโดยผู้ใช้งาน ในช่วง 0.1 mL/min – 2 x burette volume/min ความถูกต้องของบิวเรต ±0.1% ของปริมาตรบิวเรตที่ใช้งาน บิวเรต 1 บิวเรต ขนาด 25 ml รวมอยู่ในชุด ขนาดของบิวเรต ตรวจจับแบบอัตโนมัติ 5 10 25 และ 50 มล. ความละเอียดของปั๊ม 1/40000 ชนิดของเครื่องกวนสารละลาย ชนิด Overhead propeller ช่วงการวัด 200 – 2500 รอบ/นาที ความละเอียด 100 รอบ/นาที วิธีวิเคราะห์ สูงสุด 100 วิธี การเชื่อมต่อวิธีวิเคราะห์ ไม่สามารถทำได้ การไทเทรตแบบ Back Titration ไม่สามารถทำได้ การแสดงผลกราฟแบบเรียลไทม์ กราฟแสดง mV หรือ pH แบบ 1st derivative หรือ 2nd derivative curve โหมด pH โหมด mV หรือโหมด ISE ข้อมูล GLP แสดงข้อมูลการสอบเทียบล่าสุด การเชื่อมต่อกับ Autosampler ไม่สามารถเชื่อมต่อได้ การบันทึกข้อมูล สูงสุด 100 ข้อมูล (pH/mV/ISE) การเชื่อมต่อ USB หน้าจอแสดงผล 5.7 นิ้ว (320 x 240 พิกเซล) LCD แหล่งจ่ายไฟ 100-240 VAC สภาพแวดล้อมที่เหมาะสม การปฏิบัติงาน ขนาด 315 x 205 x 375 มม. น้ำหนัก 4.3 กิโลกรัม รวม 1 ปั๊ม/บิวเรต/หัววัด | <div aria-labelledby="tab-title-description" class="woocommerce-Tabs-panel woocommerce-Tabs-panel--description panel entry-content active" id="tab-description" role="tabpanel"> <p><span style="color: #000000;"><strong><span style="font-size: 120%;">เครื่องไทเทรตแบบอัตโนมัติ (โพเทนชิโอเมตริก) รุ่น HI931-02</span></strong></span></p> <p><span style="color: #000000;"><span class="Y2IQFc" lang="th">เครื่องไทเทรตแบบอัตโนมัติ รุ่น HI931 จะสามารถตอบโจทย์กับความต้องการในการไทเทรตโดยสามารถปรับแต่งได้อย่างเต็มที่ ตัวเครื่องให้ผลลัพธ์ที่ถูกต้องและแม่นยำ ขนาดของตัวเครื่องเล็ก กะทัดรัดและสามารถใช้งานง่ายเพียงกดปุ่ม Start ก็สามารถเริ่มทำงานได้ทันที สามารถประยุกต์ใช้งานได้หลากหลายภายในตัวเครื่องเดียว นอกจากเป็นเครื่องไทเทรตแล้วยังสามารถวัดค่ากรด-ด่าง ค่าศักย์ไฟฟ้า และปริมาณไอออนเฉพาะเจาะจงได้อีกด้วย โดยสิ่งที่คุณอาจจะต้องซื้อเพิ่มเติมนอกจากตัวเครื่อง คือ หัววัดและสารเคมี ซึ่งขึ้นอยู่กับความต้องการในการใช้งานของผู้ใช้งาน<br/> </span><span class="Y2IQFc" lang="th"><br/> – ใช้พื้นที่น้อย ทำให้คุณประหยัดพื้นที่ในการใช้งานได้<br/> – ปั๊มจ่ายสารเคมีด้วยความละเอียดถึง 40,000 Steps ที่ไม่มีใครเทียบได้สำหรับการเติมสารไทแทรนต์ในปริมาณน้อยมากๆ เพื่อช่วยให้คุณได้ผลลัพธ์ที่มีประสิทธิภาพสูง<br/> – ตัวเครื่องสามารถเก็บข้อมูลวิธีวิเคราะห์ได้สูงสุด 100 วิธี</span></span></p> <p style="text-align: center;"><span style="color: #0000ff;"><a href="https://www.hannathailand.com/2022/02/15/%e0%b8%a7%e0%b8%b1%e0%b8%94%e0%b8%84%e0%b9%88%e0%b8%b2%e0%b8%a7%e0%b8%b4%e0%b8%95%e0%b8%b2%e0%b8%a1%e0%b8%b4%e0%b8%99%e0%b8%8b%e0%b8%b5-%e0%b9%83%e0%b8%99%e0%b8%99%e0%b9%89%e0%b8%b3%e0%b8%9c/" style="color: #0000ff;">(คลิกเพื่ออ่านบทความเกี่ยวกับเครื่องมือ)</a></span></p> <p><span style="color: #000000; font-size: 110%;"><strong>การออกแบบที่เหนือกว่าสำหรับใช้งานในห้องปฏิบัติการ</strong></span><br/> <span style="color: #000000;">ตัวเครื่องทำจากวัสดุ Cycoloy ซึ่งมีความทนทาน สามารถทนความร้อน และการกัดกร่อนได้เป็นอย่างดี ปุ่มเมนูแบบเฉพาะจอแสดงผล LCD คอนทราสต์สูงทำให้ทุกตัวอักษรบนจอแสดงผลโดดเด่น และมุมมองที่กว้างช่วยให้มองเห็นการวัดได้จากทุกมุม ไฟแบ็คไลท์สามารถปรับได้ตามความต้องการในการรับชมของคุณ และด้วยตัวเลือกการประหยัดไฟแบ็คไลท์จะช่วยปกป้องจอแสดงผลในช่วงที่ไม่มีการใช้งาน</span></p> <p><span style="color: #000000;"><strong><span style="font-size: 110%;">เพิ่มพื้นที่ทำงานของคุณ</span></strong></span><br/> <span style="color: #000000;">เครื่องไทเทรตรุ่นใหม่นี้ มีขนาดตัวเครื่องที่เล็กลงกว่าเครื่องไทเทรตแบบอัตโนมัติโฉมเก่า รุ่น HI901 ถึง 50% เพื่อเพิ่มความสะดวกให้กับผู้ใช้งาน</span></p> <div class="prod-view-details-container"> <div class="prod-view-details-right"> <p><span style="font-size: 110%; color: #000000;"><strong>หน้าจอแสดงผลที่ใช้งานง่าย</strong></span><br/> <span style="font-size: 100%; color: #000000;">ปุ่มฟังก์ชั่นบนแผงควบคุมที่สอดคล้องกับปุ่มเสมือนบนจอแสดงผลจะช่วยทำให้สามารถใช้งานได้ง่ายและแสดงผลชัดเจน หากคุณต้องการข้อมูล<br/> เพิ่มเติม เพียงกดปุ่ม “Help” ตัวเครื่องจะสามารถอธิบายการทำงานต่างๆ</span></p> </div> </div> <div class="prod-view-details-container"> <div class="prod-view-details-left"><span style="color: #000000;"><img alt="Titration Screens" class="aligncenter" decoding="async" height="300" loading="lazy" src="https://hanna-worldwide.com/media/wysiwyg/products/Titration/HI93X/Titration_screens.jpg" title="Titration Screens" width="300"/></span><span style="color: #000000;"><strong><span style="font-size: 110%;">การไทเทรตแบบหลายประเภท </span></strong></span><br/> <span style="color: #000000;">เครื่องไทเทรตแบบโพเทนชิโอเมตริกสามารถทำการไทเทรตได้หลากหลายแบบขึ้นอยู่กับความต้องการของผู้ใช้งาน นอกจากนั้นยังสามารถทดสอบ pH mV และปริมาณไอออนแบบเฉพาะเจาะจงได้<br/> </span><br/> <span style="color: #000000;"><strong><span style="font-size: 110%;">การแสดงกราฟแบบเรียลไทม์</span></strong><br/> ตัวเครื่องสามารถแสดงกราฟการไทเทรตแบบเรียลไทม์ได้ในขณะที่การไทเทรต โหมดนี้จะสามารถทำให้คุณได้รับประโยชน์ เมื่อมีการทดสอบวิธีการใหม่หรือในกรณีต้องมีการปรับให้เหมาะสม<br/> </span><br/> <span style="color: #000000;"><span style="font-size: 110%;"><strong>การป้องกันตัวเครื่องด้วยรหัสผ่าน</strong></span><br/> ผู้ใช้งานสามารถตั้งค่ารหัส PIN บนอุปกรณ์ เพื่อป้องกันการเข้าถึงโดยไม่ได้รับอนุญาตได้</span><span style="color: #000000;"><img alt="Clip-Lock™ burette " class="aligncenter" decoding="async" height="300" loading="lazy" src="https://hanna-worldwide.com/media/wysiwyg/products/Titration/HI93X/HI931-HI932_Burrette-Removal-Hand.jpg" title="Clip-Lock™ burette " width="200"/></span><span style="color: #000000;"><strong><span style="font-size: 110%;">ระบบบิวเรตต์แบบแลกเปลี่ยนได้</span></strong> </span><br/> <span style="color: #000000;">ด้วยคุณสมบัติแบบเฉพาะ Clip-Lock™ ของ Hanna ใช้เวลาเพียงไม่กี่วินาทีในการแลกเปลี่ยนไทแทรนต์และสารเคมี เพื่อป้องกันการปนเปื้อนและทำให้ประหยัดเวลา</span><span style="font-size: 110%; color: #000000;"><strong>ปั๊มจ่ายสารเคมีที่มีความแม่นยำ</strong> </span><br/> <span style="color: #000000;">ปั๊มขับเคลื่อนด้วยลูกสูบ 40,000 Steps ซึ่งมีความละเอียดสูงและที่ไม่มีใครเทียบของเราได้ สามารถจ่ายไทแทรนต์หรือสารเคมีในปริมาณที่น้อยมากได้และให้ความแม่นยำสูง</span><span style="font-size: 110%; color: #000000;"><strong>ท่อทนสารเคมี</strong> </span><br/> <span style="color: #000000;">ท่อดูดและจ่ายทำมาจากพลาสติกชนิด PTFE ที่ทนทานต่อสารเคมี และมีปลอกด้านนอกทำมาจากโพลียูรีเทนแบบกันแสง เพื่อปกป้องสารเคมีที่ไวต่อแสงอีกด้วย</span><span style="color: #000000;"><img alt="Flexible Electrode Holder" class="aligncenter" decoding="async" height="300" loading="lazy" src="https://hanna-worldwide.com/media/wysiwyg/products/Titration/HI93X/HI931-HI932_Holder-with-Probes.jpg" title="Flexible Electrode Holder" width="300"/></span><span style="color: #000000;"><strong><span style="font-size: 110%;">ตัวยึดจับหัววัดแบบยืดหยุ่น </span></strong></span><br/> <span style="color: #000000;">ที่ยึดหัววัดนี้สามารถวางอิเล็กโทรดได้สูงสุด 3 หัววัด และหัววัดอุณหภูมิ 1 หัววัด ตัวยึดทำมุมเพื่อให้หัววัดตั้งอยู่บริเวณศูนย์กลาง</span><span style="color: #000000;"><strong><span style="font-size: 110%;">แขนปรับระดับได้ </span></strong></span><br/> <span style="color: #000000;">การออกแบบที่กะทัดรัดยิ่งขึ้น มีตัวจับหัววัดติดตั้งอยู่ในตัวเครื่องไทเทรตโดยตรง การปรับการควบคุมความสูงทำได้โดยการกดปุ่มเพื่อปล่อย ที่ยึดหัววัดสามารถกลับด้านได้ เพื่อรองรับกับการใช้งานกับเครื่องกวนสารละลายขนาดใหญ่หรือบีกเกอร์ขนาดใหญ่ </span><span style="color: #000000;"><strong><span style="font-size: 110%;">การกวนสารละลายที่แม่นยำ </span></strong></span><br/> <span style="color: #000000;">มอเตอร์กวนสารละลายแบบถอดได้ จะมีระบบควบคุมความเร็วในตัว เพื่อรักษาความเร็วการกวนให้สม่ำเสมอตลอดเวลา</span><span style="color: #000000;"><img alt="HI931 Back" class="aligncenter" decoding="async" height="189" loading="lazy" src="https://hanna-worldwide.com/media/wysiwyg/products/Titration/HI93X/HI931_back.jpg" title="HI931 Back" width="300"/></span><span style="color: #000000;"><strong><span style="font-size: 110%;">โหมดการวัดหลายแบบ </span></strong></span><br/> <span style="color: #000000;">เครื่องไทเทรตแบบโพเทนชิโอเมตริก นอกจากนั้นยังสามารถวัดค่า pH mV และ ISE ได้ภายในตัวเครื่องเดียวกัน </span><span style="color: #000000;"><strong><span style="font-size: 110%;">เชื่อมต่อเครื่องชั่ง</span></strong></span><br/> <span style="color: #000000;">เชื่อมต่อผ่าน RS232 โดยตัวเครื่องชั่งจะโอนข้อมูลของน้ำหนักเข้าสู่ตัวเครื่องไทเทรตโดยตรง </span><span style="color: #000000;"><strong><span style="font-size: 110%;">เชื่อมต่อเครื่องพิมพ์ </span></strong></span><br/> <span style="color: #000000;">สามารถพิมพ์รายงานการไทเทรตจากเครื่องไทเทรตไปยังเครื่องพิมพ์ที่เชื่อมต่อได้โดยตรง</span><span style="color: #000000;"><img alt="Peristaltic Pump" class="aligncenter" decoding="async" height="300" loading="lazy" src="https://hanna-worldwide.com/media/wysiwyg/products/Titration/HI93X/HI93X-baxk-pump-1200.jpg" title="Peristaltic Pump" width="300"/></span><span style="color: #000000;"><strong><span style="font-size: 110%;">การเติมรีเอเจนต์อัตโนมัติ</span></strong> </span><br/> <span style="color: #000000;">สามารถตั้งโปรแกรมให้จ่ายสารเคมีก่อนการไทเทรตได้ จะทำให้ได้ผลลัพธ์ที่สม่ำเสมอและแม่นยำ และลดความผิดพลาดของผู้ใช้งานได้ เช่น ปริมาตรไม่ถูกต้องหรือลืมเติมสารเคมี นอกจากนี้ยังสามารถใช้ปั๊มดูดสารเคมีกลับได้อีกด้วย</span><span style="color: #000000;"><img alt="Well and Gutters" class="aligncenter" decoding="async" height="300" loading="lazy" src="https://hanna-worldwide.com/media/wysiwyg/products/Titration/HI93X/HI93X-inside.jpg" title="Well and Gutters" width="300"/></span><span style="color: #000000;"><strong><span style="font-size: 110%;">การออกแบบเพื่อความปลอดภัย </span></strong></span><br/> <span style="color: #000000;">ในกรณีที่สารเคมีรั่วไหล ระบบภายนอกจะปกป้องการเชื่อมต่อที่ด้านหลังของตัวเครื่อง และภายในจะป้องกันของเหลวจากอุปกรณ์อิเล็กทรอนิกส์ภายใน</span></div> </div> <p><span style="color: #000000;"><img alt="USB Storage" class="aligncenter" decoding="async" height="300" loading="lazy" src="https://hanna-worldwide.com/media/wysiwyg/products/Titration/HI93X/HI93X_USB.jpg" title="USB Storage" width="300"/></span></p> <p><span style="color: #000000;"><strong><span style="font-size: 110%;">รายงานการวิเคราะห์ที่ปรับแต่งได้ </span></strong></span><br/> <span style="color: #000000;">รายงานการวิเคราะห์แต่ละรายงานสามารถปรับแต่งได้อย่างเต็มที่ </span></p> <p><span style="color: #000000;"><strong><span style="font-size: 110%;">การจัดการข้อมูล GLP</span></strong></span><br/> <span style="color: #000000;">ข้อมูล GLP ที่จำเป็นทั้งหมดจะถูกบันทึกพร้อมกับตัวอย่างแต่ละตัวอย่าง รวมถึงการระบุตัวอย่าง ชื่อบริษัทและผู้ใช้งาน วันที่ เวลา รหัส ID หัววัด และข้อมูลการสอบเทียบทั้งหมด</span></p> <p><span style="color: #000000;"><strong><span style="font-size: 110%;">การถ่ายโอนข้อมูลผ่าน USB </span></strong></span><br/> <span style="color: #000000;">ใช้กับแฟลชไดรฟ์ หรือการเชื่อมต่อโดยตรงกับ PC เพื่อถ่ายโอนวิธีการไทเทรต รายงาน และอัปเกรดโปรแกรม รายงานสามารถแปลงเป็นรูปแบบ LIMS ได้โดยใช้โปรแกรมที่เข้ากันได้กับ PC ของเรา</span></p> <p><span style="color: #000000;"><strong><span style="font-size: 110%;">คู่มือการใช้งาน : <a href="https://hanna-worldwide.com/mwdownloads/download/link/id/2115" style="color: #000000;">Downloads</a></span></strong></span></p> <p><span style="color: #000000;"><strong><span style="font-size: 110%;">สเปคของตัวเครื่อง : </span></strong></span></p> <table style="height: 2894px;" width="820"> <tbody> <tr> <td width="208"><span style="color: #000000;"><strong>รหัสสินค้า</strong></span></td> <td width="394"><span style="color: #000000;">HI931-02</span></td> </tr> <tr> <td width="208"><span style="color: #000000;"><strong>ชื่อสินค้า</strong></span></td> <td width="394"><span style="color: #000000;">เครื่องไทเทรตแบบอัตโนมัติ อาศัยเทคนิคโพเทนชิโอเมตริก</span></td> </tr> <tr> <td width="208"><span style="color: #000000;"><strong>ช่วงการวัด </strong><strong>mV</strong></span></td> <td width="394"><span style="color: #000000;">-2000.0 – 2000.0 mV</span></td> </tr> <tr> <td width="208"><span style="color: #000000;"><strong>ความละเอียด</strong></span></td> <td width="394"><span style="color: #000000;">0.1 mV</span></td> </tr> <tr> <td width="208"><span style="color: #000000;"><strong>ความถูกต้อง</strong></span></td> <td width="394"><span style="color: #000000;">±0.1 mV</span></td> </tr> <tr> <td width="208"><span style="color: #000000;"><strong>การสอบเทียบ </strong><strong>mV</strong></span></td> <td width="394"><span style="color: #000000;">1 จุด</span></td> </tr> <tr> <td width="208"><span style="color: #000000;"><strong>ช่วงการวัด </strong><strong>pH</strong></span></td> <td width="394"><span style="color: #000000;">-2.000 to 20.000 pH; -2.00 to 20.00 pH; -2.0 to 20.0 pH</span></td> </tr> <tr> <td width="208"><span style="color: #000000;"><strong>ความละเอียด</strong></span></td> <td width="394"><span style="color: #000000;">0.001 pH; 0.01 pH; 0.1 pH</span></td> </tr> <tr> <td width="208"><span style="color: #000000;"><strong>ความถูกต้อง</strong></span></td> <td width="394"><span style="color: #000000;">±0.001 pH</span></td> </tr> <tr> <td width="208"><span style="color: #000000;"><strong>การสอบเทียบ </strong><strong>pH</strong></span></td> <td width="394"><span style="color: #000000;">แบบอัตโนมัติสูงสุด 5 จุดจาก 8 สารละลายมาตรฐาน และ 5 จุด ตั้งค่าโดยผู้ใช้งาน</span></td> </tr> <tr> <td width="208"><span style="color: #000000;"><strong>การชดเชยอุณหภูมิ </strong><strong>pH</strong></span></td> <td width="394"><span style="color: #000000;">แบบอัตโนมัติ ในช่วง -5.0 – 105.0 °C</span></td> </tr> <tr> <td width="208"><span style="color: #000000;"><strong>ช่วงการวัด </strong><strong>ISE</strong></span></td> <td width="394"><span style="color: #000000;">1 x 10<sup>-6</sup> – 9.99 x 10<sup>10</sup> ความเข้มข้น</span></td> </tr> <tr> <td width="208"><span style="color: #000000;"><strong>ความละเอียด</strong></span></td> <td width="394"><span style="color: #000000;">1; 0.1; 0.01 ความเข้มข้น</span></td> </tr> <tr> <td width="208"><span style="color: #000000;"><strong>ความถูกต้อง</strong></span></td> <td width="394"><span style="color: #000000;">±0.5% (โมโนวาเลนซ์); ±1% (ไดวาเลนซ์)</span></td> </tr> <tr> <td width="208"><span style="color: #000000;"><strong>การสอบเทียบ </strong><strong>ISE</strong></span></td> <td width="394"><span style="color: #000000;">แบบอัตโนมัติสูงสุด 5 จุดจาก 7 สารละลายมาตรฐาน 0.01, 0.1, 1, 10, 100, 1000, 10000 (ความเข้มข้น) และ 5 จุด ตั้งค่าโดยผู้ใช้งาน</span></td> </tr> <tr> <td width="208"><span style="color: #000000;"><strong>ช่วงการวัดอุณหภูมิ</strong></span></td> <td width="394"><span style="color: #000000;">-5.0 – 105.0°C</span></td> </tr> <tr> <td width="208"><span style="color: #000000;"><strong>ความละเอียด</strong></span></td> <td width="394"><span style="color: #000000;">0.1°C; 0.1°F; 0.1K</span></td> </tr> <tr> <td width="208"><span style="color: #000000;"><strong>ความถูกต้อง</strong></span></td> <td width="394"><span style="color: #000000;">±0.1°C; ±0.2°F; ±0.1K, ไม่รวมผิดพลาดจากหัววัด</span></td> </tr> <tr> <td width="208"><span style="color: #000000;"><strong>การไทเทรตแบบโพเทนชิโอเมตริก</strong></span></td> <td width="394"><span style="color: #000000;">แบบกรด/เบส แบบรีดอกซ์ แบบตกตะกอน แบบสารประกอบเชิงซ้อน แบบปราศจากน้ำ แบบไอออนเฉพาะเจาะจง และแบบอาร์เจนโตเมทริก</span></td> </tr> <tr> <td width="208"><span style="color: #000000;"><strong>Analog Boards</strong></span></td> <td width="394"><span style="color: #000000;"> 1 analog board สำหรับ pH/ORP/ISE</span></td> </tr> <tr> <td width="208"><span style="color: #000000;"><strong>หน่วยการวัด</strong></span></td> <td width="394"><span style="color: #000000;">เลือกตั้งค่าโดยผู้ใช้งาน</span></td> </tr> <tr> <td width="208"><span style="color: #000000;"><strong>เกณฑ์ของจุดยุติ</strong></span></td> <td width="394"><span style="color: #000000;">1 จุด แบบ 1st หรือ 2nd derivative หรือเลือกแบบ fixed ค่า pH/mV</span></td> </tr> <tr> <td width="208"><span style="color: #000000;"><strong>จำนวนปั๊ม</strong></span></td> <td width="394"><span style="color: #000000;">1 ปั๊ม หรือเพิ่มเติมได้สูงสุด 2 ปั๊ม</span></td> </tr> <tr> <td width="208"><span style="color: #000000;"><strong>อัตราการไหล</strong></span></td> <td width="394"><span style="color: #000000;">เลือกโดยผู้ใช้งาน ในช่วง 0.1 mL/min – 2 x burette volume/min</span></td> </tr> <tr> <td width="208"><span style="color: #000000;"><strong>ความถูกต้องของบิวเรต</strong></span></td> <td width="394"><span style="color: #000000;">±0.1% ของปริมาตรบิวเรตที่ใช้งาน</span></td> </tr> <tr> <td width="208"><span style="color: #000000;"><strong>บิวเรต</strong></span></td> <td width="394"><span style="color: #000000;">1 บิวเรต ขนาด 25 ml รวมอยู่ในชุด</span></td> </tr> <tr> <td width="208"><span style="color: #000000;"><strong>ขนาดของบิวเรต</strong></span></td> <td width="394"><span style="color: #000000;">ตรวจจับแบบอัตโนมัติ 5 10 25 และ 50 มล.</span></td> </tr> <tr> <td width="208"><span style="color: #000000;"><strong>ความละเอียดของปั๊ม</strong></span></td> <td width="394"><span style="color: #000000;">1/40000</span></td> </tr> <tr> <td width="208"><span style="color: #000000;"><strong>ชนิดของเครื่องกวนสารละลาย</strong></span></td> <td width="394"><span style="color: #000000;">ชนิด Overhead propeller </span><br/> <span style="color: #000000;">ช่วงการวัด 200 – 2500 รอบ/นาที</span><br/> <span style="color: #000000;">ความละเอียด 100 รอบ/นาที</span></td> </tr> <tr> <td width="208"><span style="color: #000000;"><strong>วิธีวิเคราะห์</strong></span></td> <td width="394"><span style="color: #000000;">สูงสุด 100 วิธี</span></td> </tr> <tr> <td width="208"><span style="color: #000000;"><strong>การเชื่อมต่อวิธีวิเคราะห์</strong></span></td> <td width="394"><span style="color: #000000;">ไม่สามารถทำได้</span></td> </tr> <tr> <td width="208"><span style="color: #000000;"><strong>การไทเทรตแบบ </strong><strong>Back Titration</strong></span></td> <td width="394"><span style="color: #000000;">ไม่สามารถทำได้</span></td> </tr> <tr> <td width="208"><span style="color: #000000;"><strong>การแสดงผลกราฟแบบเรียลไทม์</strong></span></td> <td width="394"><span style="color: #000000;">กราฟแสดง mV หรือ pH แบบ 1st derivative หรือ 2nd derivative curve โหมด pH โหมด mV หรือโหมด ISE</span></td> </tr> <tr> <td width="208"><span style="color: #000000;"><strong>ข้อมูล </strong><strong>GLP</strong></span></td> <td width="394"><span style="color: #000000;">แสดงข้อมูลการสอบเทียบล่าสุด</span></td> </tr> <tr> <td width="208"><span style="color: #000000;"><strong>การเชื่อมต่อกับ </strong><strong>Autosampler</strong></span></td> <td width="394"><span style="color: #000000;">ไม่สามารถเชื่อมต่อได้</span></td> </tr> <tr> <td width="208"><span style="color: #000000;"><strong>การบันทึกข้อมูล</strong></span></td> <td width="394"><span style="color: #000000;">สูงสุด 100 ข้อมูล (pH/mV/ISE)</span></td> </tr> <tr> <td width="208"><span style="color: #000000;"><strong>การเชื่อมต่อ</strong></span></td> <td width="394"><span style="color: #000000;">USB</span></td> </tr> <tr> <td width="208"><span style="color: #000000;"><strong>หน้าจอแสดงผล</strong></span></td> <td width="394"><span style="color: #000000;">5.7 นิ้ว (320 x 240 พิกเซล) LCD</span></td> </tr> <tr> <td width="208"><span style="color: #000000;"><strong>แหล่งจ่ายไฟ</strong></span></td> <td width="394"><span style="color: #000000;">100-240 VAC</span></td> </tr> <tr> <td width="208"><span style="color: #000000;"><strong>สภาพแวดล้อมที่เหมาะสม</strong></span></td> <td width="394"><span style="color: #000000;">การปฏิบัติงาน</span></td> </tr> <tr> <td width="208"><span style="color: #000000;"><strong>ขนาด</strong></span></td> <td width="394"><span style="color: #000000;">315 x 205 x 375 มม.</span></td> </tr> <tr> <td width="208"><span style="color: #000000;"><strong>น้ำหนัก</strong></span></td> <td width="394"><span style="color: #000000;">4.3 กิโลกรัม รวม 1 ปั๊ม/บิวเรต/หัววัด</span></td> </tr> </tbody> </table> <p> </p> </div> | ไม่มี | ไม่มี | https://www.hannathailand.com/wp-content/uploads/2024/03/HI931-Angle-Low-Right-1.jpg | เครื่องวัดปริมาณซิลิกา ช่วงต่ำ ในตัวอย่างน้ำ รุ่น HI705 , เครื่องวัดปริมาณแอมโมเนีย ช่วงต่ำ รุ่น HI700 , สารละลายมาตรฐานความขุ่น 20 NTU , เครื่องวัดคลอรีน , น้ำยามาตรฐานสอบเทียบ , เครื่องวัดปริมาณฟอสฟอรัส ช่วงต่ำมาก รุ่น HI736 , น้ำยามาตรฐานสำหรับค่าโซเดียม , ซัลไฟด์สารต้านอนุมูลอิสระบัฟเฟอร์ | <a class="woocommerce-LoopProduct-link woocommerce-loop-product__link" href="https://www.hannathailand.com/product/hi705-checker-hc-silica-lr/">เครื่องวัดปริมาณซิลิกา ช่วงต่ำ ในตัวอย่างน้ำ รุ่น HI705</a> , <a class="woocommerce-LoopProduct-link woocommerce-loop-product__link" href="https://www.hannathailand.com/product/hi700-checker-hc-ammonia-lr/">เครื่องวัดปริมาณแอมโมเนีย ช่วงต่ำ รุ่น HI700</a> , <a class="woocommerce-LoopProduct-link woocommerce-loop-product__link" href="https://www.hannathailand.com/product/hi93102-20/">สารละลายมาตรฐานความขุ่น 20 NTU</a> , <a class="woocommerce-LoopProduct-link woocommerce-loop-product__link" href="https://www.hannathailand.com/product/free-chlorine/">เครื่องวัดคลอรีน</a> , <a class="woocommerce-LoopProduct-link woocommerce-loop-product__link" href="https://www.hannathailand.com/product/hi9828-25/">น้ำยามาตรฐานสอบเทียบ</a> , <a class="woocommerce-LoopProduct-link woocommerce-loop-product__link" href="https://www.hannathailand.com/product/phosphorous-marine/">เครื่องวัดปริมาณฟอสฟอรัส ช่วงต่ำมาก รุ่น HI736</a> , <a class="woocommerce-LoopProduct-link woocommerce-loop-product__link" href="https://www.hannathailand.com/product/hi7090l/">น้ำยามาตรฐานสำหรับค่าโซเดียม</a> , <a class="woocommerce-LoopProduct-link woocommerce-loop-product__link" href="https://www.hannathailand.com/product/hi4015-00/">ซัลไฟด์สารต้านอนุมูลอิสระบัฟเฟอร์</a> | https://www.hannathailand.com/wp-content/uploads/2024/03/HI931-Angle-Low-Right-1-600x600.jpg , https://www.hannathailand.com/wp-content/uploads/2024/03/untitled_11_1-1-600x600.jpg , https://www.hannathailand.com/wp-content/uploads/2024/03/hi931-hi932_burrette-1-600x600.jpg , https://www.hannathailand.com/wp-content/uploads/2024/03/hi931-hi932_burrette-rear-pump-1-600x600.jpg , https://www.hannathailand.com/wp-content/uploads/2024/03/hi931-hi932_holder-closeup-1-600x600.jpg , https://www.hannathailand.com/wp-content/uploads/2022/06/hi705400-600x600.jpg , https://www.hannathailand.com/wp-content/uploads/2022/06/hi700_400pxl-600x600.jpg , https://www.hannathailand.com/wp-content/uploads/2021/07/9-500x500.jpg , https://www.hannathailand.com/wp-content/uploads/2021/07/1-500x500.jpg , https://www.hannathailand.com/wp-content/uploads/2021/07/8-500x500.jpg , https://www.hannathailand.com/wp-content/uploads/2021/12/HI736-600x600.jpg , https://www.hannathailand.com/wp-content/uploads/2021/07/12-500x500.jpg , https://www.hannathailand.com/wp-content/uploads/2021/07/7-500x500.jpg
48 | เครื่องไทเทรตแบบอัตโนมัติ (โพเทนชิโอเมตริก) รุ่น HI932-02 | สินค้าทั้งหมด , อุตสาหกรรมอาหาร , เครื่องไทเทรตอัตโนมัติ , เครื่องไทเทรต Potentiometric | https://www.hannathailand.com/product-category/auto-titrate/potentiometric-titrators/ | https://www.hannathailand.com/product/%e0%b9%80%e0%b8%84%e0%b8%a3%e0%b8%b7%e0%b9%88%e0%b8%ad%e0%b8%87%e0%b9%84%e0%b8%97%e0%b9%80%e0%b8%97%e0%b8%a3%e0%b8%95%e0%b9%81%e0%b8%9a%e0%b8%9a%e0%b8%ad%e0%b8%b1%e0%b8%95%e0%b9%82%e0%b8%99%e0%b8%a1/ | HI932 | 12,305.00 |  | <div aria-labelledby="tab-title-additional_information" class="woocommerce-Tabs-panel woocommerce-Tabs-panel--additional_information panel entry-content" id="tab-additional_information" role="tabpanel"> </div> | เครื่องไทเทรตแบบอัตโนมัติ (โพเทนชิโอเมตริก) รุ่น HI932-02 เครื่องไทเทรตแบบอัตโนมัติ รุ่น HI932 จะสามารถตอบโจทย์กับความต้องการในการไทเทรตโดยสามารถปรับแต่งได้อย่างเต็มที่ ตัวเครื่องให้ผลลัพธ์ที่ถูกต้องและแม่นยำ ขนาดของตัวเครื่องเล็ก กะทัดรัดและสามารถใช้งานง่ายเพียงกดปุ่ม Start ก็สามารถเริ่มทำงานได้ทันที สามารถประยุกต์ใช้งานได้หลากหลายภายในตัวเครื่องเดียว นอกจากเป็นเครื่องไทเทรตแล้วยังสามารถวัดค่ากรด-ด่าง ค่าศักย์ไฟฟ้า และปริมาณไอออนเฉพาะเจาะจงได้อีกด้วย โดยสิ่งที่คุณอาจจะต้องซื้อเพิ่มเติมนอกจากตัวเครื่อง คือ หัววัดและสารเคมี ซึ่งขึ้นอยู่กับความต้องการในการใช้งานของผู้ใช้งาน – ใช้พื้นที่น้อย ทำให้คุณประหยัดพื้นที่ในการใช้งานได้ – สำหรับเครื่องไทเทรต รุ่น HI932 สามารถเลือกสั่งซื้อ 1 หรือ 2 analog boards สำหรับการไทเทรตได้ – เครื่องไทเทรต รุ่น HI932 สามารถเชื่อมต่อกับเครื่อง Autosampler ได้แบบอัตโนมัติ รุ่น HI922 เพื่อการวิเคราะห์ตัวอย่างสูงสุด 18 ตัวอย่าง แบบรวดเดียวจบ ทำให้ผู้ใช้งานสะดวกมากยิ่งขึ้น การออกแบบที่เหนือกว่าสำหรับใช้งานในห้องปฏิบัติการ ตัวเครื่องทำจากวัสดุ Cycoloy ซึ่งมีความทนทาน สามารถทนความร้อน และการกัดกร่อนได้เป็นอย่างดี ปุ่มเมนูแบบเฉพาะจอแสดงผล LCD คอนทราสต์สูงทำให้ทุกตัวอักษรบนจอแสดงผลโดดเด่น และมุมมองที่กว้างช่วยให้มองเห็นการวัดได้จากทุกมุม ไฟแบ็คไลท์สามารถปรับได้ตามความต้องการในการรับชมของคุณ และด้วยตัวเลือกการประหยัดไฟแบ็คไลท์จะช่วยปกป้องจอแสดงผลในช่วงที่ไม่มีการใช้งาน เพิ่มพื้นที่ทำงานของคุณ เครื่องไทเทรตรุ่นใหม่นี้ มีขนาดตัวเครื่องที่เล็กลงกว่าเครื่องไทเทรตแบบอัตโนมัติ รุ่น HI901 ถึง 50% เพื่อเพิ่มความสะดวกให้กับผู้ใช้งาน หน้าจอแสดงผลที่ใช้งานง่าย ปุ่มฟังก์ชั่นบนแผงควบคุมที่สอดคล้องกับปุ่มเสมือนบนจอแสดงผลจะช่วยทำให้สามารถใช้งานได้ง่ายและแสดงผลชัดเจน หากคุณต้องการข้อมูลเพิ่มเติม เพียงกดปุ่ม “Help” ตัวเครื่องจะสามารถอธิบายการทำงานต่างๆ การไทเทรตแบบหลายประเภท เครื่องไทเทรตแบบโพเทนชิโอเมตริกสามารถทำการไทเทรตได้หลากหลายแบบขึ้นอยู่กับความต้องการของผู้ใช้งาน นอกจากนั้นยังสามารถทดสอบ pH mV และปริมาณไอออนแบบเฉพาะเจาะจงได้ การแสดงกราฟแบบเรียลไทม์ ตัวเครื่องสามารถแสดงกราฟการไทเทรตแบบเรียลไทม์ได้ในขณะที่การไทเทรต โหมดนี้จะสามารถทำให้คุณได้รับประโยชน์ เมื่อมีการทดสอบวิธีการใหม่หรือในกรณีต้องมีการปรับให้เหมาะสม การป้องกันตัวเครื่องด้วยรหัสผ่าน ผู้ใช้งานสามารถตั้งค่ารหัส PIN บนอุปกรณ์ เพื่อป้องกันการเข้าถึงโดยไม่ได้รับอนุญาตได้ ระบบบิวเรตต์แบบแลกเปลี่ยนได้ ด้วยคุณสมบัติแบบเฉพาะ Clip-Lock™ ของ Hanna ใช้เวลาเพียงไม่กี่วินาทีในการแลกเปลี่ยนไทแทรนต์และสารเคมี เพื่อป้องกันการปนเปื้อนและทำให้ประหยัดเวลา ปั๊มจ่ายสารเคมีที่มีความแม่นยำ ปั๊มขับเคลื่อนด้วยลูกสูบ 40,000 Steps ซึ่งมีความละเอียดสูงและที่ไม่มีใครเทียบของเราได้ สามารถจ่ายไทแทรนต์หรือสารเคมีในปริมาณที่น้อยมากได้และให้ความแม่นยำสูง ท่อทนสารเคมี ท่อดูดและจ่ายทำมาจากพลาสติกชนิด PTFE ที่ทนทานต่อสารเคมี และมีปลอกด้านนอกทำมาจากโพลียูรีเทนแบบกันแสง เพื่อปกป้องสารเคมีที่ไวต่อแสงอีกด้วย ตัวยึดจับหัววัดแบบยืดหยุ่น ที่ยึดหัววัดนี้สามารถวางอิเล็กโทรดได้สูงสุด 3 หัววัด และหัววัดอุณหภูมิ 1 หัววัด ตัวยึดทำมุมเพื่อให้หัววัดตั้งอยู่บริเวณศูนย์กลาง แขนปรับระดับได้ การออกแบบที่กะทัดรัดยิ่งขึ้น มีตัวจับหัววัดติดตั้งอยู่ในตัวเครื่องไทเทรตโดยตรง การปรับการควบคุมความสูงทำได้โดยการกดปุ่มเพื่อปล่อย ที่ยึดหัววัดสามารถกลับด้านได้ เพื่อรองรับกับการใช้งานกับเครื่องกวนสารละลายขนาดใหญ่หรือบีกเกอร์ขนาดใหญ่ การกวนสารละลายที่แม่นยำ มอเตอร์กวนสารละลายแบบถอดได้ จะมีระบบควบคุมความเร็วในตัว เพื่อรักษาความเร็วการกวนให้สม่ำเสมอตลอดเวลา โหมดการวัดหลายแบบ เครื่องไทเทรตแบบโพเทนชิโอเมตริก นอกจากนั้นยังสามารถวัดค่า pH mV และ ISE ได้ภายในตัวเครื่องเดียวกัน เชื่อมต่อเครื่องชั่ง เชื่อมต่อผ่าน RS232 โดยตัวเครื่องชั่งจะโอนข้อมูลของน้ำหนักเข้าสู่ตัวเครื่องไทเทรตโดยตรง เชื่อมต่อเครื่องพิมพ์ สามารถพิมพ์รายงานการไทเทรตจากเครื่องไทเทรตไปยังเครื่องพิมพ์ที่เชื่อมต่อได้โดยตรง การเติมรีเอเจนต์อัตโนมัติ สามารถตั้งโปรแกรมให้จ่ายสารเคมีก่อนการไทเทรตได้ จะทำให้ได้ผลลัพธ์ที่สม่ำเสมอและแม่นยำ และลดความผิดพลาดของผู้ใช้งานได้ เช่น ปริมาตรไม่ถูกต้องหรือลืมเติมสารเคมี นอกจากนี้ยังสามารถใช้ปั๊มดูดสารเคมีกลับได้อีกด้วย การออกแบบเพื่อความปลอดภัย ในกรณีที่สารเคมีรั่วไหล ระบบภายนอกจะปกป้องการเชื่อมต่อที่ด้านหลังของตัวเครื่อง และภายในจะป้องกันของเหลวจากอุปกรณ์อิเล็กทรอนิกส์ภายใน รายงานการวิเคราะห์ที่ปรับแต่งได้ รายงานการวิเคราะห์แต่ละรายงานสามารถปรับแต่งได้อย่างเต็มที่ การจัดการข้อมูล GLP ข้อมูล GLP ที่จำเป็นทั้งหมดจะถูกบันทึกพร้อมกับตัวอย่างแต่ละตัวอย่าง รวมถึงการระบุตัวอย่าง ชื่อบริษัทและผู้ใช้งาน วันที่ เวลา รหัส ID หัววัด และข้อมูลการสอบเทียบทั้งหมด การถ่ายโอนข้อมูลผ่าน USB ใช้กับแฟลชไดรฟ์ หรือการเชื่อมต่อโดยตรงกับ PC เพื่อถ่ายโอนวิธีการไทเทรต รายงาน และอัปเกรดโปรแกรม รายงานสามารถแปลงเป็นรูปแบบ LIMS ได้โดยใช้โปรแกรมที่เข้ากันได้กับ PC ของเรา คู่มือการใช้งาน : Downloads สเปคของตัวเครื่อง : รหัสสินค้า HI932CX-02 ชื่อสินค้า เครื่องไทเทรตแบบอัตโนมัติ อาศัยเทคนิคโพเทนชิโอเมตริก ช่วงการวัด mV -2000.0 – 2000.0 mV ความละเอียด 0.1 mV ความถูกต้อง ±0.1 mV การสอบเทียบ mV 1 จุด ช่วงการวัด pH -2.000 – 20.000 pH; -2.00 – 20.00 pH; -2.0 – 20.0 pH ความละเอียด 0.001 pH; 0.01 pH; 0.1 pH ความถูกต้อง ±0.001 pH การสอบเทียบ pH แบบอัตโนมัติสูงสุด 5 จุดจาก 8 สารละลายมาตรฐาน และ 5 จุด ตั้งค่าโดยผู้ใช้งาน การชดเชยอุณหภูมิ pH แบบอัตโนมัติ ในช่วง -5.0 – 105.0 °C ช่วงการวัด ISE 1 x 10-6 – 9.99 x 1010 ความเข้มข้น ความละเอียด 1; 0.1; 0.01 ความเข้มข้น ความถูกต้อง ±0.5% (โมโนวาเลนซ์); ±1% (ไดวาเลนซ์) การสอบเทียบ ISE แบบอัตโนมัติสูงสุด 5 จุดจาก 7 สารละลายมาตรฐาน 0.01, 0.1, 1, 10, 100, 1000, 10000 (ความเข้มข้น) และ 5 จุด ตั้งค่าโดยผู้ใช้งาน ช่วงการวัดอุณหภูมิ -5.0 to 105.0°C; 23.0 to 221.0°F; 268.2 to 378.2K ความละเอียด 0.1°C; 0.1°F; 0.1K ความถูกต้อง ±0.1°C; ±0.2°F; ±0.1K, excluding probe error การไทเทรตแบบโพเทนชิโอเมตริก แบบกรด/เบส แบบรีดอกซ์ แบบตกตะกอน แบบสารประกอบเชิงซ้อน แบบปราศจากน้ำ แบบไอออนเฉพาะเจาะจง และแบบอาร์เจนโตเมทริก Analog Boards 1 หรือ 2 Analog boards for pH/ORP/ISE หน่วยการวัด เลือกตั้งค่าโดยผู้ใช้งาน เกณฑ์ของจุดยุติ 1 จุด แบบ 1st หรือ 2nd derivative หรือเลือกแบบ fixed ค่า pH/mV จำนวนปั๊ม 1 ปั๊ม หรือเพิ่มเติมได้สูงสุด 2 ปั๊ม อัตราการไหล เลือกโดยผู้ใช้งาน ในช่วง 0.1 mL/min – 2 x burette volume/min ความถูกต้องของบิวเรต ±0.1% ของปริมาตรบิวเรตที่ใช้งาน บิวเรต 1 บิวเรต ขนาด 25 ml รวมอยู่ในชุด ขนาดของบิวเรต ตรวจจับแบบอัตโนมัติ 5 10 25 และ 50 มล. ความละเอียดของปั๊ม 1/40000 ชนิดของเครื่องกวนสารละลาย ชนิด Overhead propeller ช่วงการวัด 200 – 2500 รอบ/นาที ความละเอียด 100 รอบ/นาที วิธีวิเคราะห์ สูงสุด 100 วิธี การเชื่อมต่อวิธีวิเคราะห์ สามารถเชื่อมต่อได้ การไทเทรตแบบ Back Titration สามารถทำได้ การแสดงผลกราฟแบบเรียลไทม์ กราฟแสดง mV หรือ pH แบบ 1st derivative หรือ 2nd derivative curve โหมด pH โหมด mV หรือโหมด ISE ข้อมูล GLP แสดงข้อมูลการสอบเทียบล่าสุด การเชื่อมต่อกับ Autosampler สามารถเชื่อมต่อได้ การบันทึกข้อมูล สูงสุด 100 ข้อมูล (pH/mV/ISE) การเชื่อมต่อ USB หน้าจอแสดงผล 5.7 นิ้ว (320 x 240 พิกเซล) LCD แหล่งจ่ายไฟ 100-240 VAC สภาพแวดล้อมที่เหมาะสม การปฏิบัติงาน ขนาด 315 x 205 x 375 มม. น้ำหนัก 4.3 กิโลกรัม รวม 1 ปั๊ม/บิวเรต/หัววัด | <div aria-labelledby="tab-title-description" class="woocommerce-Tabs-panel woocommerce-Tabs-panel--description panel entry-content active" id="tab-description" role="tabpanel"> <p class="thin-font"><span style="color: #000000;"><strong>เครื่องไทเทรตแบบอัตโนมัติ (โพเทนชิโอเมตริก) รุ่น HI932-02</strong></span></p> <p class="thin-font"><span style="color: #000000;">เครื่องไทเทรตแบบอัตโนมัติ รุ่น HI932 <span class="Y2IQFc" lang="th">จะสามารถตอบโจทย์กับความต้องการในการไทเทรตโดยสามารถปรับแต่งได้อย่างเต็มที่ ตัวเครื่องให้ผลลัพธ์ที่ถูกต้องและแม่นยำ ขนาดของตัวเครื่องเล็ก กะทัดรัดและสามารถใช้งานง่ายเพียงกดปุ่ม Start ก็สามารถเริ่มทำงานได้ทันที สามารถประยุกต์ใช้งานได้หลากหลายภายในตัวเครื่องเดียว นอกจากเป็นเครื่องไทเทรตแล้วยังสามารถวัดค่ากรด-ด่าง ค่าศักย์ไฟฟ้า และปริมาณไอออนเฉพาะเจาะจงได้อีกด้วย โดยสิ่งที่คุณอาจจะต้องซื้อเพิ่มเติมนอกจากตัวเครื่อง คือ หัววัดและสารเคมี ซึ่งขึ้นอยู่กับความต้องการในการใช้งานของผู้ใช้งาน</span></span></p> <p class="thin-font"><span style="color: #000000;"> – <span class="Y2IQFc" lang="th">ใช้พื้นที่น้อย ทำให้คุณประหยัดพื้นที่ในการใช้งานได้<br/> – </span>สำหรับเครื่องไทเทรต รุ่น HI932 สามารถเลือกสั่งซื้อ 1 หรือ 2 analog boards สำหรับการไทเทรตได้<br/> – เครื่องไทเทรต รุ่น HI932 สามารถเชื่อมต่อกับเครื่อง Autosampler ได้แบบอัตโนมัติ รุ่น HI922 เพื่อการวิเคราะห์ตัวอย่างสูงสุด 18 ตัวอย่าง แบบรวดเดียวจบ ทำให้ผู้ใช้งานสะดวกมากยิ่งขึ้น</span></p> <p class="thin-font"><span style="color: #000000; font-size: 110%;"><strong>การออกแบบที่เหนือกว่าสำหรับใช้งานในห้องปฏิบัติการ</strong></span><br/> <span style="color: #000000;">ตัวเครื่องทำจากวัสดุ Cycoloy ซึ่งมีความทนทาน สามารถทนความร้อน และการกัดกร่อนได้เป็นอย่างดี ปุ่มเมนูแบบเฉพาะจอแสดงผล LCD คอนทราสต์สูงทำให้ทุกตัวอักษรบนจอแสดงผลโดดเด่น และมุมมองที่กว้างช่วยให้มองเห็นการวัดได้จากทุกมุม ไฟแบ็คไลท์สามารถปรับได้ตามความต้องการในการรับชมของคุณ และด้วยตัวเลือกการประหยัดไฟแบ็คไลท์จะช่วยปกป้องจอแสดงผลในช่วงที่ไม่มีการใช้งาน</span></p> <p class="thin-font"><span style="color: #000000;"><strong><span style="font-size: 110%;">เพิ่มพื้นที่ทำงานของคุณ</span></strong></span><br/> <span style="color: #000000;">เครื่องไทเทรตรุ่นใหม่นี้ มีขนาดตัวเครื่องที่เล็กลงกว่าเครื่องไทเทรตแบบอัตโนมัติ รุ่น HI901 ถึง 50% เพื่อเพิ่มความสะดวกให้กับผู้ใช้งาน</span></p> <div class="prod-view-details-container"> <div class="prod-view-details-right"> <h3 class="thin-font"><span style="font-size: 75%; color: #000000;"><strong><span style="font-size: 100%;">หน้าจอแสดงผลที่ใช้งานง่าย</span></strong><br/> ปุ่มฟังก์ชั่นบนแผงควบคุมที่สอดคล้องกับปุ่มเสมือนบนจอแสดงผลจะช่วยทำให้สามารถใช้งานได้ง่ายและแสดงผลชัดเจน หากคุณต้องการข้อมูลเพิ่มเติม เพียงกดปุ่ม “Help” ตัวเครื่องจะสามารถอธิบายการทำงานต่างๆ</span></h3> <p class="thin-font"><span style="color: #000000;"><img alt="Titration Screens" class="aligncenter" decoding="async" height="300" loading="lazy" src="https://hanna-worldwide.com/media/wysiwyg/products/Titration/HI93X/Titration_screens.jpg" title="Titration Screens" width="300"/></span></p> <p class="thin-font"><span style="color: #000000;"><strong><span style="font-size: 110%;">การไทเทรตแบบหลายประเภท </span></strong></span><br/> <span style="color: #000000;">เครื่องไทเทรตแบบโพเทนชิโอเมตริกสามารถทำการไทเทรตได้หลากหลายแบบขึ้นอยู่กับความต้องการของผู้ใช้งาน นอกจากนั้นยังสามารถทดสอบ pH mV และปริมาณไอออนแบบเฉพาะเจาะจงได้<br/> </span><br/> <span style="color: #000000;"><strong><span style="font-size: 110%;">การแสดงกราฟแบบเรียลไทม์</span></strong><br/> ตัวเครื่องสามารถแสดงกราฟการไทเทรตแบบเรียลไทม์ได้ในขณะที่การไทเทรต โหมดนี้จะสามารถทำให้คุณได้รับประโยชน์ เมื่อมีการทดสอบวิธีการใหม่หรือในกรณีต้องมีการปรับให้เหมาะสม<br/> </span><br/> <span style="color: #000000;"><span style="font-size: 110%;"><strong>การป้องกันตัวเครื่องด้วยรหัสผ่าน</strong></span><br/> ผู้ใช้งานสามารถตั้งค่ารหัส PIN บนอุปกรณ์ เพื่อป้องกันการเข้าถึงโดยไม่ได้รับอนุญาตได้</span></p> <p class="thin-font"><span style="color: #000000;"><img alt="Clip-Lock™ burette " class="aligncenter" decoding="async" height="300" loading="lazy" src="https://hanna-worldwide.com/media/wysiwyg/products/Titration/HI93X/HI931-HI932_Burrette-Removal-Hand.jpg" title="Clip-Lock™ burette " width="200"/></span></p> <p class="thin-font"><span style="color: #000000;"><strong><span style="font-size: 110%;">ระบบบิวเรตต์แบบแลกเปลี่ยนได้</span></strong> </span><br/> <span style="color: #000000;">ด้วยคุณสมบัติแบบเฉพาะ Clip-Lock™ ของ Hanna ใช้เวลาเพียงไม่กี่วินาทีในการแลกเปลี่ยนไทแทรนต์และสารเคมี เพื่อป้องกันการปนเปื้อนและทำให้ประหยัดเวลา</span></p> <p class="thin-font"><span style="font-size: 110%; color: #000000;"><strong>ปั๊มจ่ายสารเคมีที่มีความแม่นยำ</strong> </span><br/> <span style="color: #000000;">ปั๊มขับเคลื่อนด้วยลูกสูบ 40,000 Steps ซึ่งมีความละเอียดสูงและที่ไม่มีใครเทียบของเราได้ สามารถจ่ายไทแทรนต์หรือสารเคมีในปริมาณที่น้อยมากได้และให้ความแม่นยำสูง</span></p> <p class="thin-font"><span style="font-size: 110%; color: #000000;"><strong>ท่อทนสารเคมี</strong> </span><br/> <span style="color: #000000;">ท่อดูดและจ่ายทำมาจากพลาสติกชนิด PTFE ที่ทนทานต่อสารเคมี และมีปลอกด้านนอกทำมาจากโพลียูรีเทนแบบกันแสง เพื่อปกป้องสารเคมีที่ไวต่อแสงอีกด้วย</span></p> <p class="thin-font"><span style="color: #000000;"><img alt="Flexible Electrode Holder" class="aligncenter" decoding="async" height="300" loading="lazy" src="https://hanna-worldwide.com/media/wysiwyg/products/Titration/HI93X/HI931-HI932_Holder-with-Probes.jpg" title="Flexible Electrode Holder" width="300"/></span></p> <p class="thin-font"><span style="color: #000000;"><strong><span style="font-size: 110%;">ตัวยึดจับหัววัดแบบยืดหยุ่น </span></strong></span><br/> <span style="color: #000000;">ที่ยึดหัววัดนี้สามารถวางอิเล็กโทรดได้สูงสุด 3 หัววัด และหัววัดอุณหภูมิ 1 หัววัด ตัวยึดทำมุมเพื่อให้หัววัดตั้งอยู่บริเวณศูนย์กลาง</span></p> <p class="thin-font"><span style="color: #000000;"><strong><span style="font-size: 110%;">แขนปรับระดับได้ </span></strong></span><br/> <span style="color: #000000;">การออกแบบที่กะทัดรัดยิ่งขึ้น มีตัวจับหัววัดติดตั้งอยู่ในตัวเครื่องไทเทรตโดยตรง การปรับการควบคุมความสูงทำได้โดยการกดปุ่มเพื่อปล่อย ที่ยึดหัววัดสามารถกลับด้านได้ เพื่อรองรับกับการใช้งานกับเครื่องกวนสารละลายขนาดใหญ่หรือบีกเกอร์ขนาดใหญ่ </span></p> <p class="thin-font"><span style="color: #000000;"><strong><span style="font-size: 110%;">การกวนสารละลายที่แม่นยำ </span></strong></span><br/> <span style="color: #000000;">มอเตอร์กวนสารละลายแบบถอดได้ จะมีระบบควบคุมความเร็วในตัว เพื่อรักษาความเร็วการกวนให้สม่ำเสมอตลอดเวลา</span></p> <p class="thin-font"><span style="color: #000000;"><img alt="HI932 Back" class="aligncenter" decoding="async" height="200" loading="lazy" src="https://hanna-worldwide.com/media/wysiwyg/products/Titration/HI93X/HI932-Rear-Straight.jpg" title="HI932 Back" width="300"/></span></p> <p class="thin-font"><span style="color: #000000;"><strong><span style="font-size: 110%;">โหมดการวัดหลายแบบ </span></strong></span><br/> <span style="color: #000000;">เครื่องไทเทรตแบบโพเทนชิโอเมตริก นอกจากนั้นยังสามารถวัดค่า pH mV และ ISE ได้ภายในตัวเครื่องเดียวกัน </span></p> <p class="thin-font"><span style="color: #000000;"><strong><span style="font-size: 110%;">เชื่อมต่อเครื่องชั่ง</span></strong></span><br/> <span style="color: #000000;">เชื่อมต่อผ่าน RS232 โดยตัวเครื่องชั่งจะโอนข้อมูลของน้ำหนักเข้าสู่ตัวเครื่องไทเทรตโดยตรง </span></p> <p class="thin-font"><span style="color: #000000;"><strong><span style="font-size: 110%;">เชื่อมต่อเครื่องพิมพ์ </span></strong></span><br/> <span style="color: #000000;">สามารถพิมพ์รายงานการไทเทรตจากเครื่องไทเทรตไปยังเครื่องพิมพ์ที่เชื่อมต่อได้โดยตรง</span></p> <p class="thin-font"><span style="color: #000000;"><img alt="Peristaltic Pump" class="aligncenter" decoding="async" height="300" loading="lazy" src="https://hanna-worldwide.com/media/wysiwyg/products/Titration/HI93X/HI93X-baxk-pump-1200.jpg" title="Peristaltic Pump" width="300"/></span></p> <div class="prod-view-details-container"> <div class="prod-view-details-left"> <p><span style="color: #000000;"><strong><span style="font-size: 110%;">การเติมรีเอเจนต์อัตโนมัติ</span></strong> </span><br/> <span style="color: #000000;">สามารถตั้งโปรแกรมให้จ่ายสารเคมีก่อนการไทเทรตได้ จะทำให้ได้ผลลัพธ์ที่สม่ำเสมอและแม่นยำ และลดความผิดพลาดของผู้ใช้งานได้ เช่น ปริมาตรไม่ถูกต้องหรือลืมเติมสารเคมี นอกจากนี้ยังสามารถใช้ปั๊มดูดสารเคมีกลับได้อีกด้วย</span></p> <p><span style="color: #000000;"><img alt="Well and Gutters" class="aligncenter" decoding="async" height="300" loading="lazy" src="https://hanna-worldwide.com/media/wysiwyg/products/Titration/HI93X/HI93X-inside.jpg" title="Well and Gutters" width="300"/></span></p> <p><span style="color: #000000;"><strong><span style="font-size: 110%;">การออกแบบเพื่อความปลอดภัย </span></strong></span><br/> <span style="color: #000000;">ในกรณีที่สารเคมีรั่วไหล ระบบภายนอกจะปกป้องการเชื่อมต่อที่ด้านหลังของตัวเครื่อง และภายในจะป้องกันของเหลวจากอุปกรณ์อิเล็กทรอนิกส์ภายใน</span></p> </div> </div> <p class="thin-font"><span style="color: #000000;"><img alt="USB Storage" class="aligncenter" decoding="async" height="300" loading="lazy" src="https://hanna-worldwide.com/media/wysiwyg/products/Titration/HI93X/HI93X_USB.jpg" title="USB Storage" width="300"/></span></p> <p class="thin-font"><span style="color: #000000;"><strong><span style="font-size: 110%;">รายงานการวิเคราะห์ที่ปรับแต่งได้ </span></strong></span><br/> <span style="color: #000000;">รายงานการวิเคราะห์แต่ละรายงานสามารถปรับแต่งได้อย่างเต็มที่ </span></p> <p class="thin-font"><span style="color: #000000;"><strong><span style="font-size: 110%;">การจัดการข้อมูล GLP</span></strong></span><br/> <span style="color: #000000;">ข้อมูล GLP ที่จำเป็นทั้งหมดจะถูกบันทึกพร้อมกับตัวอย่างแต่ละตัวอย่าง รวมถึงการระบุตัวอย่าง ชื่อบริษัทและผู้ใช้งาน วันที่ เวลา รหัส ID หัววัด และข้อมูลการสอบเทียบทั้งหมด</span></p> <p class="thin-font"><span style="color: #000000;"><strong><span style="font-size: 110%;">การถ่ายโอนข้อมูลผ่าน USB </span></strong></span><br/> <span style="color: #000000;">ใช้กับแฟลชไดรฟ์ หรือการเชื่อมต่อโดยตรงกับ PC เพื่อถ่ายโอนวิธีการไทเทรต รายงาน และอัปเกรดโปรแกรม รายงานสามารถแปลงเป็นรูปแบบ LIMS ได้โดยใช้โปรแกรมที่เข้ากันได้กับ PC ของเรา</span></p> <p class="thin-font"><span style="color: #000000;"><strong><span style="font-size: 110%;">คู่มือการใช้งาน : <a href="https://hanna-worldwide.com/mwdownloads/download/link/id/2118" style="color: #000000;">Downloads</a></span></strong></span></p> <p class="thin-font"><span style="color: #000000;"><strong><span style="font-size: 110%;">สเปคของตัวเครื่อง :</span></strong></span></p> <table style="height: 2897px;" width="855"> <tbody> <tr> <td width="208"><span style="color: #000000;"><strong>รหัสสินค้า</strong></span></td> <td width="394"><span style="color: #000000;">HI932CX-02</span></td> </tr> <tr> <td width="208"><span style="color: #000000;"><strong>ชื่อสินค้า</strong></span></td> <td width="394"><span style="color: #000000;">เครื่องไทเทรตแบบอัตโนมัติ อาศัยเทคนิคโพเทนชิโอเมตริก</span></td> </tr> <tr> <td width="208"><span style="color: #000000;"><strong>ช่วงการวัด </strong><strong>mV</strong></span></td> <td width="394"><span style="color: #000000;">-2000.0 – 2000.0 mV</span></td> </tr> <tr> <td width="208"><span style="color: #000000;"><strong>ความละเอียด</strong></span></td> <td width="394"><span style="color: #000000;">0.1 mV</span></td> </tr> <tr> <td width="208"><span style="color: #000000;"><strong>ความถูกต้อง</strong></span></td> <td width="394"><span style="color: #000000;">±0.1 mV</span></td> </tr> <tr> <td width="208"><span style="color: #000000;"><strong>การสอบเทียบ </strong><strong>mV</strong></span></td> <td width="394"><span style="color: #000000;">1 จุด</span></td> </tr> <tr> <td width="208"><span style="color: #000000;"><strong>ช่วงการวัด </strong><strong>pH</strong></span></td> <td width="394"><span style="color: #000000;">-2.000 – 20.000 pH; -2.00 – 20.00 pH; -2.0 – 20.0 pH</span></td> </tr> <tr> <td width="208"><span style="color: #000000;"><strong>ความละเอียด</strong></span></td> <td width="394"><span style="color: #000000;">0.001 pH; 0.01 pH; 0.1 pH</span></td> </tr> <tr> <td width="208"><span style="color: #000000;"><strong>ความถูกต้อง</strong></span></td> <td width="394"><span style="color: #000000;">±0.001 pH</span></td> </tr> <tr> <td width="208"><span style="color: #000000;"><strong>การสอบเทียบ </strong><strong>pH</strong></span></td> <td width="394"><span style="color: #000000;">แบบอัตโนมัติสูงสุด 5 จุดจาก 8 สารละลายมาตรฐาน และ 5 จุด ตั้งค่าโดยผู้ใช้งาน</span></td> </tr> <tr> <td width="208"><span style="color: #000000;"><strong>การชดเชยอุณหภูมิ </strong><strong>pH</strong></span></td> <td width="394"><span style="color: #000000;">แบบอัตโนมัติ ในช่วง -5.0 – 105.0 °C</span></td> </tr> <tr> <td width="208"><span style="color: #000000;"><strong>ช่วงการวัด </strong><strong>ISE</strong></span></td> <td width="394"><span style="color: #000000;">1 x 10<sup>-6</sup> – 9.99 x 10<sup>10</sup> ความเข้มข้น</span></td> </tr> <tr> <td width="208"><span style="color: #000000;"><strong>ความละเอียด</strong></span></td> <td width="394"><span style="color: #000000;">1; 0.1; 0.01 ความเข้มข้น</span></td> </tr> <tr> <td width="208"><span style="color: #000000;"><strong>ความถูกต้อง</strong></span></td> <td width="394"><span style="color: #000000;">±0.5% (โมโนวาเลนซ์); ±1% (ไดวาเลนซ์)</span></td> </tr> <tr> <td width="208"><span style="color: #000000;"><strong>การสอบเทียบ </strong><strong>ISE</strong></span></td> <td width="394"><span style="color: #000000;">แบบอัตโนมัติสูงสุด 5 จุดจาก 7 สารละลายมาตรฐาน 0.01, 0.1, 1, 10, 100, 1000, 10000 (ความเข้มข้น) และ 5 จุด ตั้งค่าโดยผู้ใช้งาน</span></td> </tr> <tr> <td width="208"><span style="color: #000000;"><strong>ช่วงการวัดอุณหภูมิ</strong></span></td> <td width="394"><span style="color: #000000;">-5.0 to 105.0°C; 23.0 to 221.0°F; 268.2 to 378.2K</span></td> </tr> <tr> <td width="208"><span style="color: #000000;"><strong>ความละเอียด</strong></span></td> <td width="394"><span style="color: #000000;">0.1°C; 0.1°F; 0.1K</span></td> </tr> <tr> <td width="208"><span style="color: #000000;"><strong>ความถูกต้อง</strong></span></td> <td width="394"><span style="color: #000000;">±0.1°C; ±0.2°F; ±0.1K, excluding probe error</span></td> </tr> <tr> <td width="208"><span style="color: #000000;"><strong>การไทเทรตแบบโพเทนชิโอเมตริก</strong></span></td> <td width="394"><span style="color: #000000;">แบบกรด/เบส แบบรีดอกซ์ แบบตกตะกอน แบบสารประกอบเชิงซ้อน แบบปราศจากน้ำ แบบไอออนเฉพาะเจาะจง และแบบอาร์เจนโตเมทริก</span></td> </tr> <tr> <td width="208"><span style="color: #000000;"><strong>Analog Boards</strong></span></td> <td width="394"><span style="color: #000000;">1 หรือ 2 Analog boards for pH/ORP/ISE</span></td> </tr> <tr> <td width="208"><span style="color: #000000;"><strong>หน่วยการวัด</strong></span></td> <td width="394"><span style="color: #000000;">เลือกตั้งค่าโดยผู้ใช้งาน</span></td> </tr> <tr> <td width="208"><span style="color: #000000;"><strong>เกณฑ์ของจุดยุติ</strong></span></td> <td width="394"><span style="color: #000000;">1 จุด แบบ 1st หรือ 2nd derivative หรือเลือกแบบ fixed ค่า pH/mV</span></td> </tr> <tr> <td width="208"><span style="color: #000000;"><strong>จำนวนปั๊ม</strong></span></td> <td width="394"><span style="color: #000000;">1 ปั๊ม หรือเพิ่มเติมได้สูงสุด 2 ปั๊ม</span></td> </tr> <tr> <td width="208"><span style="color: #000000;"><strong>อัตราการไหล</strong></span></td> <td width="394"><span style="color: #000000;">เลือกโดยผู้ใช้งาน ในช่วง 0.1 mL/min – 2 x burette volume/min</span></td> </tr> <tr> <td width="208"><span style="color: #000000;"><strong>ความถูกต้องของบิวเรต</strong></span></td> <td width="394"><span style="color: #000000;">±0.1% ของปริมาตรบิวเรตที่ใช้งาน</span></td> </tr> <tr> <td width="208"><span style="color: #000000;"><strong>บิวเรต</strong></span></td> <td width="394"><span style="color: #000000;">1 บิวเรต ขนาด 25 ml รวมอยู่ในชุด</span></td> </tr> <tr> <td width="208"><span style="color: #000000;"><strong>ขนาดของบิวเรต</strong></span></td> <td width="394"><span style="color: #000000;">ตรวจจับแบบอัตโนมัติ 5 10 25 และ 50 มล.</span></td> </tr> <tr> <td width="208"><span style="color: #000000;"><strong>ความละเอียดของปั๊ม</strong></span></td> <td width="394"><span style="color: #000000;">1/40000</span></td> </tr> <tr> <td width="208"><span style="color: #000000;"><strong>ชนิดของเครื่องกวนสารละลาย</strong></span></td> <td width="394"><span style="color: #000000;">ชนิด Overhead propeller </span><br/> <span style="color: #000000;">ช่วงการวัด 200 – 2500 รอบ/นาที</span><br/> <span style="color: #000000;">ความละเอียด 100 รอบ/นาที</span></td> </tr> <tr> <td width="208"><span style="color: #000000;"><strong>วิธีวิเคราะห์</strong></span></td> <td width="394"><span style="color: #000000;">สูงสุด 100 วิธี</span></td> </tr> <tr> <td width="208"><span style="color: #000000;"><strong>การเชื่อมต่อวิธีวิเคราะห์</strong></span></td> <td width="394"><span style="color: #000000;">สามารถเชื่อมต่อได้</span></td> </tr> <tr> <td width="208"><span style="color: #000000;"><strong>การไทเทรตแบบ </strong><strong>Back Titration</strong></span></td> <td width="394"><span style="color: #000000;">สามารถทำได้</span></td> </tr> <tr> <td width="208"><span style="color: #000000;"><strong>การแสดงผลกราฟแบบเรียลไทม์</strong></span></td> <td width="394"><span style="color: #000000;">กราฟแสดง mV หรือ pH แบบ 1st derivative หรือ 2nd derivative curve โหมด pH โหมด mV หรือโหมด ISE</span></td> </tr> <tr> <td width="208"><span style="color: #000000;"><strong>ข้อมูล </strong><strong>GLP</strong></span></td> <td width="394"><span style="color: #000000;">แสดงข้อมูลการสอบเทียบล่าสุด</span></td> </tr> <tr> <td width="208"><span style="color: #000000;"><strong>การเชื่อมต่อกับ </strong><strong>Autosampler</strong></span></td> <td width="394"><span style="color: #000000;">สามารถเชื่อมต่อได้</span></td> </tr> <tr> <td width="208"><span style="color: #000000;"><strong>การบันทึกข้อมูล</strong></span></td> <td width="394"><span style="color: #000000;">สูงสุด 100 ข้อมูล (pH/mV/ISE)</span></td> </tr> <tr> <td width="208"><span style="color: #000000;"><strong>การเชื่อมต่อ</strong></span></td> <td width="394"><span style="color: #000000;">USB</span></td> </tr> <tr> <td width="208"><span style="color: #000000;"><strong>หน้าจอแสดงผล</strong></span></td> <td width="394"><span style="color: #000000;">5.7 นิ้ว (320 x 240 พิกเซล) LCD</span></td> </tr> <tr> <td width="208"><span style="color: #000000;"><strong>แหล่งจ่ายไฟ</strong></span></td> <td width="394"><span style="color: #000000;">100-240 VAC</span></td> </tr> <tr> <td width="208"><span style="color: #000000;"><strong>สภาพแวดล้อมที่เหมาะสม</strong></span></td> <td width="394"><span style="color: #000000;">การปฏิบัติงาน</span></td> </tr> <tr> <td width="208"><span style="color: #000000;"><strong>ขนาด</strong></span></td> <td width="394"><span style="color: #000000;">315 x 205 x 375 มม.</span></td> </tr> <tr> <td width="208"><span style="color: #000000;"><strong>น้ำหนัก</strong></span></td> <td width="394"><span style="color: #000000;">4.3 กิโลกรัม รวม 1 ปั๊ม/บิวเรต/หัววัด</span></td> </tr> </tbody> </table> <p class="thin-font"> </p></div> </div> </div> | ไม่มี | ไม่มี | https://www.hannathailand.com/wp-content/uploads/2024/03/HI932-Right-Angle-Raised.jpg | เซ็นเซอร์วัดออกซิเจนในน้ำสำหรับ HI9829 มัลติพารามิเตอร์ , เครื่องวัดสีในน้ำตัวอย่าง HI727 , เครื่องวัดค่าเหล็ก รุ่น HI721 , เครื่องวัดปริมาณไนไตรท์ ช่วงต่ำ รุ่น HI707 , เครื่องวัดปริมาณโครเมี่ยม ช่วงสูง รุ่น HI723 , เครื่องวัดปริมาณฟอสฟอรัส ช่วงต่ำมาก รุ่น HI736 , เครื่องวัดปริมาณโบรมีน ในตัวอย่างน้ำ รุ่น HI716 , เครื่องวัดปริมาณไอโอดีน รุ่น HI718 | <a class="woocommerce-LoopProduct-link woocommerce-loop-product__link" href="https://www.hannathailand.com/product/hi7609829-2/">เซ็นเซอร์วัดออกซิเจนในน้ำสำหรับ HI9829 มัลติพารามิเตอร์</a> , <a class="woocommerce-LoopProduct-link woocommerce-loop-product__link" href="https://www.hannathailand.com/product/hi727-checker-hc-color-of-water/">เครื่องวัดสีในน้ำตัวอย่าง HI727</a> , <a class="woocommerce-LoopProduct-link woocommerce-loop-product__link" href="https://www.hannathailand.com/product/hi721-checker-hc-iron/">เครื่องวัดค่าเหล็ก รุ่น HI721</a> , <a class="woocommerce-LoopProduct-link woocommerce-loop-product__link" href="https://www.hannathailand.com/product/hi707-checker-hc-nitrite-lr/">เครื่องวัดปริมาณไนไตรท์ ช่วงต่ำ รุ่น HI707</a> , <a class="woocommerce-LoopProduct-link woocommerce-loop-product__link" href="https://www.hannathailand.com/product/hi723-checker-hc-chromium-vi-hr/">เครื่องวัดปริมาณโครเมี่ยม ช่วงสูง รุ่น HI723</a> , <a class="woocommerce-LoopProduct-link woocommerce-loop-product__link" href="https://www.hannathailand.com/product/phosphorous-marine/">เครื่องวัดปริมาณฟอสฟอรัส ช่วงต่ำมาก รุ่น HI736</a> , <a class="woocommerce-LoopProduct-link woocommerce-loop-product__link" href="https://www.hannathailand.com/product/hi716-checker-hc-bromine/">เครื่องวัดปริมาณโบรมีน ในตัวอย่างน้ำ รุ่น HI716</a> , <a class="woocommerce-LoopProduct-link woocommerce-loop-product__link" href="https://www.hannathailand.com/product/hi718-checker-hc-iodine/">เครื่องวัดปริมาณไอโอดีน รุ่น HI718</a> | https://www.hannathailand.com/wp-content/uploads/2024/03/HI932-Right-Angle-Raised-600x600.jpg , https://www.hannathailand.com/wp-content/uploads/2024/03/untitled_11_2-600x600.jpg , https://www.hannathailand.com/wp-content/uploads/2024/03/hi932-rear-straight-600x600.jpg , https://www.hannathailand.com/wp-content/uploads/2021/07/5-500x500.jpg , https://www.hannathailand.com/wp-content/uploads/2022/06/miniphotometerfurfarbe843_11-600x600.jpg , https://www.hannathailand.com/wp-content/uploads/2022/06/miniphotometerfureisen832_11-600x600.jpg , https://www.hannathailand.com/wp-content/uploads/2022/06/hi707400-600x600.jpg , https://www.hannathailand.com/wp-content/uploads/2022/06/miniphotometerfurchromvihoch839_11-600x600.jpg , https://www.hannathailand.com/wp-content/uploads/2021/12/HI736-600x600.jpg , https://www.hannathailand.com/wp-content/uploads/2022/06/miniphotometerfurfreiesgesamtchlor704_11-600x600.jpg , https://www.hannathailand.com/wp-content/uploads/2022/06/miniphotometerfuriod829_11-600x600.jpg
49 | BL1.5 Black Stone Dosing Pump 1.5lph 13 bar | ปั๊มสูบจ่ายสารเคมี , สินค้าทั้งหมด | https://www.hannathailand.com/product-category/product-all/ | https://www.hannathailand.com/product/bl1-5-black-stone-dosing-pump-1-5lph-13-bar/ | BL1.5-2 | 11,235.00 |  | <div aria-labelledby="tab-title-additional_information" class="woocommerce-Tabs-panel woocommerce-Tabs-panel--additional_information panel entry-content" id="tab-additional_information" role="tabpanel"> </div> | BL1.5 ปั๊ม Blackstone ได้รับการปิดผนึกสนิทในระหว่างการประกอบ และให้การป้องกันน้ำกระเซ็นและน้ำหกในระดับ IP65 ให้การป้องกันที่ดีเยี่ยมแม้ในสภาพแวดล้อมที่ไม่เป็นมิตร ตัวเครื่องโพลีโพรพีลีนเสริมเส้นใยทนทานต่อสารเคมีที่มีฤทธิ์รุนแรง ขณะเดียวกันก็ให้ความแข็งแกร่งที่เหนือกว่าภายใต้สภาวะทางอุตสาหกรรมที่ยากลำบาก Blackstone pumps are completely sealed during assembly and offer IP65 protection against splashes and spills providing excellent protection even in hostile environments. The fiber-reinforced polypropylene housing stands up to aggressive chemicals while offering superior strength under tough industrial conditions. Order Information: BL 1.5-2 1.5 LPH flow rate Product Manuals Manual: Download Specification : Max Output see above chart Rated Pressure BL 20 0.5 bar (7.4 psi) BL 15 1 bar (14.5 psi) BL 10 3 bar (43.5 psi) BL 7 3 bar (43.5 psi) BL 5 7 bar (101.5 psi) BL 3 8 bar (116 psi) BL 1.5 13 bar (188.5 psi) Dosing Frequency 120 strokes/min Pump Casing fiber-reinforced polypropylene Materials pumphead in PVDF, diaphragm in PTFE, glass ball valves and O-rings in FPM/FKM, polyethylene 5 x 8 mm tubing Self-priming max height: 1.5 m (5 feet) Power Supply 110/115 VAC or 220/240 VAC, 50/60Hz Max Power Consumption approximately 200 W Protection IP65 Environment 0 to 50°C (32 to 122°F); RH max 95% non-condensing Dimensions 194 x 165 x 121 mm (7.6 x 6.5 x 4.8’’) Weight approx. 3 kg (6.6 lb.) | <div aria-labelledby="tab-title-description" class="woocommerce-Tabs-panel woocommerce-Tabs-panel--description panel entry-content active" id="tab-description" role="tabpanel"> <p>BL1.5 ปั๊ม Blackstone ได้รับการปิดผนึกสนิทในระหว่างการประกอบ และให้การป้องกันน้ำกระเซ็นและน้ำหกในระดับ IP65 ให้การป้องกันที่ดีเยี่ยมแม้ในสภาพแวดล้อมที่ไม่เป็นมิตร ตัวเครื่องโพลีโพรพีลีนเสริมเส้นใยทนทานต่อสารเคมีที่มีฤทธิ์รุนแรง ขณะเดียวกันก็ให้ความแข็งแกร่งที่เหนือกว่าภายใต้สภาวะทางอุตสาหกรรมที่ยากลำบาก</p> <p>Blackstone pumps are completely sealed during assembly and offer IP65 protection against splashes and spills providing excellent protection even in hostile environments. The fiber-reinforced polypropylene housing stands up to aggressive chemicals while offering superior strength under tough industrial conditions.</p> <p> </p> <p><strong>Order Information:</strong><br/> <strong>BL 1.5-2</strong> 1.5 LPH flow rate</p> <div><strong>Product Manuals</strong></div> <p><img align="absmiddle" alt="" border="0" decoding="async" height="22" loading="lazy" src="http://www.hannainst.com/usa/images/icon-pdf.gif" width="20"/> Manual: <a href="http://www.hannathai.com/manuals/en/manBL_SeriesPumps.pdf" rel="noopener" target="_blank" title="Download Product Manual">Download</a></p> <p><img alt="unbenannt51dc0a27610fa" class="tinymce-editor-image" decoding="async" height="201" loading="lazy" src="https://hannathailand.com/wp-content/uploads/content/unbenannt51dc0a27610fa.jpg" width="543"/></p> <p><strong>Specification :</strong></p> <table class="spec_table"> <tbody> <tr> <td><strong>Max Output</strong></td> <td></td> <td><small><span style="font-size: small;">see above chart</span></small></td> </tr> <tr> <td><strong>Rated<br/> Pressure<br/> </strong></td> <td><strong><small><span style="font-size: small;">BL 20</span></small></strong></td> <td><small><span style="font-size: small;">0.5 bar (7.4 psi)</span></small></td> </tr> <tr> <td></td> <td><strong><small><span style="font-size: small;">BL 15</span></small></strong></td> <td><small><span style="font-size: small;">1 bar (14.5 psi)</span></small></td> </tr> <tr> <td></td> <td><strong><small><span style="font-size: small;">BL 10</span></small></strong></td> <td><small><span style="font-size: small;">3 bar (43.5 psi)</span></small></td> </tr> <tr> <td></td> <td><strong><small><span style="font-size: small;">BL 7</span></small></strong></td> <td><small><span style="font-size: small;">3 bar (43.5 psi)</span></small></td> </tr> <tr> <td></td> <td><strong><small><span style="font-size: small;">BL 5</span></small></strong></td> <td><small><span style="font-size: small;">7 bar (101.5 psi)</span></small></td> </tr> <tr> <td></td> <td><strong><small><span style="font-size: small;">BL 3</span></small></strong></td> <td><small><span style="font-size: small;">8 bar (116 psi)</span></small></td> </tr> <tr> <td></td> <td><strong><small><span style="font-size: small;">BL 1.5</span></small></strong></td> <td><small><span style="font-size: small;">13 bar (188.5 psi)</span></small></td> </tr> <tr> <td><strong>Dosing<br/> Frequency</strong></td> <td></td> <td><small><span style="font-size: small;">120 strokes/min</span></small></td> </tr> <tr> <td><strong>Pump Casing</strong></td> <td></td> <td><small><span style="font-size: small;">fiber-reinforced polypropylene</span></small></td> </tr> <tr> <td><strong>Materials</strong></td> <td></td> <td><small><span style="font-size: small;">pumphead in PVDF, diaphragm in PTFE,<br/> glass ball valves and O-rings in FPM/FKM,<br/> polyethylene 5 x 8 mm tubing</span></small></td> </tr> <tr> <td><strong>Self-priming</strong></td> <td></td> <td><small><span style="font-size: small;">max height: 1.5 m (5 feet)</span></small></td> </tr> <tr> <td><strong>Power Supply</strong></td> <td></td> <td><small><span style="font-size: small;">110/115 VAC or 220/240 VAC, 50/60Hz</span></small></td> </tr> <tr> <td><strong>Max Power<br/> Consumption</strong></td> <td></td> <td><small><span style="font-size: small;">approximately 200 W</span></small></td> </tr> <tr> <td><strong>Protection</strong></td> <td></td> <td><small><span style="font-size: small;">IP65</span></small></td> </tr> <tr> <td><strong>Environment</strong></td> <td></td> <td><small><span style="font-size: small;">0 to 50°C (32 to 122°F); RH max 95% non-condensing</span></small></td> </tr> <tr> <td><strong>Dimensions</strong></td> <td></td> <td><small><span style="font-size: small;">194 x 165 x 121 mm (7.6 x 6.5 x 4.8’’)</span></small></td> </tr> <tr> <td><strong>Weight</strong></td> <td></td> <td><small><span style="font-size: small;">approx. 3 kg (6.6 lb.)</span></small></td> </tr> </tbody> </table> <p><strong> </strong></p> </div> | Blackstone metering pump, 1.5 l / h, 13 bar, flow rate adjustable from 0 to 100% Water treatment, surface treatment, swimming pool area | <div class="product-short-description"> <p>Blackstone metering pump, 1.5 l / h, 13 bar, flow rate adjustable from 0 to 100%<br/> Water treatment, surface treatment, swimming pool area</p> </div> | https://www.hannathailand.com/wp-content/uploads/2022/06/dosierpumpemax29lstd8bar5_11.jpg | เครื่องวัดปริมาณโบรมีน ในตัวอย่างน้ำ รุ่น HI716 , เครื่องวัดปริมาณฟอสฟอรัส ช่วงต่ำมาก รุ่น HI736 , เครื่องวัดปริมาณนิกเกิล ช่วงสูง รุ่น HI726 , เครื่องวัดปริมาณโครเมี่ยม ช่วงสูง รุ่น HI723 , เครื่องวัดปริมาณคลอรีนอิสระ รุ่น HI701 , เครื่องวัดสีในน้ำตัวอย่าง HI727 , เครื่องวัดปริมาณซิลิกา ช่วงต่ำ ในตัวอย่างน้ำ รุ่น HI705 , ซัลไฟด์สารต้านอนุมูลอิสระบัฟเฟอร์ | <a class="woocommerce-LoopProduct-link woocommerce-loop-product__link" href="https://www.hannathailand.com/product/hi716-checker-hc-bromine/">เครื่องวัดปริมาณโบรมีน ในตัวอย่างน้ำ รุ่น HI716</a> , <a class="woocommerce-LoopProduct-link woocommerce-loop-product__link" href="https://www.hannathailand.com/product/phosphorous-marine/">เครื่องวัดปริมาณฟอสฟอรัส ช่วงต่ำมาก รุ่น HI736</a> , <a class="woocommerce-LoopProduct-link woocommerce-loop-product__link" href="https://www.hannathailand.com/product/hi726-checker-hc-nickel-hr/">เครื่องวัดปริมาณนิกเกิล ช่วงสูง รุ่น HI726</a> , <a class="woocommerce-LoopProduct-link woocommerce-loop-product__link" href="https://www.hannathailand.com/product/hi723-checker-hc-chromium-vi-hr/">เครื่องวัดปริมาณโครเมี่ยม ช่วงสูง รุ่น HI723</a> , <a class="woocommerce-LoopProduct-link woocommerce-loop-product__link" href="https://www.hannathailand.com/product/hi701-checker-hc-free-chlorine/">เครื่องวัดปริมาณคลอรีนอิสระ รุ่น HI701</a> , <a class="woocommerce-LoopProduct-link woocommerce-loop-product__link" href="https://www.hannathailand.com/product/hi727-checker-hc-color-of-water/">เครื่องวัดสีในน้ำตัวอย่าง HI727</a> , <a class="woocommerce-LoopProduct-link woocommerce-loop-product__link" href="https://www.hannathailand.com/product/hi705-checker-hc-silica-lr/">เครื่องวัดปริมาณซิลิกา ช่วงต่ำ ในตัวอย่างน้ำ รุ่น HI705</a> , <a class="woocommerce-LoopProduct-link woocommerce-loop-product__link" href="https://www.hannathailand.com/product/hi4015-00/">ซัลไฟด์สารต้านอนุมูลอิสระบัฟเฟอร์</a> | https://www.hannathailand.com/wp-content/uploads/2022/06/dosierpumpemax29lstd8bar5_11-600x600.jpg , https://www.hannathailand.com/wp-content/uploads/2022/06/bl2-600x600.jpg , https://www.hannathailand.com/wp-content/uploads/2022/06/instbl-600x600.jpg , https://www.hannathailand.com/wp-content/uploads/2022/06/miniphotometerfurfreiesgesamtchlor704_11-600x600.jpg , https://www.hannathailand.com/wp-content/uploads/2021/12/HI736-600x600.jpg , https://www.hannathailand.com/wp-content/uploads/2022/06/miniphotometerfurnickelhoch841_11-600x600.jpg , https://www.hannathailand.com/wp-content/uploads/2022/06/miniphotometerfurchromvihoch839_11-600x600.jpg , https://www.hannathailand.com/wp-content/uploads/2021/11/hi701-500x500.jpg , https://www.hannathailand.com/wp-content/uploads/2022/06/miniphotometerfurfarbe843_11-600x600.jpg , https://www.hannathailand.com/wp-content/uploads/2022/06/hi705400-600x600.jpg , https://www.hannathailand.com/wp-content/uploads/2021/07/7-500x500.jpg
50 | BL10 Black Stone Dosing Pump 10.8 lph 3 bar | ปั๊มสูบจ่ายสารเคมี , สินค้าทั้งหมด | https://www.hannathailand.com/product-category/product-all/ | https://www.hannathailand.com/product/bl10-black-stone-dosing-pump-10-8-lph-3-bar/ | BL10-2 | 11,235.00 |  | <div aria-labelledby="tab-title-additional_information" class="woocommerce-Tabs-panel woocommerce-Tabs-panel--additional_information panel entry-content" id="tab-additional_information" role="tabpanel"> </div> | BL10 ปั๊ม Blackstone ได้รับการปิดผนึกสนิทในระหว่างการประกอบ และให้การป้องกันน้ำกระเซ็นและน้ำหกในระดับ IP65 ให้การป้องกันที่ดีเยี่ยมแม้ในสภาพแวดล้อมที่ไม่เป็นมิตร ตัวเครื่องโพลีโพรพีลีนเสริมเส้นใยทนทานต่อสารเคมีที่มีฤทธิ์รุนแรง ขณะเดียวกันก็ให้ความแข็งแกร่งที่เหนือกว่าภายใต้สภาวะทางอุตสาหกรรมที่ยากลำบาก Blackstone pumps are completely sealed during assembly and offer IP65 protection against splashes and spills providing excellent protection even in hostile environments. The fiber-reinforced polypropylene housing stands up to aggressive chemicals while offering superior strength under tough industrial conditions. Order Information: BL 10-2 10.8 LPH flow rate Product Manuals Manual: Download Specification : Max Output see above chart Rated Pressure BL 20 0.5 bar (7.4 psi) BL 15 1 bar (14.5 psi) BL 10 3 bar (43.5 psi) BL 7 3 bar (43.5 psi) BL 5 7 bar (101.5 psi) BL 3 8 bar (116 psi) BL 1.5 13 bar (188.5 psi) Dosing Frequency 120 strokes/min Pump Casing fiber-reinforced polypropylene Materials pumphead in PVDF, diaphragm in PTFE, glass ball valves and O-rings in FPM/FKM, polyethylene 5 x 8 mm tubing Self-priming max height: 1.5 m (5 feet) Power Supply 110/115 VAC or 220/240 VAC, 50/60Hz Max Power Consumption approximately 200 W Protection IP65 Environment 0 to 50°C (32 to 122°F); RH max 95% non-condensing Dimensions 194 x 165 x 121 mm (7.6 x 6.5 x 4.8’’) Weight approx. 3 kg (6.6 lb.) | <div aria-labelledby="tab-title-description" class="woocommerce-Tabs-panel woocommerce-Tabs-panel--description panel entry-content active" id="tab-description" role="tabpanel"> <p>BL10 ปั๊ม Blackstone ได้รับการปิดผนึกสนิทในระหว่างการประกอบ และให้การป้องกันน้ำกระเซ็นและน้ำหกในระดับ IP65 ให้การป้องกันที่ดีเยี่ยมแม้ในสภาพแวดล้อมที่ไม่เป็นมิตร ตัวเครื่องโพลีโพรพีลีนเสริมเส้นใยทนทานต่อสารเคมีที่มีฤทธิ์รุนแรง ขณะเดียวกันก็ให้ความแข็งแกร่งที่เหนือกว่าภายใต้สภาวะทางอุตสาหกรรมที่ยากลำบาก</p> <p>Blackstone pumps are completely sealed during assembly and offer IP65 protection against splashes and spills providing excellent protection even in hostile environments. The fiber-reinforced polypropylene housing stands up to aggressive chemicals while offering superior strength under tough industrial conditions.</p> <p> </p> <p><strong>Order Information:</strong></p> <p><strong>BL 10-2</strong> 10.8 LPH flow rate</p> <div><strong>Product Manuals</strong></div> <p><img align="absmiddle" alt="" border="0" decoding="async" height="22" loading="lazy" src="http://www.hannainst.com/usa/images/icon-pdf.gif" width="20"/> Manual: <a href="http://www.hannathai.com/manuals/en/manBL_SeriesPumps.pdf" rel="noopener" target="_blank" title="Download Product Manual">Download</a></p> <p><img alt="unbenannt51dc0a27610fa" class="tinymce-editor-image" decoding="async" height="201" loading="lazy" src="https://hannathailand.com/wp-content/uploads/content/unbenannt51dc0a27610fa.jpg" width="543"/></p> <p><strong>Specification :</strong></p> <table class="spec_table"> <tbody> <tr> <td><strong>Max Output</strong></td> <td></td> <td><small><span style="font-size: small;">see above chart</span></small></td> </tr> <tr> <td><strong>Rated<br/> Pressure<br/> </strong></td> <td><strong><small><span style="font-size: small;">BL 20</span></small></strong></td> <td><small><span style="font-size: small;">0.5 bar (7.4 psi)</span></small></td> </tr> <tr> <td></td> <td><strong><small><span style="font-size: small;">BL 15</span></small></strong></td> <td><small><span style="font-size: small;">1 bar (14.5 psi)</span></small></td> </tr> <tr> <td></td> <td><strong><small><span style="font-size: small;">BL 10</span></small></strong></td> <td><small><span style="font-size: small;">3 bar (43.5 psi)</span></small></td> </tr> <tr> <td></td> <td><strong><small><span style="font-size: small;">BL 7</span></small></strong></td> <td><small><span style="font-size: small;">3 bar (43.5 psi)</span></small></td> </tr> <tr> <td></td> <td><strong><small><span style="font-size: small;">BL 5</span></small></strong></td> <td><small><span style="font-size: small;">7 bar (101.5 psi)</span></small></td> </tr> <tr> <td></td> <td><strong><small><span style="font-size: small;">BL 3</span></small></strong></td> <td><small><span style="font-size: small;">8 bar (116 psi)</span></small></td> </tr> <tr> <td></td> <td><strong><small><span style="font-size: small;">BL 1.5</span></small></strong></td> <td><small><span style="font-size: small;">13 bar (188.5 psi)</span></small></td> </tr> <tr> <td><strong>Dosing<br/> Frequency</strong></td> <td></td> <td><small><span style="font-size: small;">120 strokes/min</span></small></td> </tr> <tr> <td><strong>Pump Casing</strong></td> <td></td> <td><small><span style="font-size: small;">fiber-reinforced polypropylene</span></small></td> </tr> <tr> <td><strong>Materials</strong></td> <td></td> <td><small><span style="font-size: small;">pumphead in PVDF, diaphragm in PTFE,<br/> glass ball valves and O-rings in FPM/FKM,<br/> polyethylene 5 x 8 mm tubing</span></small></td> </tr> <tr> <td><strong>Self-priming</strong></td> <td></td> <td><small><span style="font-size: small;">max height: 1.5 m (5 feet)</span></small></td> </tr> <tr> <td><strong>Power Supply</strong></td> <td></td> <td><small><span style="font-size: small;">110/115 VAC or 220/240 VAC, 50/60Hz</span></small></td> </tr> <tr> <td><strong>Max Power<br/> Consumption</strong></td> <td></td> <td><small><span style="font-size: small;">approximately 200 W</span></small></td> </tr> <tr> <td><strong>Protection</strong></td> <td></td> <td><small><span style="font-size: small;">IP65</span></small></td> </tr> <tr> <td><strong>Environment</strong></td> <td></td> <td><small><span style="font-size: small;">0 to 50°C (32 to 122°F); RH max 95% non-condensing</span></small></td> </tr> <tr> <td><strong>Dimensions</strong></td> <td></td> <td><small><span style="font-size: small;">194 x 165 x 121 mm (7.6 x 6.5 x 4.8’’)</span></small></td> </tr> <tr> <td><strong>Weight</strong></td> <td></td> <td><small><span style="font-size: small;">approx. 3 kg (6.6 lb.)</span></small></td> </tr> </tbody> </table> <p><strong> </strong></p> </div> | Blackstone dosing, 10.8 l / h, 3 bar, flow rate adjustable from 0 to 100% Water treatment, surface treatment, swimming pool area | <div class="product-short-description"> <p>Blackstone dosing, 10.8 l / h, 3 bar, flow rate adjustable from 0 to 100%<br/> Water treatment, surface treatment, swimming pool area</p> </div> | https://www.hannathailand.com/wp-content/uploads/2022/06/dosierpumpemax29lstd8bar5_11.jpg | น้ำยามาตรฐานสอบเทียบ , เครื่องวัดปริมาณฟอสฟอรัส ช่วงสูง รุ่น HI706 , เครื่องวัดปริมาณซิลิกา ช่วงต่ำ ในตัวอย่างน้ำ รุ่น HI705 , สารละลายมาตรฐานความขุ่น 20 NTU , เครื่องวัดคลอรีน , ซัลไฟด์สารต้านอนุมูลอิสระบัฟเฟอร์ , เครื่องวัดปริมาณแอมโมเนีย ช่วงสูง รุ่น HI733 , เครื่องวัดปริมาณแอมโมเนีย ช่วงต่ำ รุ่น HI700 | <a class="woocommerce-LoopProduct-link woocommerce-loop-product__link" href="https://www.hannathailand.com/product/hi9828-25/">น้ำยามาตรฐานสอบเทียบ</a> , <a class="woocommerce-LoopProduct-link woocommerce-loop-product__link" href="https://www.hannathailand.com/product/hi706-checker-hc-phosphorous-hr/">เครื่องวัดปริมาณฟอสฟอรัส ช่วงสูง รุ่น HI706</a> , <a class="woocommerce-LoopProduct-link woocommerce-loop-product__link" href="https://www.hannathailand.com/product/hi705-checker-hc-silica-lr/">เครื่องวัดปริมาณซิลิกา ช่วงต่ำ ในตัวอย่างน้ำ รุ่น HI705</a> , <a class="woocommerce-LoopProduct-link woocommerce-loop-product__link" href="https://www.hannathailand.com/product/hi93102-20/">สารละลายมาตรฐานความขุ่น 20 NTU</a> , <a class="woocommerce-LoopProduct-link woocommerce-loop-product__link" href="https://www.hannathailand.com/product/free-chlorine/">เครื่องวัดคลอรีน</a> , <a class="woocommerce-LoopProduct-link woocommerce-loop-product__link" href="https://www.hannathailand.com/product/hi4015-00/">ซัลไฟด์สารต้านอนุมูลอิสระบัฟเฟอร์</a> , <a class="woocommerce-LoopProduct-link woocommerce-loop-product__link" href="https://www.hannathailand.com/product/hi733-checker-hc-ammonia-hr/">เครื่องวัดปริมาณแอมโมเนีย ช่วงสูง รุ่น HI733</a> , <a class="woocommerce-LoopProduct-link woocommerce-loop-product__link" href="https://www.hannathailand.com/product/hi700-checker-hc-ammonia-lr/">เครื่องวัดปริมาณแอมโมเนีย ช่วงต่ำ รุ่น HI700</a> | https://www.hannathailand.com/wp-content/uploads/2022/06/dosierpumpemax29lstd8bar5_11-600x600.jpg , https://www.hannathailand.com/wp-content/uploads/2022/06/bl2-600x600.jpg , https://www.hannathailand.com/wp-content/uploads/2022/06/instbl-600x600.jpg , https://www.hannathailand.com/wp-content/uploads/2021/07/8-500x500.jpg , https://www.hannathailand.com/wp-content/uploads/2022/06/hi706_400-600x600.jpg , https://www.hannathailand.com/wp-content/uploads/2022/06/hi705400-600x600.jpg , https://www.hannathailand.com/wp-content/uploads/2021/07/9-500x500.jpg , https://www.hannathailand.com/wp-content/uploads/2021/07/1-500x500.jpg , https://www.hannathailand.com/wp-content/uploads/2021/07/7-500x500.jpg , https://www.hannathailand.com/wp-content/uploads/2022/06/miniphotometerfurammoniumhoch2418_11-600x600.jpg , https://www.hannathailand.com/wp-content/uploads/2022/06/hi700_400pxl-600x600.jpg
51 | BL15 Black Stone Dosing Pump 15.2 lph 1 bar | ปั๊มสูบจ่ายสารเคมี , สินค้าทั้งหมด | https://www.hannathailand.com/product-category/product-all/ | https://www.hannathailand.com/product/bl15-black-stone-dosing-pump-15-2-lph-1-bar/ | BL15-2 | 11,235.00 |  | <div aria-labelledby="tab-title-additional_information" class="woocommerce-Tabs-panel woocommerce-Tabs-panel--additional_information panel entry-content" id="tab-additional_information" role="tabpanel"> </div> | BL15 ปั๊ม Blackstone ได้รับการปิดผนึกสนิทในระหว่างการประกอบ และให้การป้องกันน้ำกระเซ็นและน้ำหกในระดับ IP65 ให้การป้องกันที่ดีเยี่ยมแม้ในสภาพแวดล้อมที่ไม่เป็นมิตร ตัวเครื่องโพลีโพรพีลีนเสริมเส้นใยทนทานต่อสารเคมีที่มีฤทธิ์รุนแรง ขณะเดียวกันก็ให้ความแข็งแกร่งที่เหนือกว่าภายใต้สภาวะทางอุตสาหกรรมที่ยากลำบาก Blackstone pumps are completely sealed during assembly and offer IP65 protection against splashes and spills providing excellent protection even in hostile environments. The fiber-reinforced polypropylene housing stands up to aggressive chemicals while offering superior strength under tough industrial conditions. Order Information: BL 15-2 15.2 LPH flow rate Product Manuals Manual: Download Specification : Max Output see above chart Rated Pressure BL 20 0.5 bar (7.4 psi) BL 15 1 bar (14.5 psi) BL 10 3 bar (43.5 psi) BL 7 3 bar (43.5 psi) BL 5 7 bar (101.5 psi) BL 3 8 bar (116 psi) BL 1.5 13 bar (188.5 psi) Dosing Frequency 120 strokes/min Pump Casing fiber-reinforced polypropylene Materials pumphead in PVDF, diaphragm in PTFE, glass ball valves and O-rings in FPM/FKM, polyethylene 5 x 8 mm tubing Self-priming max height: 1.5 m (5 feet) Power Supply 110/115 VAC or 220/240 VAC, 50/60Hz Max Power Consumption approximately 200 W Protection IP65 Environment 0 to 50°C (32 to 122°F); RH max 95% non-condensing Dimensions 194 x 165 x 121 mm (7.6 x 6.5 x 4.8’’) Weight approx. 3 kg (6.6 lb.) | <div aria-labelledby="tab-title-description" class="woocommerce-Tabs-panel woocommerce-Tabs-panel--description panel entry-content active" id="tab-description" role="tabpanel"> <p>BL15 ปั๊ม Blackstone ได้รับการปิดผนึกสนิทในระหว่างการประกอบ และให้การป้องกันน้ำกระเซ็นและน้ำหกในระดับ IP65 ให้การป้องกันที่ดีเยี่ยมแม้ในสภาพแวดล้อมที่ไม่เป็นมิตร ตัวเครื่องโพลีโพรพีลีนเสริมเส้นใยทนทานต่อสารเคมีที่มีฤทธิ์รุนแรง ขณะเดียวกันก็ให้ความแข็งแกร่งที่เหนือกว่าภายใต้สภาวะทางอุตสาหกรรมที่ยากลำบาก</p> <p>Blackstone pumps are completely sealed during assembly and offer IP65 protection against splashes and spills providing excellent protection even in hostile environments. The fiber-reinforced polypropylene housing stands up to aggressive chemicals while offering superior strength under tough industrial conditions.</p> <p> </p> <p><strong>Order Information:</strong></p> <p><strong>BL 15-2</strong> 15.2 LPH flow rate</p> <div><strong>Product Manuals</strong></div> <p><img align="absmiddle" alt="" border="0" decoding="async" height="22" loading="lazy" src="http://www.hannainst.com/usa/images/icon-pdf.gif" width="20"/> Manual: <a href="http://www.hannathai.com/manuals/en/manBL_SeriesPumps.pdf" rel="noopener" target="_blank" title="Download Product Manual">Download</a></p> <p><img alt="unbenannt51dc0a27610fa" class="tinymce-editor-image" decoding="async" height="201" loading="lazy" src="https://hannathailand.com/wp-content/uploads/content/unbenannt51dc0a27610fa.jpg" width="543"/></p> <p><strong>Specification :<br/> </strong></p> <table class="spec_table"> <tbody> <tr> <td><strong>Max Output</strong></td> <td></td> <td><small><span style="font-size: small;">see above chart</span></small></td> </tr> <tr> <td><strong>Rated<br/> Pressure<br/> </strong></td> <td><strong><small><span style="font-size: small;">BL 20</span></small></strong></td> <td><small><span style="font-size: small;">0.5 bar (7.4 psi)</span></small></td> </tr> <tr> <td></td> <td><strong><small><span style="font-size: small;">BL 15</span></small></strong></td> <td><small><span style="font-size: small;">1 bar (14.5 psi)</span></small></td> </tr> <tr> <td></td> <td><strong><small><span style="font-size: small;">BL 10</span></small></strong></td> <td><small><span style="font-size: small;">3 bar (43.5 psi)</span></small></td> </tr> <tr> <td></td> <td><strong><small><span style="font-size: small;">BL 7</span></small></strong></td> <td><small><span style="font-size: small;">3 bar (43.5 psi)</span></small></td> </tr> <tr> <td></td> <td><strong><small><span style="font-size: small;">BL 5</span></small></strong></td> <td><small><span style="font-size: small;">7 bar (101.5 psi)</span></small></td> </tr> <tr> <td></td> <td><strong><small><span style="font-size: small;">BL 3</span></small></strong></td> <td><small><span style="font-size: small;">8 bar (116 psi)</span></small></td> </tr> <tr> <td></td> <td><strong><small><span style="font-size: small;">BL 1.5</span></small></strong></td> <td><small><span style="font-size: small;">13 bar (188.5 psi)</span></small></td> </tr> <tr> <td><strong>Dosing<br/> Frequency</strong></td> <td></td> <td><small><span style="font-size: small;">120 strokes/min</span></small></td> </tr> <tr> <td><strong>Pump Casing</strong></td> <td></td> <td><small><span style="font-size: small;">fiber-reinforced polypropylene</span></small></td> </tr> <tr> <td><strong>Materials</strong></td> <td></td> <td><small><span style="font-size: small;">pumphead in PVDF, diaphragm in PTFE,<br/> glass ball valves and O-rings in FPM/FKM,<br/> polyethylene 5 x 8 mm tubing</span></small></td> </tr> <tr> <td><strong>Self-priming</strong></td> <td></td> <td><small><span style="font-size: small;">max height: 1.5 m (5 feet)</span></small></td> </tr> <tr> <td><strong>Power Supply</strong></td> <td></td> <td><small><span style="font-size: small;">110/115 VAC or 220/240 VAC, 50/60Hz</span></small></td> </tr> <tr> <td><strong>Max Power<br/> Consumption</strong></td> <td></td> <td><small><span style="font-size: small;">approximately 200 W</span></small></td> </tr> <tr> <td><strong>Protection</strong></td> <td></td> <td><small><span style="font-size: small;">IP65</span></small></td> </tr> <tr> <td><strong>Environment</strong></td> <td></td> <td><small><span style="font-size: small;">0 to 50°C (32 to 122°F); RH max 95% non-condensing</span></small></td> </tr> <tr> <td><strong>Dimensions</strong></td> <td></td> <td><small><span style="font-size: small;">194 x 165 x 121 mm (7.6 x 6.5 x 4.8’’)</span></small></td> </tr> <tr> <td><strong>Weight</strong></td> <td></td> <td><small><span style="font-size: small;">approx. 3 kg (6.6 lb.)</span></small></td> </tr> </tbody> </table> <p><strong> </strong></p> </div> | Blackstone dosing, 15.2 l / h, 1 bar, flow rate adjustable from 0 to 100% Water treatment, surface treatment, swimming pool area | <div class="product-short-description"> <p>Blackstone dosing, 15.2 l / h, 1 bar, flow rate adjustable from 0 to 100%<br/> Water treatment, surface treatment, swimming pool area</p> </div> | https://www.hannathailand.com/wp-content/uploads/2022/06/dosierpumpemax29lstd8bar5_11.jpg | เครื่องวัดปริมาณคลอรีนอิสระ รุ่น HI701 , น้ำยามาตรฐานสำหรับค่าโซเดียม , เซ็นเซอร์วัดออกซิเจนในน้ำสำหรับ HI9829 มัลติพารามิเตอร์ , สารละลายมาตรฐานความขุ่น 20 NTU , เครื่องวัดปริมาณฟอสเฟต ช่วงสูง รุ่น HI717 , น้ำยามาตรฐานสอบเทียบ ค่ามาตรฐานความเค็ม , เครื่องวัดปริมาณฟลูออไรด์ ช่วงต่ำ รุ่น HI729 , เครื่องวัดปริมาณฟอสฟอรัส ช่วงสูง รุ่น HI706 | <a class="woocommerce-LoopProduct-link woocommerce-loop-product__link" href="https://www.hannathailand.com/product/hi701-checker-hc-free-chlorine/">เครื่องวัดปริมาณคลอรีนอิสระ รุ่น HI701</a> , <a class="woocommerce-LoopProduct-link woocommerce-loop-product__link" href="https://www.hannathailand.com/product/hi7090l/">น้ำยามาตรฐานสำหรับค่าโซเดียม</a> , <a class="woocommerce-LoopProduct-link woocommerce-loop-product__link" href="https://www.hannathailand.com/product/hi7609829-2/">เซ็นเซอร์วัดออกซิเจนในน้ำสำหรับ HI9829 มัลติพารามิเตอร์</a> , <a class="woocommerce-LoopProduct-link woocommerce-loop-product__link" href="https://www.hannathailand.com/product/hi93102-20/">สารละลายมาตรฐานความขุ่น 20 NTU</a> , <a class="woocommerce-LoopProduct-link woocommerce-loop-product__link" href="https://www.hannathailand.com/product/hi717-checker-hc-phosphate-hr/">เครื่องวัดปริมาณฟอสเฟต ช่วงสูง รุ่น HI717</a> , <a class="woocommerce-LoopProduct-link woocommerce-loop-product__link" href="https://www.hannathailand.com/product/hi7083l/">น้ำยามาตรฐานสอบเทียบ ค่ามาตรฐานความเค็ม</a> , <a class="woocommerce-LoopProduct-link woocommerce-loop-product__link" href="https://www.hannathailand.com/product/hi729-checker-hc-fluoride-lr/">เครื่องวัดปริมาณฟลูออไรด์ ช่วงต่ำ รุ่น HI729</a> , <a class="woocommerce-LoopProduct-link woocommerce-loop-product__link" href="https://www.hannathailand.com/product/hi706-checker-hc-phosphorous-hr/">เครื่องวัดปริมาณฟอสฟอรัส ช่วงสูง รุ่น HI706</a> | https://www.hannathailand.com/wp-content/uploads/2022/06/dosierpumpemax29lstd8bar5_11-600x600.jpg , https://www.hannathailand.com/wp-content/uploads/2022/06/bl2-600x600.jpg , https://www.hannathailand.com/wp-content/uploads/2022/06/instbl-600x600.jpg , https://www.hannathailand.com/wp-content/uploads/2021/11/hi701-500x500.jpg , https://www.hannathailand.com/wp-content/uploads/2021/07/12-500x500.jpg , https://www.hannathailand.com/wp-content/uploads/2021/07/5-500x500.jpg , https://www.hannathailand.com/wp-content/uploads/2021/07/9-500x500.jpg , https://www.hannathailand.com/wp-content/uploads/2022/06/miniphotometerfurphosphathoch827_11-600x600.jpg , https://www.hannathailand.com/wp-content/uploads/2021/07/10-500x500.jpg , https://www.hannathailand.com/wp-content/uploads/2022/06/miniphotometerfurfluoridniedrig844_11-600x600.jpg , https://www.hannathailand.com/wp-content/uploads/2022/06/hi706_400-600x600.jpg
52 | BL20 Black Stone Dosing Pump 18.3 lph 0.5 bar | ปั๊มสูบจ่ายสารเคมี , สินค้าทั้งหมด | https://www.hannathailand.com/product-category/product-all/ | https://www.hannathailand.com/product/bl20-black-stone-dosing-pump-18-3-lph-0-5-bar/ | BL20-2 | 11,235.00 |  | <div aria-labelledby="tab-title-additional_information" class="woocommerce-Tabs-panel woocommerce-Tabs-panel--additional_information panel entry-content" id="tab-additional_information" role="tabpanel"> </div> | BL20 ปั๊ม Blackstone ได้รับการปิดผนึกสนิทในระหว่างการประกอบ และให้การป้องกันน้ำกระเซ็นและน้ำหกในระดับ IP65 ให้การป้องกันที่ดีเยี่ยมแม้ในสภาพแวดล้อมที่ไม่เป็นมิตร ตัวเครื่องโพลีโพรพีลีนเสริมเส้นใยทนทานต่อสารเคมีที่มีฤทธิ์รุนแรง ขณะเดียวกันก็ให้ความแข็งแกร่งที่เหนือกว่าภายใต้สภาวะทางอุตสาหกรรมที่ยากลำบาก Blackstone pumps are completely sealed during assembly and offer IP65 protection against splashes and spills providing excellent protection even in hostile environments. The fiber-reinforced polypropylene housing stands up to aggressive chemicals while offering superior strength under tough industrial conditions. Order Information: BL 20-2 18.3 LPH flow rate Product Manuals Manual: Download Specification : Max Output see above chart Rated Pressure BL 20 0.5 bar (7.4 psi) BL 15 1 bar (14.5 psi) BL 10 3 bar (43.5 psi) BL 7 3 bar (43.5 psi) BL 5 7 bar (101.5 psi) BL 3 8 bar (116 psi) BL 1.5 13 bar (188.5 psi) Dosing Frequency 120 strokes/min Pump Casing fiber-reinforced polypropylene Materials pumphead in PVDF, diaphragm in PTFE, glass ball valves and O-rings in FPM/FKM, polyethylene 5 x 8 mm tubing Self-priming max height: 1.5 m (5 feet) Power Supply 110/115 VAC or 220/240 VAC, 50/60Hz Max Power Consumption approximately 200 W Protection IP65 Environment 0 to 50°C (32 to 122°F); RH max 95% non-condensing Dimensions 194 x 165 x 121 mm (7.6 x 6.5 x 4.8’’) Weight approx. 3 kg (6.6 lb.) | <div aria-labelledby="tab-title-description" class="woocommerce-Tabs-panel woocommerce-Tabs-panel--description panel entry-content active" id="tab-description" role="tabpanel"> <p>BL20 ปั๊ม Blackstone ได้รับการปิดผนึกสนิทในระหว่างการประกอบ และให้การป้องกันน้ำกระเซ็นและน้ำหกในระดับ IP65 ให้การป้องกันที่ดีเยี่ยมแม้ในสภาพแวดล้อมที่ไม่เป็นมิตร ตัวเครื่องโพลีโพรพีลีนเสริมเส้นใยทนทานต่อสารเคมีที่มีฤทธิ์รุนแรง ขณะเดียวกันก็ให้ความแข็งแกร่งที่เหนือกว่าภายใต้สภาวะทางอุตสาหกรรมที่ยากลำบาก</p> <p>Blackstone pumps are completely sealed during assembly and offer IP65 protection against splashes and spills providing excellent protection even in hostile environments. The fiber-reinforced polypropylene housing stands up to aggressive chemicals while offering superior strength under tough industrial conditions.</p> <p> </p> <p><strong>Order Information:</strong></p> <p><strong>BL 20-2</strong> 18.3 LPH flow rate</p> <div><strong>Product Manuals</strong></div> <p><img align="absmiddle" alt="" border="0" decoding="async" height="22" loading="lazy" src="http://www.hannainst.com/usa/images/icon-pdf.gif" width="20"/> Manual: <a href="http://www.hannathai.com/manuals/en/manBL_SeriesPumps.pdf" rel="noopener" target="_blank" title="Download Product Manual">Download</a></p> <p><img alt="unbenannt51dc0a27610fa" class="tinymce-editor-image" decoding="async" height="201" loading="lazy" src="https://hannathailand.com/wp-content/uploads/content/unbenannt51dc0a27610fa.jpg" width="543"/></p> <p><strong>Specification :</strong></p> <table class="spec_table"> <tbody> <tr> <td><strong>Max Output</strong></td> <td></td> <td><small><span style="font-size: small;">see above chart</span></small></td> </tr> <tr> <td><strong>Rated<br/> Pressure<br/> </strong></td> <td><strong><small><span style="font-size: small;">BL 20</span></small></strong></td> <td><small><span style="font-size: small;">0.5 bar (7.4 psi)</span></small></td> </tr> <tr> <td></td> <td><strong><small><span style="font-size: small;">BL 15</span></small></strong></td> <td><small><span style="font-size: small;">1 bar (14.5 psi)</span></small></td> </tr> <tr> <td></td> <td><strong><small><span style="font-size: small;">BL 10</span></small></strong></td> <td><small><span style="font-size: small;">3 bar (43.5 psi)</span></small></td> </tr> <tr> <td></td> <td><strong><small><span style="font-size: small;">BL 7</span></small></strong></td> <td><small><span style="font-size: small;">3 bar (43.5 psi)</span></small></td> </tr> <tr> <td></td> <td><strong><small><span style="font-size: small;">BL 5</span></small></strong></td> <td><small><span style="font-size: small;">7 bar (101.5 psi)</span></small></td> </tr> <tr> <td></td> <td><strong><small><span style="font-size: small;">BL 3</span></small></strong></td> <td><small><span style="font-size: small;">8 bar (116 psi)</span></small></td> </tr> <tr> <td></td> <td><strong><small><span style="font-size: small;">BL 1.5</span></small></strong></td> <td><small><span style="font-size: small;">13 bar (188.5 psi)</span></small></td> </tr> <tr> <td><strong>Dosing<br/> Frequency</strong></td> <td></td> <td><small><span style="font-size: small;">120 strokes/min</span></small></td> </tr> <tr> <td><strong>Pump Casing</strong></td> <td></td> <td><small><span style="font-size: small;">fiber-reinforced polypropylene</span></small></td> </tr> <tr> <td><strong>Materials</strong></td> <td></td> <td><small><span style="font-size: small;">pumphead in PVDF, diaphragm in PTFE,<br/> glass ball valves and O-rings in FPM/FKM,<br/> polyethylene 5 x 8 mm tubing</span></small></td> </tr> <tr> <td><strong>Self-priming</strong></td> <td></td> <td><small><span style="font-size: small;">max height: 1.5 m (5 feet)</span></small></td> </tr> <tr> <td><strong>Power Supply</strong></td> <td></td> <td><small><span style="font-size: small;">110/115 VAC or 220/240 VAC, 50/60Hz</span></small></td> </tr> <tr> <td><strong>Max Power<br/> Consumption</strong></td> <td></td> <td><small><span style="font-size: small;">approximately 200 W</span></small></td> </tr> <tr> <td><strong>Protection</strong></td> <td></td> <td><small><span style="font-size: small;">IP65</span></small></td> </tr> <tr> <td><strong>Environment</strong></td> <td></td> <td><small><span style="font-size: small;">0 to 50°C (32 to 122°F); RH max 95% non-condensing</span></small></td> </tr> <tr> <td><strong>Dimensions</strong></td> <td></td> <td><small><span style="font-size: small;">194 x 165 x 121 mm (7.6 x 6.5 x 4.8’’)</span></small></td> </tr> <tr> <td><strong>Weight</strong></td> <td></td> <td><small><span style="font-size: small;">approx. 3 kg (6.6 lb.)</span></small></td> </tr> </tbody> </table> <p><strong> </strong></p> </div> | Blackstone dosing, 18.3 l / h, 0.5 bar, flow rate adjustable from 0 to 100% Water treatment, surface treatment, swimming pool area | <div class="product-short-description"> <p>Blackstone dosing, 18.3 l / h, 0.5 bar, flow rate adjustable from 0 to 100%<br/> Water treatment, surface treatment, swimming pool area</p> </div> | https://www.hannathailand.com/wp-content/uploads/2022/06/dosierpumpemax29lstd8bar5_11.jpg | เครื่องวัดปริมาณแอมโมเนีย ในน้ำ รุ่น HI715 , เครื่องวัดปริมาณฟอสฟอรัส ช่วงสูง รุ่น HI706 , เครื่องวัดปริมาณโครเมี่ยม ช่วงสูง รุ่น HI723 , เครื่องวัดสีในน้ำตัวอย่าง HI727 , น้ำยามาตรฐานสอบเทียบ , เครื่องวัดคลอรีน , เครื่องวัดปริมาณคลอรีนอิสระ รุ่น HI701 , เครื่องวัดปริมาณไนไตรท์ ช่วงต่ำ รุ่น HI707 | <a class="woocommerce-LoopProduct-link woocommerce-loop-product__link" href="https://www.hannathailand.com/product/hi715-checker-hc-ammonia-mr/">เครื่องวัดปริมาณแอมโมเนีย ในน้ำ รุ่น HI715</a> , <a class="woocommerce-LoopProduct-link woocommerce-loop-product__link" href="https://www.hannathailand.com/product/hi706-checker-hc-phosphorous-hr/">เครื่องวัดปริมาณฟอสฟอรัส ช่วงสูง รุ่น HI706</a> , <a class="woocommerce-LoopProduct-link woocommerce-loop-product__link" href="https://www.hannathailand.com/product/hi723-checker-hc-chromium-vi-hr/">เครื่องวัดปริมาณโครเมี่ยม ช่วงสูง รุ่น HI723</a> , <a class="woocommerce-LoopProduct-link woocommerce-loop-product__link" href="https://www.hannathailand.com/product/hi727-checker-hc-color-of-water/">เครื่องวัดสีในน้ำตัวอย่าง HI727</a> , <a class="woocommerce-LoopProduct-link woocommerce-loop-product__link" href="https://www.hannathailand.com/product/hi9828-25/">น้ำยามาตรฐานสอบเทียบ</a> , <a class="woocommerce-LoopProduct-link woocommerce-loop-product__link" href="https://www.hannathailand.com/product/free-chlorine/">เครื่องวัดคลอรีน</a> , <a class="woocommerce-LoopProduct-link woocommerce-loop-product__link" href="https://www.hannathailand.com/product/hi701-checker-hc-free-chlorine/">เครื่องวัดปริมาณคลอรีนอิสระ รุ่น HI701</a> , <a class="woocommerce-LoopProduct-link woocommerce-loop-product__link" href="https://www.hannathailand.com/product/hi707-checker-hc-nitrite-lr/">เครื่องวัดปริมาณไนไตรท์ ช่วงต่ำ รุ่น HI707</a> | https://www.hannathailand.com/wp-content/uploads/2022/06/dosierpumpemax29lstd8bar5_11-600x600.jpg , https://www.hannathailand.com/wp-content/uploads/2022/06/bl2-600x600.jpg , https://www.hannathailand.com/wp-content/uploads/2022/06/instbl-600x600.jpg , https://www.hannathailand.com/wp-content/uploads/2022/06/miniphotometerfurammoniakmittel2416_11-600x600.jpg , https://www.hannathailand.com/wp-content/uploads/2022/06/hi706_400-600x600.jpg , https://www.hannathailand.com/wp-content/uploads/2022/06/miniphotometerfurchromvihoch839_11-600x600.jpg , https://www.hannathailand.com/wp-content/uploads/2022/06/miniphotometerfurfarbe843_11-600x600.jpg , https://www.hannathailand.com/wp-content/uploads/2021/07/8-500x500.jpg , https://www.hannathailand.com/wp-content/uploads/2021/07/1-500x500.jpg , https://www.hannathailand.com/wp-content/uploads/2021/11/hi701-500x500.jpg , https://www.hannathailand.com/wp-content/uploads/2022/06/hi707400-600x600.jpg
53 | BL3 Black Stone Dosing Pump 2.9 lph 8 bar | ปั๊มสูบจ่ายสารเคมี , สินค้าทั้งหมด | https://www.hannathailand.com/product-category/product-all/ | https://www.hannathailand.com/product/bl3-black-stone-dosing-pump-2-9-lph-8-bar/ | BL3-2 | 11,235.00 |  | <div aria-labelledby="tab-title-additional_information" class="woocommerce-Tabs-panel woocommerce-Tabs-panel--additional_information panel entry-content" id="tab-additional_information" role="tabpanel"> </div> | BL3 ปั๊ม Blackstone ได้รับการปิดผนึกสนิทในระหว่างการประกอบ และให้การป้องกันน้ำกระเซ็นและน้ำหกในระดับ IP65 ให้การป้องกันที่ดีเยี่ยมแม้ในสภาพแวดล้อมที่ไม่เป็นมิตร ตัวเครื่องโพลีโพรพีลีนเสริมเส้นใยทนทานต่อสารเคมีที่มีฤทธิ์รุนแรง ขณะเดียวกันก็ให้ความแข็งแกร่งที่เหนือกว่าภายใต้สภาวะทางอุตสาหกรรมที่ยากลำบาก Blackstone pumps are completely sealed during assembly and offer IP65 protection against splashes and spills providing excellent protection even in hostile environments. The fiber-reinforced polypropylene housing stands up to aggressive chemicals while offering superior strength under tough industrial conditions. Order Information: BL 3-2 2.9 LPH flow rate Product Manuals Manual: Download Specification : Max Output see above chart Rated Pressure BL 20 0.5 bar (7.4 psi) BL 15 1 bar (14.5 psi) BL 10 3 bar (43.5 psi) BL 7 3 bar (43.5 psi) BL 5 7 bar (101.5 psi) BL 3 8 bar (116 psi) BL 1.5 13 bar (188.5 psi) Dosing Frequency 120 strokes/min Pump Casing fiber-reinforced polypropylene Materials pumphead in PVDF, diaphragm in PTFE, glass ball valves and O-rings in FPM/FKM, polyethylene 5 x 8 mm tubing Self-priming max height: 1.5 m (5 feet) Power Supply 110/115 VAC or 220/240 VAC, 50/60Hz Max Power Consumption approximately 200 W Protection IP65 Environment 0 to 50°C (32 to 122°F); RH max 95% non-condensing Dimensions 194 x 165 x 121 mm (7.6 x 6.5 x 4.8’’) Weight approx. 3 kg (6.6 lb.) | <div aria-labelledby="tab-title-description" class="woocommerce-Tabs-panel woocommerce-Tabs-panel--description panel entry-content active" id="tab-description" role="tabpanel"> <p>BL3 ปั๊ม Blackstone ได้รับการปิดผนึกสนิทในระหว่างการประกอบ และให้การป้องกันน้ำกระเซ็นและน้ำหกในระดับ IP65 ให้การป้องกันที่ดีเยี่ยมแม้ในสภาพแวดล้อมที่ไม่เป็นมิตร ตัวเครื่องโพลีโพรพีลีนเสริมเส้นใยทนทานต่อสารเคมีที่มีฤทธิ์รุนแรง ขณะเดียวกันก็ให้ความแข็งแกร่งที่เหนือกว่าภายใต้สภาวะทางอุตสาหกรรมที่ยากลำบาก</p> <p>Blackstone pumps are completely sealed during assembly and offer IP65 protection against splashes and spills providing excellent protection even in hostile environments. The fiber-reinforced polypropylene housing stands up to aggressive chemicals while offering superior strength under tough industrial conditions.</p> <p> </p> <p><strong>Order Information:</strong></p> <p><strong>BL 3-2</strong> 2.9 LPH flow rate</p> <div><strong>Product Manuals</strong></div> <p><img align="absmiddle" alt="" border="0" decoding="async" height="22" loading="lazy" src="http://www.hannainst.com/usa/images/icon-pdf.gif" width="20"/> Manual: <a href="http://www.hannathai.com/manuals/en/manBL_SeriesPumps.pdf" rel="noopener" target="_blank" title="Download Product Manual">Download</a></p> <p><img alt="unbenannt51dc0a27610fa" class="tinymce-editor-image" decoding="async" height="201" loading="lazy" src="https://hannathailand.com/wp-content/uploads/content/unbenannt51dc0a27610fa.jpg" width="543"/></p> <p><strong>Specification :<br/> </strong></p> <table class="spec_table"> <tbody> <tr> <td><strong>Max Output</strong></td> <td></td> <td><small><span style="font-size: small;">see above chart</span></small></td> </tr> <tr> <td><strong>Rated<br/> Pressure<br/> </strong></td> <td><strong><small><span style="font-size: small;">BL 20</span></small></strong></td> <td><small><span style="font-size: small;">0.5 bar (7.4 psi)</span></small></td> </tr> <tr> <td></td> <td><strong><small><span style="font-size: small;">BL 15</span></small></strong></td> <td><small><span style="font-size: small;">1 bar (14.5 psi)</span></small></td> </tr> <tr> <td></td> <td><strong><small><span style="font-size: small;">BL 10</span></small></strong></td> <td><small><span style="font-size: small;">3 bar (43.5 psi)</span></small></td> </tr> <tr> <td></td> <td><strong><small><span style="font-size: small;">BL 7</span></small></strong></td> <td><small><span style="font-size: small;">3 bar (43.5 psi)</span></small></td> </tr> <tr> <td></td> <td><strong><small><span style="font-size: small;">BL 5</span></small></strong></td> <td><small><span style="font-size: small;">7 bar (101.5 psi)</span></small></td> </tr> <tr> <td></td> <td><strong><small><span style="font-size: small;">BL 3</span></small></strong></td> <td><small><span style="font-size: small;">8 bar (116 psi)</span></small></td> </tr> <tr> <td></td> <td><strong><small><span style="font-size: small;">BL 1.5</span></small></strong></td> <td><small><span style="font-size: small;">13 bar (188.5 psi)</span></small></td> </tr> <tr> <td><strong>Dosing<br/> Frequency</strong></td> <td></td> <td><small><span style="font-size: small;">120 strokes/min</span></small></td> </tr> <tr> <td><strong>Pump Casing</strong></td> <td></td> <td><small><span style="font-size: small;">fiber-reinforced polypropylene</span></small></td> </tr> <tr> <td><strong>Materials</strong></td> <td></td> <td><small><span style="font-size: small;">pumphead in PVDF, diaphragm in PTFE,<br/> glass ball valves and O-rings in FPM/FKM,<br/> polyethylene 5 x 8 mm tubing</span></small></td> </tr> <tr> <td><strong>Self-priming</strong></td> <td></td> <td><small><span style="font-size: small;">max height: 1.5 m (5 feet)</span></small></td> </tr> <tr> <td><strong>Power Supply</strong></td> <td></td> <td><small><span style="font-size: small;">110/115 VAC or 220/240 VAC, 50/60Hz</span></small></td> </tr> <tr> <td><strong>Max Power<br/> Consumption</strong></td> <td></td> <td><small><span style="font-size: small;">approximately 200 W</span></small></td> </tr> <tr> <td><strong>Protection</strong></td> <td></td> <td><small><span style="font-size: small;">IP65</span></small></td> </tr> <tr> <td><strong>Environment</strong></td> <td></td> <td><small><span style="font-size: small;">0 to 50°C (32 to 122°F); RH max 95% non-condensing</span></small></td> </tr> <tr> <td><strong>Dimensions</strong></td> <td></td> <td><small><span style="font-size: small;">194 x 165 x 121 mm (7.6 x 6.5 x 4.8’’)</span></small></td> </tr> <tr> <td><strong>Weight</strong></td> <td></td> <td><small><span style="font-size: small;">approx. 3 kg (6.6 lb.)</span></small></td> </tr> </tbody> </table> <p><strong> </strong></p> </div> | Blackstone metering pump, 2.9 l / h, 8 bar Flow rate adjustable from 0 to 100% Water treatment, surface treatment, swimming pool area | <div class="product-short-description"> <p>Blackstone metering pump, 2.9 l / h, 8 bar Flow rate adjustable from 0 to 100%<br/> Water treatment, surface treatment, swimming pool area</p> </div> | https://www.hannathailand.com/wp-content/uploads/2022/06/dosierpumpemax29lstd8bar5_11.jpg | เครื่องวัดปริมาณนิกเกิล ช่วงสูง รุ่น HI726 , เครื่องวัดปริมาณไนไตรท์ ช่วงต่ำ รุ่น HI707 , เครื่องวัดปริมาณซิลิกา ช่วงต่ำ ในตัวอย่างน้ำ รุ่น HI705 , เครื่องวัดปริมาณฟอสฟอรัส ช่วงต่ำมาก รุ่น HI736 , น้ำยามาตรฐานสอบเทียบ , เครื่องวัดปริมาณไนไตรท์ ช่วงสูง ในตัวอย่างน้ำ รุ่น HI708 , เครื่องวัดปริมาณคลอรีนอิสระ รุ่น HI701 , น้ำยามาตรฐานสอบเทียบ ค่ามาตรฐานความเค็ม | <a class="woocommerce-LoopProduct-link woocommerce-loop-product__link" href="https://www.hannathailand.com/product/hi726-checker-hc-nickel-hr/">เครื่องวัดปริมาณนิกเกิล ช่วงสูง รุ่น HI726</a> , <a class="woocommerce-LoopProduct-link woocommerce-loop-product__link" href="https://www.hannathailand.com/product/hi707-checker-hc-nitrite-lr/">เครื่องวัดปริมาณไนไตรท์ ช่วงต่ำ รุ่น HI707</a> , <a class="woocommerce-LoopProduct-link woocommerce-loop-product__link" href="https://www.hannathailand.com/product/hi705-checker-hc-silica-lr/">เครื่องวัดปริมาณซิลิกา ช่วงต่ำ ในตัวอย่างน้ำ รุ่น HI705</a> , <a class="woocommerce-LoopProduct-link woocommerce-loop-product__link" href="https://www.hannathailand.com/product/phosphorous-marine/">เครื่องวัดปริมาณฟอสฟอรัส ช่วงต่ำมาก รุ่น HI736</a> , <a class="woocommerce-LoopProduct-link woocommerce-loop-product__link" href="https://www.hannathailand.com/product/hi9828-25/">น้ำยามาตรฐานสอบเทียบ</a> , <a class="woocommerce-LoopProduct-link woocommerce-loop-product__link" href="https://www.hannathailand.com/product/hi708-checker-hc-nitrite-hr/">เครื่องวัดปริมาณไนไตรท์ ช่วงสูง ในตัวอย่างน้ำ รุ่น HI708</a> , <a class="woocommerce-LoopProduct-link woocommerce-loop-product__link" href="https://www.hannathailand.com/product/hi701-checker-hc-free-chlorine/">เครื่องวัดปริมาณคลอรีนอิสระ รุ่น HI701</a> , <a class="woocommerce-LoopProduct-link woocommerce-loop-product__link" href="https://www.hannathailand.com/product/hi7080l/">น้ำยามาตรฐานสอบเทียบ ค่ามาตรฐานความเค็ม</a> | https://www.hannathailand.com/wp-content/uploads/2022/06/dosierpumpemax29lstd8bar5_11-600x600.jpg , https://www.hannathailand.com/wp-content/uploads/2022/06/bl2-600x600.jpg , https://www.hannathailand.com/wp-content/uploads/2022/06/instbl-600x600.jpg , https://www.hannathailand.com/wp-content/uploads/2022/06/miniphotometerfurnickelhoch841_11-600x600.jpg , https://www.hannathailand.com/wp-content/uploads/2022/06/hi707400-600x600.jpg , https://www.hannathailand.com/wp-content/uploads/2022/06/hi705400-600x600.jpg , https://www.hannathailand.com/wp-content/uploads/2021/12/HI736-600x600.jpg , https://www.hannathailand.com/wp-content/uploads/2021/07/8-500x500.jpg , https://www.hannathailand.com/wp-content/uploads/2022/06/miniphotometerfurnitrithoch2420_11-600x600.jpg , https://www.hannathailand.com/wp-content/uploads/2021/11/hi701-500x500.jpg , https://www.hannathailand.com/wp-content/uploads/2021/07/11-500x500.jpg
54 | BL5 Black Stone Dosing Pump 5.0 lph 7 bar | ปั๊มสูบจ่ายสารเคมี , สินค้าทั้งหมด | https://www.hannathailand.com/product-category/product-all/ | https://www.hannathailand.com/product/bl5-black-stone-dosing-pump-5-0-lph-7-bar/ | BL5-2 | 11,235.00 |  | <div aria-labelledby="tab-title-additional_information" class="woocommerce-Tabs-panel woocommerce-Tabs-panel--additional_information panel entry-content" id="tab-additional_information" role="tabpanel"> </div> | BL5 ปั๊ม Blackstone ได้รับการปิดผนึกสนิทในระหว่างการประกอบ และให้การป้องกันน้ำกระเซ็นและน้ำหกในระดับ IP65 ให้การป้องกันที่ดีเยี่ยมแม้ในสภาพแวดล้อมที่ไม่เป็นมิตร ตัวเครื่องโพลีโพรพีลีนเสริมเส้นใยทนทานต่อสารเคมีที่มีฤทธิ์รุนแรง ขณะเดียวกันก็ให้ความแข็งแกร่งที่เหนือกว่าภายใต้สภาวะทางอุตสาหกรรมที่ยากลำบาก Blackstone pumps are completely sealed during assembly and offer IP65 protection against splashes and spills providing excellent protection even in hostile environments. The fiber-reinforced polypropylene housing stands up to aggressive chemicals while offering superior strength under tough industrial conditions. Order Information: BL 5-2 5.0 LPH flow rate Product Manuals Manual: Download Specification : Max Output see above chart Rated Pressure BL 20 0.5 bar (7.4 psi) BL 15 1 bar (14.5 psi) BL 10 3 bar (43.5 psi) BL 7 3 bar (43.5 psi) BL 5 7 bar (101.5 psi) BL 3 8 bar (116 psi) BL 1.5 13 bar (188.5 psi) Dosing Frequency 120 strokes/min Pump Casing fiber-reinforced polypropylene Materials pumphead in PVDF, diaphragm in PTFE, glass ball valves and O-rings in FPM/FKM, polyethylene 5 x 8 mm tubing Self-priming max height: 1.5 m (5 feet) Power Supply 110/115 VAC or 220/240 VAC, 50/60Hz Max Power Consumption approximately 200 W Protection IP65 Environment 0 to 50°C (32 to 122°F); RH max 95% non-condensing Dimensions 194 x 165 x 121 mm (7.6 x 6.5 x 4.8’’) Weight approx. 3 kg (6.6 lb.) | <div aria-labelledby="tab-title-description" class="woocommerce-Tabs-panel woocommerce-Tabs-panel--description panel entry-content active" id="tab-description" role="tabpanel"> <p>BL5 ปั๊ม Blackstone ได้รับการปิดผนึกสนิทในระหว่างการประกอบ และให้การป้องกันน้ำกระเซ็นและน้ำหกในระดับ IP65 ให้การป้องกันที่ดีเยี่ยมแม้ในสภาพแวดล้อมที่ไม่เป็นมิตร ตัวเครื่องโพลีโพรพีลีนเสริมเส้นใยทนทานต่อสารเคมีที่มีฤทธิ์รุนแรง ขณะเดียวกันก็ให้ความแข็งแกร่งที่เหนือกว่าภายใต้สภาวะทางอุตสาหกรรมที่ยากลำบาก</p> <p>Blackstone pumps are completely sealed during assembly and offer IP65 protection against splashes and spills providing excellent protection even in hostile environments. The fiber-reinforced polypropylene housing stands up to aggressive chemicals while offering superior strength under tough industrial conditions.</p> <p> </p> <p><strong>Order Information:</strong></p> <p><strong>BL 5-2</strong> 5.0 LPH flow rate</p> <div><strong>Product Manuals</strong></div> <p><img align="absmiddle" alt="" border="0" decoding="async" height="22" loading="lazy" src="http://www.hannainst.com/usa/images/icon-pdf.gif" width="20"/> Manual: <a href="http://www.hannathai.com/manuals/en/manBL_SeriesPumps.pdf" rel="noopener" target="_blank" title="Download Literature">Download</a></p> <p><img alt="unbenannt51dc0a27610fa" class="tinymce-editor-image" decoding="async" height="201" loading="lazy" src="https://hannathailand.com/wp-content/uploads/content/unbenannt51dc0a27610fa.jpg" width="543"/></p> <p><strong>Specification :</strong></p> <table class="spec_table"> <tbody> <tr> <td><strong>Max Output</strong></td> <td></td> <td><small><span style="font-size: small;">see above chart</span></small></td> </tr> <tr> <td><strong>Rated<br/> Pressure<br/> </strong></td> <td><strong><small><span style="font-size: small;">BL 20</span></small></strong></td> <td><small><span style="font-size: small;">0.5 bar (7.4 psi)</span></small></td> </tr> <tr> <td></td> <td><strong><small><span style="font-size: small;">BL 15</span></small></strong></td> <td><small><span style="font-size: small;">1 bar (14.5 psi)</span></small></td> </tr> <tr> <td></td> <td><strong><small><span style="font-size: small;">BL 10</span></small></strong></td> <td><small><span style="font-size: small;">3 bar (43.5 psi)</span></small></td> </tr> <tr> <td></td> <td><strong><small><span style="font-size: small;">BL 7</span></small></strong></td> <td><small><span style="font-size: small;">3 bar (43.5 psi)</span></small></td> </tr> <tr> <td></td> <td><strong><small><span style="font-size: small;">BL 5</span></small></strong></td> <td><small><span style="font-size: small;">7 bar (101.5 psi)</span></small></td> </tr> <tr> <td></td> <td><strong><small><span style="font-size: small;">BL 3</span></small></strong></td> <td><small><span style="font-size: small;">8 bar (116 psi)</span></small></td> </tr> <tr> <td></td> <td><strong><small><span style="font-size: small;">BL 1.5</span></small></strong></td> <td><small><span style="font-size: small;">13 bar (188.5 psi)</span></small></td> </tr> <tr> <td><strong>Dosing<br/> Frequency</strong></td> <td></td> <td><small><span style="font-size: small;">120 strokes/min</span></small></td> </tr> <tr> <td><strong>Pump Casing</strong></td> <td></td> <td><small><span style="font-size: small;">fiber-reinforced polypropylene</span></small></td> </tr> <tr> <td><strong>Materials</strong></td> <td></td> <td><small><span style="font-size: small;">pumphead in PVDF, diaphragm in PTFE,<br/> glass ball valves and O-rings in FPM/FKM,<br/> polyethylene 5 x 8 mm tubing</span></small></td> </tr> <tr> <td><strong>Self-priming</strong></td> <td></td> <td><small><span style="font-size: small;">max height: 1.5 m (5 feet)</span></small></td> </tr> <tr> <td><strong>Power Supply</strong></td> <td></td> <td><small><span style="font-size: small;">110/115 VAC or 220/240 VAC, 50/60Hz</span></small></td> </tr> <tr> <td><strong>Max Power<br/> Consumption</strong></td> <td></td> <td><small><span style="font-size: small;">approximately 200 W</span></small></td> </tr> <tr> <td><strong>Protection</strong></td> <td></td> <td><small><span style="font-size: small;">IP65</span></small></td> </tr> <tr> <td><strong>Environment</strong></td> <td></td> <td><small><span style="font-size: small;">0 to 50°C (32 to 122°F); RH max 95% non-condensing</span></small></td> </tr> <tr> <td><strong>Dimensions</strong></td> <td></td> <td><small><span style="font-size: small;">194 x 165 x 121 mm (7.6 x 6.5 x 4.8’’)</span></small></td> </tr> <tr> <td><strong>Weight</strong></td> <td></td> <td><small><span style="font-size: small;">approx. 3 kg (6.6 lb.)</span></small></td> </tr> </tbody> </table> <p><strong> </strong></p> </div> | Blackstone metering pump, 5.0 l / h, 7 bar Flow rate adjustable from 0 to 100% Water treatment, surface treatment, swimming pool area | <div class="product-short-description"> <p>Blackstone metering pump, 5.0 l / h, 7 bar Flow rate adjustable from 0 to 100%<br/> Water treatment, surface treatment, swimming pool area</p> </div> | https://www.hannathailand.com/wp-content/uploads/2022/06/dosierpumpemax29lstd8bar5_11.jpg | เครื่องวัดปริมาณคลอรีนอิสระ รุ่น HI701 , เครื่องวัดปริมาณซิลิกา ช่วงต่ำ ในตัวอย่างน้ำ รุ่น HI705 , สารละลายมาตรฐานความขุ่น 20 NTU , เครื่องวัดค่าเหล็ก รุ่น HI721 , เซ็นเซอร์วัดออกซิเจนในน้ำสำหรับ HI9829 มัลติพารามิเตอร์ , เครื่องวัดคลอรีน , เครื่องวัดปริมาณฟอสเฟต ช่วงสูง รุ่น HI717 , เครื่องวัดปริมาณไอโอดีน รุ่น HI718 | <a class="woocommerce-LoopProduct-link woocommerce-loop-product__link" href="https://www.hannathailand.com/product/hi701-checker-hc-free-chlorine/">เครื่องวัดปริมาณคลอรีนอิสระ รุ่น HI701</a> , <a class="woocommerce-LoopProduct-link woocommerce-loop-product__link" href="https://www.hannathailand.com/product/hi705-checker-hc-silica-lr/">เครื่องวัดปริมาณซิลิกา ช่วงต่ำ ในตัวอย่างน้ำ รุ่น HI705</a> , <a class="woocommerce-LoopProduct-link woocommerce-loop-product__link" href="https://www.hannathailand.com/product/hi93102-20/">สารละลายมาตรฐานความขุ่น 20 NTU</a> , <a class="woocommerce-LoopProduct-link woocommerce-loop-product__link" href="https://www.hannathailand.com/product/hi721-checker-hc-iron/">เครื่องวัดค่าเหล็ก รุ่น HI721</a> , <a class="woocommerce-LoopProduct-link woocommerce-loop-product__link" href="https://www.hannathailand.com/product/hi7609829-2/">เซ็นเซอร์วัดออกซิเจนในน้ำสำหรับ HI9829 มัลติพารามิเตอร์</a> , <a class="woocommerce-LoopProduct-link woocommerce-loop-product__link" href="https://www.hannathailand.com/product/free-chlorine/">เครื่องวัดคลอรีน</a> , <a class="woocommerce-LoopProduct-link woocommerce-loop-product__link" href="https://www.hannathailand.com/product/hi717-checker-hc-phosphate-hr/">เครื่องวัดปริมาณฟอสเฟต ช่วงสูง รุ่น HI717</a> , <a class="woocommerce-LoopProduct-link woocommerce-loop-product__link" href="https://www.hannathailand.com/product/hi718-checker-hc-iodine/">เครื่องวัดปริมาณไอโอดีน รุ่น HI718</a> | https://www.hannathailand.com/wp-content/uploads/2022/06/dosierpumpemax29lstd8bar5_11-600x600.jpg , https://www.hannathailand.com/wp-content/uploads/2022/06/bl2-600x600.jpg , https://www.hannathailand.com/wp-content/uploads/2022/06/instbl-600x600.jpg , https://www.hannathailand.com/wp-content/uploads/2021/11/hi701-500x500.jpg , https://www.hannathailand.com/wp-content/uploads/2022/06/hi705400-600x600.jpg , https://www.hannathailand.com/wp-content/uploads/2021/07/9-500x500.jpg , https://www.hannathailand.com/wp-content/uploads/2022/06/miniphotometerfureisen832_11-600x600.jpg , https://www.hannathailand.com/wp-content/uploads/2021/07/5-500x500.jpg , https://www.hannathailand.com/wp-content/uploads/2021/07/1-500x500.jpg , https://www.hannathailand.com/wp-content/uploads/2022/06/miniphotometerfurphosphathoch827_11-600x600.jpg , https://www.hannathailand.com/wp-content/uploads/2022/06/miniphotometerfuriod829_11-600x600.jpg
55 | BL931700-1 pH Mini Controller – 4 – 20mA output – 220V | วัดความเป็นกรด-ด่าง/โออาร์พี , สินค้าทั้งหมด , เครื่องควบคุมแบบต่อเนื่อง , แบบติดตั้ง | https://www.hannathailand.com/product-category/pneumatics-control/ph-orp-control/ph-orp-installation/ | https://www.hannathailand.com/product/bl931700-1-ph-mini-controller-4-20ma-output-220v/ | BL931700-1 | 15,515.00 |  | <div aria-labelledby="tab-title-additional_information" class="woocommerce-Tabs-panel woocommerce-Tabs-panel--additional_information panel entry-content" id="tab-additional_information" role="tabpanel"> </div> | ตัวควบคุม pH ขนาดเล็ก BL931700 ได้รับการออกแบบมาเพื่อการติดตั้งที่ง่ายและราคาไม่แพงในพื้นที่จำกัด เพื่อดำเนินการควบคุมกระบวนการที่เรียบง่ายแต่มีประสิทธิภาพ ด้วยขนาดที่กะทัดรัด ตัวควบคุม pH ขนาดเล็ก BL 931700 จึงสามารถติดตั้งติดกับถังหรือถังได้ ตัวควบคุมอเนกประสงค์นี้เหมาะอย่างยิ่งสำหรับการใช้งานที่หลากหลาย เช่น สิ่งทอ กระดาษ โซลูชันการถ่ายภาพ อ่างชุบ สารเคมี และการบำบัดน้ำ It’s easy to handle Fire retardant casing Selectable overdose protection system Splash resistant cover The BL931700 mini pH controller has been designed for easy, affordable installation in tight spaces to perform simple yet effective process control. Thanks to its compact size, the BL 931700 mini pH controller can be installed right next to tanks or vats. This versatile controller is ideal for a wide variety of applications, such as textiles, papers, photographic solutions, plating baths, chemicals and water treatment.This BL931700 is provided with a selectable set point for acid or basic dosage. Measurements are directly taken from a pH electrode in the range from 0 to 14 with a 0.01 pH resolution. Accuracy is ensured by two point calibration, performed manually through trimmers on the front panel. Users can choose automatic or manual dosing mode with a switch on the front panel. Manual control is particularly useful during maintenance operations, because it permits operators to enable or disable the dosing relay according to need. The overtime control system advises users when the relay is active for too long, helping to prevent overdosing. In addition, this model features a 4-20 mA analog output for recorder connection. Order Information: BL 931700-1 ( 115/230V) are supplied with mounting brackets, transparent cover and instruction manual. Product Manuals Manual: Download Specification : Range 0.00 to 14.00 pH Resolution 0.01 pH Accuracy @ 25°C ±0.02 pH Calibration manual, 2 point, with offset and slope trimmers Dosing Relay max 2A (fuse protected), 250 Vac, 30 Vdc Dosing Selection acid or alkaline contact open=acid dosage=relay ON if measurement > set point contact close=alkaline dosage=relay ON if measurement < set point Setpoint adjustable from 0.00 to 14.00 pH Overtime adjustable, typically from 5 to approx. 30 minutes Recorder Output 4-20 mA, accuracy ±0.20 mA, 500 Ohm max load Input Impedance 102 Ohm Power Supply See Chart Dimensions 79 x 49 x 95 mm (3.1 x 1.9 x 3.7’’) | <div aria-labelledby="tab-title-description" class="woocommerce-Tabs-panel woocommerce-Tabs-panel--description panel entry-content active" id="tab-description" role="tabpanel"> <p>ตัวควบคุม pH ขนาดเล็ก BL931700 ได้รับการออกแบบมาเพื่อการติดตั้งที่ง่ายและราคาไม่แพงในพื้นที่จำกัด เพื่อดำเนินการควบคุมกระบวนการที่เรียบง่ายแต่มีประสิทธิภาพ ด้วยขนาดที่กะทัดรัด ตัวควบคุม pH ขนาดเล็ก BL 931700 จึงสามารถติดตั้งติดกับถังหรือถังได้</p> <p>ตัวควบคุมอเนกประสงค์นี้เหมาะอย่างยิ่งสำหรับการใช้งานที่หลากหลาย เช่น สิ่งทอ กระดาษ โซลูชันการถ่ายภาพ อ่างชุบ สารเคมี และการบำบัดน้ำ</p> <p>It’s easy to handle</p> <ul> <li>Fire retardant casing</li> <li>Selectable overdose protection system</li> <li>Splash resistant cover</li> </ul> <p> </p> <p>The BL931700 mini pH controller has been designed for easy, affordable installation in tight spaces to perform simple yet effective process control. Thanks to its compact size, the BL 931700 mini pH controller can be installed right next to tanks or vats.</p> <p>This versatile controller is ideal for a wide variety of applications, such as textiles, papers, photographic solutions, plating baths, chemicals and water treatment.This</p> <p>BL931700 is provided with a selectable set point for acid or basic dosage.</p> <p>Measurements are directly taken from a pH electrode in the range from 0 to 14 with a 0.01 pH resolution. Accuracy is ensured by two point calibration, performed manually through trimmers on the front panel.</p> <p>Users can choose automatic or manual dosing mode with a switch on the front panel. Manual control is particularly useful during maintenance operations, because<br/> it permits operators to enable or disable the dosing relay according to need. The overtime control system advises users when the relay is active for too long, helping to prevent overdosing.</p> <p>In addition, this model features a 4-20 mA analog output for recorder connection.</p> <p> </p> <p><strong>Order Information:</strong><br/> BL 931700-1 ( 115/230V) are supplied with mounting brackets, transparent cover and instruction manual.</p> <p><img alt="dim3" class="tinymce-editor-image" decoding="async" height="300" loading="lazy" src="https://hannathailand.com/wp-content/uploads/content/dim3.png" width="186"/></p> <div><strong>Product Manuals</strong></div> <p><img align="absmiddle" alt="" border="0" decoding="async" height="22" loading="lazy" src="http://www.hannainst.com/usa/images/icon-pdf.gif" width="20"/> Manual: <a href="http://www.hannathai.com/manuals/en/manBL_931700.pdf" rel="noopener" target="_blank" title="Download Product Manual">Download</a></p> <p><strong>Specification :</strong></p> <table class="spec_table"> <tbody> <tr> <td>Range</td> <td></td> <td>0.00 to 14.00 pH</td> </tr> <tr> <td>Resolution</td> <td></td> <td>0.01 pH</td> </tr> <tr> <td>Accuracy @ 25°C</td> <td></td> <td>±0.02 pH</td> </tr> <tr> <td>Calibration</td> <td></td> <td>manual, 2 point, with offset and slope trimmers</td> </tr> <tr> <td>Dosing Relay</td> <td></td> <td>max 2A (fuse protected), 250 Vac, 30 Vdc</td> </tr> <tr> <td>Dosing Selection</td> <td></td> <td>acid or alkaline<br/> <strong>contact open</strong>=acid dosage=relay ON if measurement &gt; set point <strong>contact close</strong>=alkaline dosage=relay ON if measurement &lt; set point</td> </tr> <tr> <td>Setpoint</td> <td></td> <td>adjustable from 0.00 to 14.00 pH</td> </tr> <tr> <td>Overtime</td> <td></td> <td>adjustable, typically from 5 to approx. 30 minutes</td> </tr> <tr> <td>Recorder Output</td> <td></td> <td>4-20 mA, accuracy ±0.20 mA, 500 Ohm max load</td> </tr> <tr> <td>Input Impedance</td> <td></td> <td>10<sup><span style="font-size: small;">2</span></sup> Ohm</td> </tr> <tr> <td>Power Supply</td> <td></td> <td>See Chart</td> </tr> <tr> <td>Dimensions</td> <td></td> <td>79 x 49 x 95 mm (3.1 x 1.9 x 3.7’’)</td> </tr> </tbody> </table> <p><strong> </strong></p> <p><strong> </strong></p> <p> </p> </div> | Blackstone BL931700-1 Mini pH Controller, dosage of acid or base, 4-20 mA recorder output, 115/230 V Water treatment, sewage treatment, neutralization and decontamination, surface treatment, simple industrial processes | <div class="product-short-description"> <p>Blackstone BL931700-1 Mini pH Controller, dosage of acid or base, 4-20 mA recorder output, 115/230 V<br/> Water treatment, sewage treatment, neutralization and decontamination, surface treatment, simple industrial processes</p> </div> | https://www.hannathailand.com/wp-content/uploads/2022/06/phminireglermitschreiberausgang12v10_11-e1642578299698.jpg | เครื่องวัดปริมาณไนไตรท์ ช่วงต่ำ รุ่น HI707 , เซ็นเซอร์วัดออกซิเจนในน้ำสำหรับ HI9829 มัลติพารามิเตอร์ , เครื่องวัดปริมาณคลอรีนรวม รุ่น HI711 , เครื่องวัดคลอรีน , เครื่องวัดปริมาณโบรมีน ในตัวอย่างน้ำ รุ่น HI716 , น้ำยามาตรฐานสอบเทียบ ค่ามาตรฐานความเค็ม , น้ำยามาตรฐานสอบเทียบ ค่ามาตรฐานความเค็ม , เครื่องวัดค่าเหล็ก รุ่น HI721 | <a class="woocommerce-LoopProduct-link woocommerce-loop-product__link" href="https://www.hannathailand.com/product/hi707-checker-hc-nitrite-lr/">เครื่องวัดปริมาณไนไตรท์ ช่วงต่ำ รุ่น HI707</a> , <a class="woocommerce-LoopProduct-link woocommerce-loop-product__link" href="https://www.hannathailand.com/product/hi7609829-2/">เซ็นเซอร์วัดออกซิเจนในน้ำสำหรับ HI9829 มัลติพารามิเตอร์</a> , <a class="woocommerce-LoopProduct-link woocommerce-loop-product__link" href="https://www.hannathailand.com/product/hi711-checker-hc-total-chlorine/">เครื่องวัดปริมาณคลอรีนรวม รุ่น HI711</a> , <a class="woocommerce-LoopProduct-link woocommerce-loop-product__link" href="https://www.hannathailand.com/product/free-chlorine/">เครื่องวัดคลอรีน</a> , <a class="woocommerce-LoopProduct-link woocommerce-loop-product__link" href="https://www.hannathailand.com/product/hi716-checker-hc-bromine/">เครื่องวัดปริมาณโบรมีน ในตัวอย่างน้ำ รุ่น HI716</a> , <a class="woocommerce-LoopProduct-link woocommerce-loop-product__link" href="https://www.hannathailand.com/product/hi7080l/">น้ำยามาตรฐานสอบเทียบ ค่ามาตรฐานความเค็ม</a> , <a class="woocommerce-LoopProduct-link woocommerce-loop-product__link" href="https://www.hannathailand.com/product/hi7083l/">น้ำยามาตรฐานสอบเทียบ ค่ามาตรฐานความเค็ม</a> , <a class="woocommerce-LoopProduct-link woocommerce-loop-product__link" href="https://www.hannathailand.com/product/hi721-checker-hc-iron/">เครื่องวัดค่าเหล็ก รุ่น HI721</a> | https://www.hannathailand.com/wp-content/uploads/2022/06/phminireglermitschreiberausgang12v10_11-e1642578299698-600x600.jpg , https://www.hannathailand.com/wp-content/uploads/2022/06/dim251dfb345dec34-600x600.jpg , https://www.hannathailand.com/wp-content/uploads/2021/12/dim51dfb347ef6d6.png , https://www.hannathailand.com/wp-content/uploads/2022/06/hi707400-600x600.jpg , https://www.hannathailand.com/wp-content/uploads/2021/07/5-500x500.jpg , https://www.hannathailand.com/wp-content/uploads/2022/06/hi711_lg-600x600.jpg , https://www.hannathailand.com/wp-content/uploads/2021/07/1-500x500.jpg , https://www.hannathailand.com/wp-content/uploads/2022/06/miniphotometerfurfreiesgesamtchlor704_11-600x600.jpg , https://www.hannathailand.com/wp-content/uploads/2021/07/11-500x500.jpg , https://www.hannathailand.com/wp-content/uploads/2021/07/10-500x500.jpg , https://www.hannathailand.com/wp-content/uploads/2022/06/miniphotometerfureisen832_11-600x600.jpg
56 | BL932700-1 ORP Mini Controller +/-1000mV – 4 to 20mA output – 220 V | วัดความเป็นกรด-ด่าง/โออาร์พี , สินค้าทั้งหมด , เครื่องควบคุมแบบต่อเนื่อง , แบบติดตั้ง | https://www.hannathailand.com/product-category/pneumatics-control/ph-orp-control/ph-orp-installation/ | https://www.hannathailand.com/product/bl932700-1-orp-mini-controller-1000mv-4-to-20ma-output-220-v/ | BL932700-1 | 15,515.00 |  | <div aria-labelledby="tab-title-additional_information" class="woocommerce-Tabs-panel woocommerce-Tabs-panel--additional_information panel entry-content" id="tab-additional_information" role="tabpanel"> </div> | BL932700 คือคอนโทรลเลอร์ขนาดเล็ก ORP ที่ออกแบบมาเพื่อการติดตั้งที่ง่ายดายและราคาไม่แพงในพื้นที่จำกัด เหมาะสำหรับการควบคุมกระบวนการที่เรียบง่ายแต่มีประสิทธิภาพ ด้วยขนาดที่กะทัดรัด ทำให้ BL932700 สามารถติดตั้งติดกับถังหรือถังได้ ตัวควบคุมอเนกประสงค์นี้เหมาะสำหรับการใช้งานหลายประเภท เช่น การตรวจสอบกระบวนการฟอกขาวของ ORP การบำบัดน้ำเสีย และสระว่ายน้ำ BL932700 อนุญาตให้ควบคุมการติดตั้งที่ตรวจสอบก่อนหน้านี้ด้วยตนเองโดยอัตโนมัติ สามารถตั้งค่าเครื่องมือเพื่อลดหรือออกซิไดซ์ปริมาณได้ วัดในช่วง ±1000 mV ด้วยความละเอียด 1 mV การปรับจุดกำหนดและการสอบเทียบทำได้ง่ายดายผ่านเครื่องตัดแต่งที่แผงด้านหน้า ผู้ใช้สามารถเลือกโหมดการจ่ายสารแบบอัตโนมัติหรือแบบแมนนวลด้วยสวิตช์ที่แผงด้านหน้า การควบคุมแบบแมนนวลมีประโยชน์อย่างยิ่งในระหว่างการบำรุงรักษา เนื่องจากช่วยให้ผู้ปฏิบัติงานเปิดหรือปิดรีเลย์จ่ายสารได้ตามความต้องการ The BL932700 is an ORP mini controller that has been designed for easy, affordable installation in tight spaces, ideal for simple yet effective process control. As a result of its compact size, the BL932700 can be installed right next to tanks or vats. This versatile controller is ideal for many applications, such as ORP monitoring bleaching processes, waste water treatment and swimming pools. BL932700 permits automatic control of installations previously checked manually. The instrument can be set for reducing or oxidizing dosage. It measures in the ±1000 mV range, with 1 mV resolution. Set point adjustment and calibration are simply performed through trimmers on the front panel. Users can choose automatic or manual dosing mode with a switch on the front panel. Manual control is particularly useful during maintenance operations, because it permits operators to enable or disable the dosing relay according to need. The overtime control system advises users when the relay is active too long, helping to prevent over dosage. In addition, this model features a 4-20 mA analog output for recorder connection. Order Information: BL 932700-1 ( 115/230V) is supplied with mounting brackets, transparent cover and instruction manual. Product Manuals Manual: Download Specification : Range ±1000 mV Resolution 1 mV Accuracy ±5 mV Calibration manual, with CAL trimmer Dosing Relay maximum 2A (fuse protected), 250 Vac, 30 VDC Dosing Selection reducing or oxidizing, selectable on the back panel contact open=reductant dosage=relay ON if measure > set point contact close=oxidant dosage=relay ON if measure < set point Setpoint adjustable from -1000 to 1000 mV Overtime adjustable, typically from 5 to approx. 30 minutes Recorder Output 4-20 mA, accuracy ±0.20 mA, 500 Ohm max load Input Impedance 102 Ohm Power Supply See Chart Dimensions 79 x 49 x 95 mm (3.1 x 1.9 x 3.7’’) | <div aria-labelledby="tab-title-description" class="woocommerce-Tabs-panel woocommerce-Tabs-panel--description panel entry-content active" id="tab-description" role="tabpanel"> <p>BL932700 คือคอนโทรลเลอร์ขนาดเล็ก ORP ที่ออกแบบมาเพื่อการติดตั้งที่ง่ายดายและราคาไม่แพงในพื้นที่จำกัด เหมาะสำหรับการควบคุมกระบวนการที่เรียบง่ายแต่มีประสิทธิภาพ ด้วยขนาดที่กะทัดรัด ทำให้ BL932700 สามารถติดตั้งติดกับถังหรือถังได้</p> <p>ตัวควบคุมอเนกประสงค์นี้เหมาะสำหรับการใช้งานหลายประเภท เช่น การตรวจสอบกระบวนการฟอกขาวของ ORP การบำบัดน้ำเสีย และสระว่ายน้ำ BL932700 อนุญาตให้ควบคุมการติดตั้งที่ตรวจสอบก่อนหน้านี้ด้วยตนเองโดยอัตโนมัติ</p> <p>สามารถตั้งค่าเครื่องมือเพื่อลดหรือออกซิไดซ์ปริมาณได้ วัดในช่วง ±1000 mV ด้วยความละเอียด 1 mV การปรับจุดกำหนดและการสอบเทียบทำได้ง่ายดายผ่านเครื่องตัดแต่งที่แผงด้านหน้า ผู้ใช้สามารถเลือกโหมดการจ่ายสารแบบอัตโนมัติหรือแบบแมนนวลด้วยสวิตช์ที่แผงด้านหน้า การควบคุมแบบแมนนวลมีประโยชน์อย่างยิ่งในระหว่างการบำรุงรักษา เนื่องจากช่วยให้ผู้ปฏิบัติงานเปิดหรือปิดรีเลย์จ่ายสารได้ตามความต้องการ</p> <p>The BL932700 is an ORP mini controller that has been designed for easy, affordable installation in tight spaces, ideal for simple yet effective process control. As a result of its compact size, the BL932700 can be installed right next to tanks or vats.</p> <p>This versatile controller is ideal for many applications, such as ORP monitoring bleaching processes, waste water treatment and swimming pools. BL932700 permits automatic control of installations previously checked manually.</p> <p>The instrument can be set for reducing or oxidizing dosage. It measures in the ±1000 mV range, with 1 mV resolution. Set point adjustment and calibration are simply performed through trimmers on the front panel. Users can choose automatic or manual dosing mode with a switch on the front panel. Manual control is particularly useful during maintenance operations, because it permits operators to enable or disable the dosing relay according to need.</p> <p>The overtime control system advises users when the relay is active too long, helping to prevent over dosage. In addition, this model features a 4-20 mA analog output for recorder connection.</p> <p> </p> <p> </p> <p><strong>Order Information:</strong><br/> BL 932700-1 ( 115/230V) is supplied with mounting brackets, transparent cover and instruction manual.</p> <div><strong>Product Manuals</strong></div> <p><img align="absmiddle" alt="" border="0" decoding="async" height="22" loading="lazy" src="http://www.hannainst.com/usa/images/icon-pdf.gif" width="20"/> Manual: <a href="http://www.hannathai.com/manuals/en/manBL_932700.pdf" rel="noopener" target="_blank" title="Download Product Manual">Download</a></p> <p><strong>Specification :</strong></p> <table class="spec_table"> <tbody> <tr> <td>Range</td> <td></td> <td>±1000 mV</td> </tr> <tr> <td>Resolution</td> <td></td> <td>1 mV</td> </tr> <tr> <td>Accuracy</td> <td></td> <td>±5 mV</td> </tr> <tr> <td>Calibration</td> <td></td> <td>manual, with CAL trimmer</td> </tr> <tr> <td>Dosing Relay</td> <td></td> <td>maximum 2A (fuse protected), 250 Vac, 30 VDC</td> </tr> <tr> <td>Dosing Selection</td> <td></td> <td>reducing or oxidizing, selectable on the back panel <strong>contact open</strong>=reductant dosage=relay ON if measure &gt; set point <strong>contact close</strong>=oxidant dosage=relay ON if measure &lt; set point</td> </tr> <tr> <td>Setpoint</td> <td></td> <td>adjustable from -1000 to 1000 mV</td> </tr> <tr> <td>Overtime</td> <td></td> <td>adjustable, typically from 5 to approx. 30 minutes</td> </tr> <tr> <td>Recorder Output</td> <td></td> <td>4-20 mA, accuracy ±0.20 mA, 500 Ohm max load</td> </tr> <tr> <td>Input Impedance</td> <td></td> <td>10<sup><span style="font-size: small;">2</span></sup> Ohm</td> </tr> <tr> <td>Power Supply</td> <td></td> <td>See Chart</td> </tr> <tr> <td>Dimensions</td> <td></td> <td>79 x 49 x 95 mm (3.1 x 1.9 x 3.7’’)</td> </tr> </tbody> </table> <p><strong> </strong></p> <p><strong> </strong></p> <p> </p> </div> | Blackstone BL932700-1 ORP mini controller, -1000 to +1000 mV, 4-20 mA recorder output, 115/230 V | <div class="product-short-description"> <p>Blackstone BL932700-1 ORP mini controller, -1000 to +1000 mV, 4-20 mA recorder output, 115/230 V</p> </div> | https://www.hannathailand.com/wp-content/uploads/2022/06/redoxminireglermitschreiberausgang12v12_11.jpg | เครื่องวัดปริมาณฟลูออไรด์ ช่วงต่ำ รุ่น HI729 , เครื่องวัดค่าเหล็ก รุ่น HI721 , เครื่องวัดปริมาณซิลิกา ช่วงต่ำ ในตัวอย่างน้ำ รุ่น HI705 , เครื่องวัดปริมาณฟอสเฟต ช่วงต่ำ รุ่น HI713 , น้ำยามาตรฐานสำหรับค่าโซเดียม , น้ำยามาตรฐานสอบเทียบ ค่ามาตรฐานความเค็ม , เครื่องวัดคลอรีน , เครื่องวัดปริมาณไนไตรท์ ช่วงต่ำ รุ่น HI707 | <a class="woocommerce-LoopProduct-link woocommerce-loop-product__link" href="https://www.hannathailand.com/product/hi729-checker-hc-fluoride-lr/">เครื่องวัดปริมาณฟลูออไรด์ ช่วงต่ำ รุ่น HI729</a> , <a class="woocommerce-LoopProduct-link woocommerce-loop-product__link" href="https://www.hannathailand.com/product/hi721-checker-hc-iron/">เครื่องวัดค่าเหล็ก รุ่น HI721</a> , <a class="woocommerce-LoopProduct-link woocommerce-loop-product__link" href="https://www.hannathailand.com/product/hi705-checker-hc-silica-lr/">เครื่องวัดปริมาณซิลิกา ช่วงต่ำ ในตัวอย่างน้ำ รุ่น HI705</a> , <a class="woocommerce-LoopProduct-link woocommerce-loop-product__link" href="https://www.hannathailand.com/product/hi713-checker-hc-phosphate-lr/">เครื่องวัดปริมาณฟอสเฟต ช่วงต่ำ รุ่น HI713</a> , <a class="woocommerce-LoopProduct-link woocommerce-loop-product__link" href="https://www.hannathailand.com/product/hi7090l/">น้ำยามาตรฐานสำหรับค่าโซเดียม</a> , <a class="woocommerce-LoopProduct-link woocommerce-loop-product__link" href="https://www.hannathailand.com/product/hi7083l/">น้ำยามาตรฐานสอบเทียบ ค่ามาตรฐานความเค็ม</a> , <a class="woocommerce-LoopProduct-link woocommerce-loop-product__link" href="https://www.hannathailand.com/product/free-chlorine/">เครื่องวัดคลอรีน</a> , <a class="woocommerce-LoopProduct-link woocommerce-loop-product__link" href="https://www.hannathailand.com/product/hi707-checker-hc-nitrite-lr/">เครื่องวัดปริมาณไนไตรท์ ช่วงต่ำ รุ่น HI707</a> | https://www.hannathailand.com/wp-content/uploads/2022/06/redoxminireglermitschreiberausgang12v12_11-600x600.jpg , https://www.hannathailand.com/wp-content/uploads/2022/06/dim251dfb345dec34-600x600.jpg , https://www.hannathailand.com/wp-content/uploads/2021/12/dim51dfb347ef6d6.png , https://www.hannathailand.com/wp-content/uploads/2022/06/miniphotometerfurfluoridniedrig844_11-600x600.jpg , https://www.hannathailand.com/wp-content/uploads/2022/06/miniphotometerfureisen832_11-600x600.jpg , https://www.hannathailand.com/wp-content/uploads/2022/06/hi705400-600x600.jpg , https://www.hannathailand.com/wp-content/uploads/2022/06/hi713_lg51caffcdce23e-600x600.jpg , https://www.hannathailand.com/wp-content/uploads/2021/07/12-500x500.jpg , https://www.hannathailand.com/wp-content/uploads/2021/07/10-500x500.jpg , https://www.hannathailand.com/wp-content/uploads/2021/07/1-500x500.jpg , https://www.hannathailand.com/wp-content/uploads/2022/06/hi707400-600x600.jpg
57 | BL981411-1 pH Mini Controller (Res 0.1pH) – 220V | วัดความเป็นกรด-ด่าง/โออาร์พี , สินค้าทั้งหมด , เครื่องควบคุมแบบต่อเนื่อง , แบบติดตั้ง | https://www.hannathailand.com/product-category/pneumatics-control/ph-orp-control/ph-orp-installation/ | https://www.hannathailand.com/product/blackstone-bl981411-1-mini-ph-controller-dosage-of-acid-or-base-resolution-0-1ph-115230v/ | BL981411-1 | 10,700.00 |  | <div aria-labelledby="tab-title-additional_information" class="woocommerce-Tabs-panel woocommerce-Tabs-panel--additional_information panel entry-content" id="tab-additional_information" role="tabpanel"> </div> | ตัวควบคุม pH BL981411 ได้รับการออกแบบมาเพื่อการติดตั้งที่ง่ายและราคาไม่แพงในพื้นที่จำกัด เหมาะสำหรับการควบคุมกระบวนการที่ง่ายและมีประสิทธิภาพ อุปกรณ์นี้มีอินพุต pH อิมพีแดนซ์สูง และสามารถใช้กับอิเล็กโทรด pH ใดๆ ที่มีขั้วต่อ BNC มาตรฐาน การวัดจะแสดงอย่างชัดเจนบนจอ LCD ในขณะที่ไฟ LED แสดงสถานะบ่งชี้ถึงโหมดการทำงาน BL981411 มีรีเลย์จ่ายสารมาให้ด้วย การเลือกการจ่ายกรด จะทำให้รีเลย์เปิดใช้งานเมื่อการวัดสูงกว่าค่าที่ตั้งไว้ หากเลือกการจ่ายสารพื้นฐาน รีเลย์จะถูกเปิดใช้งานเมื่อค่าที่อ่านได้ต่ำกว่าจุดที่ตั้งไว้ การปรับจุดกำหนด (ตั้งแต่ 0 ถึง 14 pH) และขั้นตอนการสอบเทียบทำได้อย่างง่ายดายด้วยเครื่องตัดแต่งที่แผงด้านหน้า ผู้ใช้สามารถเลือกโหมดการจ่ายสารแบบอัตโนมัติหรือแบบแมนนวลได้ด้วยสวิตช์ที่แผงด้านหน้า การควบคุมแบบแมนนวลมีประโยชน์อย่างยิ่งในระหว่างการบำรุงรักษา เนื่องจากช่วยให้ผู้ปฏิบัติงานเปิดหรือปิดรีเลย์จ่ายสารได้ตามความต้องการ ระบบควบคุมการทำงานล่วงเวลาจะแนะนำผู้ใช้เมื่อรีเลย์ทำงานนานเกินไป เพื่อช่วยป้องกันการใช้ยาเกินขนาด The BL981411 pH controller has been designed for easy, affordable installation in tight spaces, ideal for simple and effective process control. The unit is provided with high impedance pH input and can be used with any pH electrode with standard BNC connector. Measurements are clearly displayed on the LCD, while the status LED indicates operating mode. BL981411 is also provided with a dosing relay. Selecting acid dosing, will cause the relay to activate when the measurement is higher than the set point. If the basic dosing is selected, the relay is activated when the reading falls below the set point. Set point adjustment (from 0 to 14 pH) and calibration procedures are easily performed with trimmers on the front panel. Users can choose from automatic or manual dosing modes with a switch on the front panel. Manual control is particularly useful during maintenance operations, because it permits operators to enable or disable the dosing relay according to need. An overtime control system advises users when the relay is active too long, to help prevent overdosing. Order Information: BL 981411-1 (115/230V) is supplied with mounting brackets, transparent cover and instruction manual. Product Manuals Manual: Download Specification : Range 0.0 to 14.0 pH Resolution 0.1 pH Accuracy @ 25°C ±0.1 pH Calibration manual, with offset trimmer Dosing Relay max 2A (fuse protected), 250 Vac, 30 Vdc Dosing Selection acid or alkaline contact open=acid dosage=relay ON if measurement > set point contact close=alkaline dosage=relay ON if measurement < set point Setpoint adjustable from 0.0 to 14.0 pH Overtime adjustable, typically from 5 to approx. 30 minutes Input Impedance 102 Ohm Power Supply See Chart Dimensions 79 x 49 x 95 mm (3.1 x 1.9 x 3.7’’) | <div aria-labelledby="tab-title-description" class="woocommerce-Tabs-panel woocommerce-Tabs-panel--description panel entry-content active" id="tab-description" role="tabpanel"> <p>ตัวควบคุม pH BL981411 ได้รับการออกแบบมาเพื่อการติดตั้งที่ง่ายและราคาไม่แพงในพื้นที่จำกัด เหมาะสำหรับการควบคุมกระบวนการที่ง่ายและมีประสิทธิภาพ อุปกรณ์นี้มีอินพุต pH อิมพีแดนซ์สูง และสามารถใช้กับอิเล็กโทรด pH ใดๆ ที่มีขั้วต่อ BNC มาตรฐาน การวัดจะแสดงอย่างชัดเจนบนจอ LCD ในขณะที่ไฟ LED แสดงสถานะบ่งชี้ถึงโหมดการทำงาน</p> <p>BL981411 มีรีเลย์จ่ายสารมาให้ด้วย การเลือกการจ่ายกรด จะทำให้รีเลย์เปิดใช้งานเมื่อการวัดสูงกว่าค่าที่ตั้งไว้ หากเลือกการจ่ายสารพื้นฐาน รีเลย์จะถูกเปิดใช้งานเมื่อค่าที่อ่านได้ต่ำกว่าจุดที่ตั้งไว้</p> <p>การปรับจุดกำหนด (ตั้งแต่ 0 ถึง 14 pH) และขั้นตอนการสอบเทียบทำได้อย่างง่ายดายด้วยเครื่องตัดแต่งที่แผงด้านหน้า ผู้ใช้สามารถเลือกโหมดการจ่ายสารแบบอัตโนมัติหรือแบบแมนนวลได้ด้วยสวิตช์ที่แผงด้านหน้า การควบคุมแบบแมนนวลมีประโยชน์อย่างยิ่งในระหว่างการบำรุงรักษา เนื่องจากช่วยให้ผู้ปฏิบัติงานเปิดหรือปิดรีเลย์จ่ายสารได้ตามความต้องการ ระบบควบคุมการทำงานล่วงเวลาจะแนะนำผู้ใช้เมื่อรีเลย์ทำงานนานเกินไป เพื่อช่วยป้องกันการใช้ยาเกินขนาด</p> <p>The BL981411 pH controller has been designed for easy, affordable installation in tight spaces, ideal for simple and effective process control. The unit is provided with high impedance pH input and can be used with any pH electrode with standard BNC connector. Measurements are clearly displayed on the LCD, while the status LED indicates operating mode.</p> <p>BL981411 is also provided with a dosing relay. Selecting acid dosing, will cause the relay to activate when the measurement is higher than the set point. If the basic dosing is selected, the relay is activated when the reading falls below the set point.</p> <p>Set point adjustment (from 0 to 14 pH) and calibration procedures are easily performed with trimmers on the front panel. Users can choose from automatic or manual dosing modes with a switch on the front panel. Manual control is particularly useful during maintenance operations, because it permits operators to enable or disable the dosing relay according to need. An overtime control system advises users when the relay is active too long, to help prevent overdosing.</p> <p> </p> <p><strong>Order Information:</strong><br/> BL 981411-1 (115/230V) is supplied with mounting brackets, transparent cover and instruction manual.</p> <div><strong>Product Manuals</strong></div> <p><img align="absmiddle" alt="" border="0" decoding="async" height="22" loading="lazy" src="http://www.hannainst.com/usa/images/icon-pdf.gif" width="20"/> Manual: <a href="http://www.hannathai.com/manuals/en/manBL_981411.pdf" rel="noopener" target="_blank" title="Download Product Manual">Download</a></p> <p><strong>Specification :</strong></p> <table class="spec_table"> <tbody> <tr> <td>Range</td> <td></td> <td>0.0 to 14.0 pH</td> </tr> <tr> <td>Resolution</td> <td></td> <td>0.1 pH</td> </tr> <tr> <td>Accuracy @ 25°C</td> <td></td> <td>±0.1 pH</td> </tr> <tr> <td>Calibration</td> <td></td> <td>manual, with offset trimmer</td> </tr> <tr> <td>Dosing Relay</td> <td></td> <td>max 2A (fuse protected), 250 Vac, 30 Vdc</td> </tr> <tr> <td>Dosing Selection</td> <td></td> <td>acid or alkaline<br/> <strong>contact open</strong>=acid dosage=relay ON if measurement &gt; set point <strong>contact close</strong>=alkaline dosage=relay ON if measurement &lt; set point</td> </tr> <tr> <td>Setpoint</td> <td></td> <td>adjustable from 0.0 to 14.0 pH</td> </tr> <tr> <td>Overtime</td> <td></td> <td>adjustable, typically from 5 to approx. 30 minutes</td> </tr> <tr> <td>Input Impedance</td> <td></td> <td>10<sup><span style="font-size: small;">2</span></sup> Ohm</td> </tr> <tr> <td>Power Supply</td> <td></td> <td>See Chart</td> </tr> <tr> <td>Dimensions</td> <td></td> <td>79 x 49 x 95 mm (3.1 x 1.9 x 3.7’’)</td> </tr> </tbody> </table> <p><strong> </strong></p> </div> | Blackstone BL981411-1 Mini pH Controller, dosage of acid or base, Resolution 0.1pH, ​​115/230V | <div class="product-short-description"> <p>Blackstone BL981411-1 Mini pH Controller, dosage of acid or base, Resolution 0.1pH, ​​115/230V</p> </div> | https://www.hannathailand.com/wp-content/uploads/2022/06/phminiregler12v14_11.jpg | เครื่องวัดปริมาณนิกเกิล ช่วงสูง รุ่น HI726 , เครื่องวัดปริมาณแอมโมเนีย ในน้ำ รุ่น HI715 , เครื่องวัดปริมาณแอมโมเนีย ช่วงต่ำ รุ่น HI700 , น้ำยามาตรฐานสำหรับค่าโซเดียม , เครื่องวัดปริมาณฟลูออไรด์ ช่วงต่ำ รุ่น HI729 , เครื่องวัดปริมาณฟอสฟอรัส ช่วงต่ำมาก รุ่น HI736 , เครื่องวัดคลอรีน , น้ำยามาตรฐานสอบเทียบ ค่ามาตรฐานความเค็ม | <a class="woocommerce-LoopProduct-link woocommerce-loop-product__link" href="https://www.hannathailand.com/product/hi726-checker-hc-nickel-hr/">เครื่องวัดปริมาณนิกเกิล ช่วงสูง รุ่น HI726</a> , <a class="woocommerce-LoopProduct-link woocommerce-loop-product__link" href="https://www.hannathailand.com/product/hi715-checker-hc-ammonia-mr/">เครื่องวัดปริมาณแอมโมเนีย ในน้ำ รุ่น HI715</a> , <a class="woocommerce-LoopProduct-link woocommerce-loop-product__link" href="https://www.hannathailand.com/product/hi700-checker-hc-ammonia-lr/">เครื่องวัดปริมาณแอมโมเนีย ช่วงต่ำ รุ่น HI700</a> , <a class="woocommerce-LoopProduct-link woocommerce-loop-product__link" href="https://www.hannathailand.com/product/hi7090l/">น้ำยามาตรฐานสำหรับค่าโซเดียม</a> , <a class="woocommerce-LoopProduct-link woocommerce-loop-product__link" href="https://www.hannathailand.com/product/hi729-checker-hc-fluoride-lr/">เครื่องวัดปริมาณฟลูออไรด์ ช่วงต่ำ รุ่น HI729</a> , <a class="woocommerce-LoopProduct-link woocommerce-loop-product__link" href="https://www.hannathailand.com/product/phosphorous-marine/">เครื่องวัดปริมาณฟอสฟอรัส ช่วงต่ำมาก รุ่น HI736</a> , <a class="woocommerce-LoopProduct-link woocommerce-loop-product__link" href="https://www.hannathailand.com/product/free-chlorine/">เครื่องวัดคลอรีน</a> , <a class="woocommerce-LoopProduct-link woocommerce-loop-product__link" href="https://www.hannathailand.com/product/hi7080l/">น้ำยามาตรฐานสอบเทียบ ค่ามาตรฐานความเค็ม</a> | https://www.hannathailand.com/wp-content/uploads/2022/06/phminiregler12v14_11-600x600.jpg , https://www.hannathailand.com/wp-content/uploads/2022/06/dim251dfb345dec34-600x600.jpg , https://www.hannathailand.com/wp-content/uploads/2021/12/dim51dfb347ef6d6.png , https://www.hannathailand.com/wp-content/uploads/2022/06/miniphotometerfurnickelhoch841_11-600x600.jpg , https://www.hannathailand.com/wp-content/uploads/2022/06/miniphotometerfurammoniakmittel2416_11-600x600.jpg , https://www.hannathailand.com/wp-content/uploads/2022/06/hi700_400pxl-600x600.jpg , https://www.hannathailand.com/wp-content/uploads/2021/07/12-500x500.jpg , https://www.hannathailand.com/wp-content/uploads/2022/06/miniphotometerfurfluoridniedrig844_11-600x600.jpg , https://www.hannathailand.com/wp-content/uploads/2021/12/HI736-600x600.jpg , https://www.hannathailand.com/wp-content/uploads/2021/07/1-500x500.jpg , https://www.hannathailand.com/wp-content/uploads/2021/07/11-500x500.jpg
58 | BL982411-1 ORP Mini Controller upto 1000mV – 230V | วัดความเป็นกรด-ด่าง/โออาร์พี , สินค้าทั้งหมด , เครื่องควบคุมแบบต่อเนื่อง , แบบติดตั้ง | https://www.hannathailand.com/product-category/pneumatics-control/ph-orp-control/ph-orp-installation/ | https://www.hannathailand.com/product/bl982411-1-orp-mini-controller-upto-1000mv-230v/ | BL982411-1 | 10,700.00 |  | <div aria-labelledby="tab-title-additional_information" class="woocommerce-Tabs-panel woocommerce-Tabs-panel--additional_information panel entry-content" id="tab-additional_information" role="tabpanel"> </div> | BL982411 เป็นตัวควบคุมขนาดเล็ก ORP สำหรับการติดตั้งแผง ออกแบบมาเป็นพิเศษสำหรับสระว่ายน้ำและสปา ด้วยขนาดที่กะทัดรัด ทำให้สามารถติดตั้ง BL982411 ในพื้นที่ขนาดเล็กได้ BL982411 เป็นโซลูชันที่ดีเยี่ยมสำหรับผู้ที่ตรวจสอบ ORP ด้วยตนเองมาโดยตลอด ด้วยการจ่ายสารอัตโนมัติ คอนโทรลเลอร์ขนาดเล็กนี้จะช่วยลดเวลาการบำรุงรักษาได้อย่างมาก Easy to handle Fire retardant casing Selectable overdose protection system Splash resistant cover BL982411 is an ORP mini controller for panel mounting, specially designed for swimming pools and spas. Thanks to its compact size, BL982411 can be installed in small spaces. BL982411 is the ideal solution for those who have always checked ORP manually. With it’s automatic dosing, this mini controller will significantly reduce maintenance time. BL982411 can be used with any ORP electrode with standard BNC connector. The instrument measures ORP in the 0 to 1000 mV range and shows the readings on the display. The status LED continuously indicates if the controller is in measurement, dosing or alarm mode. BL982411 is also provided with a relay for selecting the dosing direction, oxidizing or reducing. Users can choose automatic or manual dosing mode with a switch on the front panel. Manual control is particularly useful during maintenance operations, because it permits operators to enable or disable the dosing relay according to need. The overtime control system advises users when the relay is active for too long, helping to prevent over-dosage. Order Information: BL 982411-1 ( 115/230V) is supplied with mounting brackets, transparent cover and instruction manual. Product Manuals Manual: Download Specification : Range 0 to 1000 mV Resolution 1 mV Accuracy @ 25°C ±5 mV Calibration manual, with CAL trimmer Dosing Relay maximum 2A (fuse protected), 250 Vac, 30 VDC Dosing Selection reducing or oxidizing, selectable on the back panel contact open=reductant dosage=relay ON if measure > set point contact close=oxidant dosage=relay ON if measure < set point Setpoint adjustable from 0 to 1000 mV Overtime adjustable, typically from 5 to approx. 30 minutes Input Impedance 102 Ohm Power Supply See Chart Dimensions 79 x 49 x 95 mm (3.1 x 1.9 x 3.7’’) | <div aria-labelledby="tab-title-description" class="woocommerce-Tabs-panel woocommerce-Tabs-panel--description panel entry-content active" id="tab-description" role="tabpanel"> <p>BL982411 เป็นตัวควบคุมขนาดเล็ก ORP สำหรับการติดตั้งแผง ออกแบบมาเป็นพิเศษสำหรับสระว่ายน้ำและสปา ด้วยขนาดที่กะทัดรัด ทำให้สามารถติดตั้ง BL982411 ในพื้นที่ขนาดเล็กได้ BL982411 เป็นโซลูชันที่ดีเยี่ยมสำหรับผู้ที่ตรวจสอบ ORP ด้วยตนเองมาโดยตลอด ด้วยการจ่ายสารอัตโนมัติ คอนโทรลเลอร์ขนาดเล็กนี้จะช่วยลดเวลาการบำรุงรักษาได้อย่างมาก</p> <p>Easy to handle</p> <ul> <li>Fire retardant casing</li> <li>Selectable overdose protection system</li> <li>Splash resistant cover</li> </ul> <p> </p> <p>BL982411 is an ORP mini controller for panel mounting, specially designed for swimming pools and spas. Thanks to its compact size, BL982411 can be installed in small spaces. BL982411 is the ideal solution for those who have always checked ORP manually. With it’s automatic dosing, this mini controller will significantly reduce maintenance time.</p> <p>BL982411 can be used with any ORP electrode with standard BNC connector. The instrument measures ORP in the 0 to 1000 mV range and shows the readings<br/> on the display. The status LED continuously indicates if the controller is in measurement, dosing or alarm mode.</p> <p>BL982411 is also provided with a relay for selecting the dosing direction, oxidizing or reducing.</p> <p>Users can choose automatic or manual dosing mode with a switch on the front panel. Manual control is particularly useful during maintenance operations, because<br/> it permits operators to enable or disable the dosing relay according to need. The overtime control system advises users when the relay is active for too long, helping to prevent over-dosage.</p> <p> </p> <p><strong>Order Information:</strong><br/> BL 982411-1 ( 115/230V) is supplied with mounting brackets, transparent cover and instruction manual.</p> <div><strong>Product Manuals</strong></div> <p><img align="absmiddle" alt="" border="0" decoding="async" height="22" loading="lazy" src="http://www.hannainst.com/usa/images/icon-pdf.gif" width="20"/> Manual: <a href="http://www.hannathai.com/manuals/en/manBL_982411.pdf" rel="noopener" target="_blank" title="Download Product Manual">Download</a></p> <p><strong>Specification :</strong></p> <table class="spec_table"> <tbody> <tr> <td>Range</td> <td></td> <td>0 to 1000 mV</td> </tr> <tr> <td>Resolution</td> <td></td> <td>1 mV</td> </tr> <tr> <td>Accuracy @ 25°C</td> <td></td> <td>±5 mV</td> </tr> <tr> <td>Calibration</td> <td></td> <td>manual, with CAL trimmer</td> </tr> <tr> <td>Dosing Relay</td> <td></td> <td>maximum 2A (fuse protected), 250 Vac, 30 VDC</td> </tr> <tr> <td>Dosing Selection</td> <td></td> <td>reducing or oxidizing, selectable on the back panel <strong>contact open</strong>=reductant dosage=relay ON if measure &gt; set point <strong>contact close</strong>=oxidant dosage=relay ON if measure &lt; set point</td> </tr> <tr> <td>Setpoint</td> <td></td> <td>adjustable from 0 to 1000 mV</td> </tr> <tr> <td>Overtime</td> <td></td> <td>adjustable, typically from 5 to approx. 30 minutes</td> </tr> <tr> <td>Input Impedance</td> <td></td> <td>10<sup><span style="font-size: small;">2</span></sup> Ohm</td> </tr> <tr> <td>Power Supply</td> <td></td> <td>See Chart</td> </tr> <tr> <td>Dimensions</td> <td></td> <td>79 x 49 x 95 mm (3.1 x 1.9 x 3.7’’)</td> </tr> </tbody> </table> <p><strong> </strong></p> <p><strong> </strong></p> <p> </p> </div> | Blackstone BL982411-0 ORP mini controller, 0 to 1000 mV, 115/230 V | <div class="product-short-description"> <p>Blackstone BL982411-0 ORP mini controller, 0 to 1000 mV, 115/230 V</p> </div> | https://www.hannathailand.com/wp-content/uploads/2022/06/redoxminiregler12v16_1151dfb272932ef.jpg | เครื่องวัดปริมาณแอมโมเนีย ช่วงต่ำ รุ่น HI700 , น้ำยามาตรฐานสอบเทียบ , เครื่องวัดปริมาณคลอรีนรวม รุ่น HI711 , เครื่องวัดสีในน้ำตัวอย่าง HI727 , เซ็นเซอร์วัดออกซิเจนในน้ำสำหรับ HI9829 มัลติพารามิเตอร์ , เครื่องวัดปริมาณฟลูออไรด์ ช่วงต่ำ รุ่น HI729 , เครื่องวัดปริมาณแอมโมเนีย ในน้ำ รุ่น HI715 , เครื่องวัดปริมาณไนไตรท์ ช่วงต่ำ รุ่น HI707 | <a class="woocommerce-LoopProduct-link woocommerce-loop-product__link" href="https://www.hannathailand.com/product/hi700-checker-hc-ammonia-lr/">เครื่องวัดปริมาณแอมโมเนีย ช่วงต่ำ รุ่น HI700</a> , <a class="woocommerce-LoopProduct-link woocommerce-loop-product__link" href="https://www.hannathailand.com/product/hi9828-25/">น้ำยามาตรฐานสอบเทียบ</a> , <a class="woocommerce-LoopProduct-link woocommerce-loop-product__link" href="https://www.hannathailand.com/product/hi711-checker-hc-total-chlorine/">เครื่องวัดปริมาณคลอรีนรวม รุ่น HI711</a> , <a class="woocommerce-LoopProduct-link woocommerce-loop-product__link" href="https://www.hannathailand.com/product/hi727-checker-hc-color-of-water/">เครื่องวัดสีในน้ำตัวอย่าง HI727</a> , <a class="woocommerce-LoopProduct-link woocommerce-loop-product__link" href="https://www.hannathailand.com/product/hi7609829-2/">เซ็นเซอร์วัดออกซิเจนในน้ำสำหรับ HI9829 มัลติพารามิเตอร์</a> , <a class="woocommerce-LoopProduct-link woocommerce-loop-product__link" href="https://www.hannathailand.com/product/hi729-checker-hc-fluoride-lr/">เครื่องวัดปริมาณฟลูออไรด์ ช่วงต่ำ รุ่น HI729</a> , <a class="woocommerce-LoopProduct-link woocommerce-loop-product__link" href="https://www.hannathailand.com/product/hi715-checker-hc-ammonia-mr/">เครื่องวัดปริมาณแอมโมเนีย ในน้ำ รุ่น HI715</a> , <a class="woocommerce-LoopProduct-link woocommerce-loop-product__link" href="https://www.hannathailand.com/product/hi707-checker-hc-nitrite-lr/">เครื่องวัดปริมาณไนไตรท์ ช่วงต่ำ รุ่น HI707</a> | https://www.hannathailand.com/wp-content/uploads/2022/06/redoxminiregler12v16_1151dfb272932ef-600x600.jpg , https://www.hannathailand.com/wp-content/uploads/2022/06/dim251dfb345dec34-600x600.jpg , https://www.hannathailand.com/wp-content/uploads/2021/12/dim51dfb347ef6d6.png , https://www.hannathailand.com/wp-content/uploads/2022/06/hi700_400pxl-600x600.jpg , https://www.hannathailand.com/wp-content/uploads/2021/07/8-500x500.jpg , https://www.hannathailand.com/wp-content/uploads/2022/06/hi711_lg-600x600.jpg , https://www.hannathailand.com/wp-content/uploads/2022/06/miniphotometerfurfarbe843_11-600x600.jpg , https://www.hannathailand.com/wp-content/uploads/2021/07/5-500x500.jpg , https://www.hannathailand.com/wp-content/uploads/2022/06/miniphotometerfurfluoridniedrig844_11-600x600.jpg , https://www.hannathailand.com/wp-content/uploads/2022/06/miniphotometerfurammoniakmittel2416_11-600x600.jpg , https://www.hannathailand.com/wp-content/uploads/2022/06/hi707400-600x600.jpg
59 | BL983313-1 EC Mini Controller, 0 to 1999 µS/cm, 230V | สินค้าทั้งหมด , เครื่องควบคุมแบบต่อเนื่อง , วัดการนำไฟฟ้า/ของแข็งละลายในน้ำ , แบบติดตั้ง | https://www.hannathailand.com/product-category/pneumatics-control/tds/tds-installation/ | https://www.hannathailand.com/product/bl983313-1-ec-mini-controller-0-to-1999-%c2%b5scm-230v/ | BL983313-1 | 13,910.00 |  | <div aria-labelledby="tab-title-additional_information" class="woocommerce-Tabs-panel woocommerce-Tabs-panel--additional_information panel entry-content" id="tab-additional_information" role="tabpanel"> </div> | Easy to handle Fire retardant casing Selectable overdose protection system Splash resistant cover This HANNA mini controller has been specially designed for water conditioning and growing applications. Compact in size, it can be mounted in confined spaces or even right next to the vat or barrel containing the chemicals. This meter permits automatic control of installations previously checked manually. EC measurements are shown on the display and the multicolored LED continuously indicates if the mini controller is in measurement, dosing or alarm mode. BL 983313 measures in the 0 to 1999 µS/cm range. Users can choose automatic or manual dosing mode with a switch on the front panel. Manual control is particularly useful during maintenance operations, because it permits operators to enable or disable the dosing relay according to need. The overtime control system advices users when the relay is active for too long, helping to prevent over dosage. Order Information:BL 983313-1 ( 115/230V), are supplied with mounting brackets, transparent cover and instruction manual. Product Manuals Manual: Download Specification : Range 0 to 1999 µS/cm Resolution 1 µS/cm Accuracy ±2% F.S. Probe HI 7634-00 EC/TDS probe with internal temperature sensor and 2 m (6.6’) cable (not included) Temperature Compensation Automatic, 5 to 50°C (41 to 122°F) with ß = 2%/°C Calibration manual, with CAL trimmer Dosing Relay maximum 2A (fuse protected), 250 Vac, 30 VDC contact close when measure > set point Setpoint adjustable from 0 to 1999 µS/cm Overtime adjustable, typically from 5 to approx. 30 minutes Power Supply See Chart Dimensions 79 x 49 x 95 mm (3.1 x 1.9 x 3.7’’) | <div aria-labelledby="tab-title-description" class="woocommerce-Tabs-panel woocommerce-Tabs-panel--description panel entry-content active" id="tab-description" role="tabpanel"> <p>Easy to handle</p> <ul> <li>Fire retardant casing</li> <li>Selectable overdose protection system</li> <li>Splash resistant cover</li> </ul> <p> </p> <p>This HANNA mini controller has been specially designed for water conditioning and growing applications. Compact in size, it can be mounted in confined spaces or even right next to the vat or barrel containing the chemicals. This meter permits automatic control of installations previously checked manually.</p> <p>EC measurements are shown on the display and the multicolored LED continuously indicates if the mini controller is in measurement, dosing or alarm mode. BL 983313 measures in the 0 to 1999 µS/cm range.</p> <p> Users can choose automatic or manual dosing mode with a switch on the front panel. Manual control is particularly useful during maintenance operations, because it permits operators to enable or disable the dosing relay according to need. The overtime control system advices users when the relay is active for too long, helping to prevent over dosage. </p> <p><img alt="dim4" class="tinymce-editor-image" decoding="async" height="292" loading="lazy" src="https://hannathailand.com/wp-content/uploads/content/dim4.png" width="183"/> </p> <p><span style="font-size: small;"><strong>Order Information:<br/></strong></span>BL 983313-1 ( 115/230V), are supplied with mounting brackets, transparent cover and instruction manual.</p> <div><strong>Product Manuals</strong></div> <p><img align="absmiddle" alt="" border="0" decoding="async" height="22" loading="lazy" src="http://www.hannainst.com/usa/images/icon-pdf.gif" width="20"/> Manual: <a href="http://www.hannathai.com/manuals/en/manBL_983313.pdf" target="_blank" title="Download Product Manual">Download</a></p> <p><strong>Specification :</strong></p> <table class="spec_table"> <tbody> <tr> <td>Range</td> <td> </td> <td>0 to 1999 µS/cm</td> </tr> <tr> <td>Resolution</td> <td> </td> <td>1 µS/cm</td> </tr> <tr> <td>Accuracy</td> <td> </td> <td>±2% F.S.</td> </tr> <tr> <td>Probe</td> <td> </td> <td>HI 7634-00 EC/TDS probe with internal temperature sensor and 2 m (6.6’) cable (not included)</td> </tr> <tr> <td>Temperature Compensation</td> <td> </td> <td>Automatic, 5 to 50°C (41 to 122°F) with ß = 2%/°C</td> </tr> <tr> <td>Calibration</td> <td> </td> <td>manual, with CAL trimmer</td> </tr> <tr> <td>Dosing Relay</td> <td> </td> <td>maximum 2A (fuse protected), 250 Vac, 30 VDC contact close when measure &gt; set point</td> </tr> <tr> <td>Setpoint</td> <td> </td> <td>adjustable from 0 to 1999 µS/cm</td> </tr> <tr> <td>Overtime</td> <td> </td> <td>adjustable, typically from 5 to approx. 30 minutes</td> </tr> <tr> <td>Power Supply</td> <td> </td> <td>See Chart</td> </tr> <tr> <td>Dimensions</td> <td> </td> <td>79 x 49 x 95 mm (3.1 x 1.9 x 3.7’’)</td> </tr> </tbody> </table> </div> | Blackstone BL983313-1 Mini Conductivity Controller, 0 to 1999 ĩS / cm, 115/230 V Water treatment, heating and air conditioning systems, cooling towers, surface technology, Simple industrial processes | <div class="product-short-description"> <p>Blackstone BL983313-1 Mini Conductivity Controller, 0 to 1999 ĩS / cm, 115/230 V<br/> Water treatment, heating and air conditioning systems, cooling towers, surface technology, Simple industrial processes</p> </div> | https://www.hannathailand.com/wp-content/uploads/2022/06/ecminireglerbis1999scm12v18_11.jpg | ซัลไฟด์สารต้านอนุมูลอิสระบัฟเฟอร์ , เครื่องวัดปริมาณฟอสเฟต ช่วงสูง รุ่น HI717 , เครื่องวัดปริมาณฟอสฟอรัส ช่วงต่ำมาก รุ่น HI736 , เครื่องวัดปริมาณคลอรีนอิสระ รุ่น HI701 , เครื่องวัดปริมาณคลอรีนรวม รุ่น HI711 , เครื่องวัดปริมาณไนไตรท์ ช่วงต่ำ รุ่น HI707 , เครื่องวัดปริมาณโครเมี่ยม ช่วงสูง รุ่น HI723 , เครื่องวัดปริมาณแอมโมเนีย ช่วงสูง รุ่น HI733 | <a class="woocommerce-LoopProduct-link woocommerce-loop-product__link" href="https://www.hannathailand.com/product/hi4015-00/">ซัลไฟด์สารต้านอนุมูลอิสระบัฟเฟอร์</a> , <a class="woocommerce-LoopProduct-link woocommerce-loop-product__link" href="https://www.hannathailand.com/product/hi717-checker-hc-phosphate-hr/">เครื่องวัดปริมาณฟอสเฟต ช่วงสูง รุ่น HI717</a> , <a class="woocommerce-LoopProduct-link woocommerce-loop-product__link" href="https://www.hannathailand.com/product/phosphorous-marine/">เครื่องวัดปริมาณฟอสฟอรัส ช่วงต่ำมาก รุ่น HI736</a> , <a class="woocommerce-LoopProduct-link woocommerce-loop-product__link" href="https://www.hannathailand.com/product/hi701-checker-hc-free-chlorine/">เครื่องวัดปริมาณคลอรีนอิสระ รุ่น HI701</a> , <a class="woocommerce-LoopProduct-link woocommerce-loop-product__link" href="https://www.hannathailand.com/product/hi711-checker-hc-total-chlorine/">เครื่องวัดปริมาณคลอรีนรวม รุ่น HI711</a> , <a class="woocommerce-LoopProduct-link woocommerce-loop-product__link" href="https://www.hannathailand.com/product/hi707-checker-hc-nitrite-lr/">เครื่องวัดปริมาณไนไตรท์ ช่วงต่ำ รุ่น HI707</a> , <a class="woocommerce-LoopProduct-link woocommerce-loop-product__link" href="https://www.hannathailand.com/product/hi723-checker-hc-chromium-vi-hr/">เครื่องวัดปริมาณโครเมี่ยม ช่วงสูง รุ่น HI723</a> , <a class="woocommerce-LoopProduct-link woocommerce-loop-product__link" href="https://www.hannathailand.com/product/hi733-checker-hc-ammonia-hr/">เครื่องวัดปริมาณแอมโมเนีย ช่วงสูง รุ่น HI733</a> | https://www.hannathailand.com/wp-content/uploads/2022/06/ecminireglerbis1999scm12v18_11-600x600.jpg , https://www.hannathailand.com/wp-content/uploads/2022/06/dim251dfb345dec34-600x600.jpg , https://www.hannathailand.com/wp-content/uploads/2021/12/dim51dfb347ef6d6.png , https://www.hannathailand.com/wp-content/uploads/2021/07/7-500x500.jpg , https://www.hannathailand.com/wp-content/uploads/2022/06/miniphotometerfurphosphathoch827_11-600x600.jpg , https://www.hannathailand.com/wp-content/uploads/2021/12/HI736-600x600.jpg , https://www.hannathailand.com/wp-content/uploads/2021/11/hi701-500x500.jpg , https://www.hannathailand.com/wp-content/uploads/2022/06/hi711_lg-600x600.jpg , https://www.hannathailand.com/wp-content/uploads/2022/06/hi707400-600x600.jpg , https://www.hannathailand.com/wp-content/uploads/2022/06/miniphotometerfurchromvihoch839_11-600x600.jpg , https://www.hannathailand.com/wp-content/uploads/2022/06/miniphotometerfurammoniumhoch2418_11-600x600.jpg
60 | BL983314-1 Resistivity Mini Controller, 0.00 to 19.90 MΩ/cm – 230V | สินค้าทั้งหมด , เครื่องควบคุมแบบต่อเนื่อง , วัดความต้านทาน , แบบติดตั้ง | https://www.hannathailand.com/product-category/pneumatics-control/resistor/resistor-installation/ | https://www.hannathailand.com/product/bl983314-1-resistivity-mini-controller-0-00-to-19-90-m%cf%89cm-230v/ | BL983314-1 | 15,515.00 |  | <div aria-labelledby="tab-title-additional_information" class="woocommerce-Tabs-panel woocommerce-Tabs-panel--additional_information panel entry-content" id="tab-additional_information" role="tabpanel"> </div> | Easy to handle Fire retardant casing Selectable overdose protection system Splash resistant cover BL983314 เป็นตัวควบคุมความต้านทานที่ใช้งานง่าย ออกแบบมาเพื่อการใช้งานกับน้ำบริสุทธิ์พิเศษ รีเวอร์สออสโมซิส และการปรับสภาพน้ำ ตัวควบคุมความต้านทาน BL983314 ยังเหมาะอย่างยิ่งสำหรับการตรวจสอบโซลูชันกระบวนการอย่างต่อเนื่อง จุดที่ตั้งไว้และการสอบเทียบสามารถปรับได้ด้วยตนเองด้วยทริมเมอร์ และรีเลย์สัญญาณเตือนช่วยให้ควบคุมได้ง่าย การอ่านค่าจะได้รับการชดเชยอุณหภูมิโดยอัตโนมัติ โดยมีค่าสัมประสิทธิ์ที่แตกต่างกันสามค่า (β=2.4, 3.5 หรือ 4.5 %/°C) หน้าสัมผัสสัญญาณเตือนสามารถใช้เชื่อมต่อกับสัญญาณเตือน ปั๊ม โซลินอยด์ หรือระบบจ่ายสารได้ หน้าสัมผัสรีเลย์จะเปิดเมื่อการอ่านค่าสูงกว่าจุดที่ตั้งไว้ ในขณะที่การวัดต่ำกว่าจุดที่ตั้งไว้ หน้าสัมผัสรีเลย์จะปิด โดยทั่วไปฮิสเทรีซีสจะอยู่ที่ 0.20 MW/cm3 จากจุดที่ตั้งไว้ BL983314 is a simple to operate resistivity controller designed for ultra pure water, reverse osmosis, and water conditioning applications. The BL983314 resistivity controller is also ideal for continuous monitoring of process solutions. Set point and calibration are manually adjusted with a trimmer and the alarm relay allows for simple control. Readings are automatically temperature compensated, with three different coefficients (β=2.4, 3.5 or 4.5 %/°C). The alarm contact can be used for connection to an alarm, pump, solenoid or dosing system. The relay contact is open when readings are higher than the set point, while for measurements lower than set point, the relay contact is closed. The Hysteresis is typically 0.20 MW/cm from the set point. Measurements are displayed on the LCD and the multicolored LED continuously indicates if the controller is in measurement, dosing or alarm mode. Users can choose automatic or manual dosing mode with a switch on the front panel. Manual control is particularly useful during maintenance operations, because it permits operators to enable or disable the dosing relay according to need. The overtime control system advises users when the relay is active for too long, helping to prevent over-dosage. Order Information: BL 983314-1 ( 115/230V) is supplied with mounting brackets, transparent cover and instruction manual. Product Manuals Manual: Download Specification : Range 0.00 to 19.90 MΩ/cm Resolution 0.10 MΩ/cm Accuracy @ 25°C ±2% F.S. Probe HI 3314 resistivity probe with 2 m (6.6’) cable (included) Temperature Compensation Automatic and linear, 5 to 50°C (41 to 122°F) Temperature Coefficient ß=2.4; 3.5; 4.5%/°C selectable through jumper on the rear panel Calibration factory calibrated Dosing Relay maximum 2A (fuse protected), 250 Vac, 30 Vdc contact close when measure < set point Setpoint adjustable from 0 to 19.90 MΩ/cm Overtime adjustable, typically from 5 to approx. 30 minutes Power Supply See Chart Dimensions 79 x 49 x 95 mm (3.1 x 1.9 x 3.7’’) | <div aria-labelledby="tab-title-description" class="woocommerce-Tabs-panel woocommerce-Tabs-panel--description panel entry-content active" id="tab-description" role="tabpanel"> <p> </p> <ul> <li>Easy to handle</li> <li>Fire retardant casing</li> <li>Selectable overdose protection system</li> <li>Splash resistant cover</li> </ul> <p>BL983314 เป็นตัวควบคุมความต้านทานที่ใช้งานง่าย ออกแบบมาเพื่อการใช้งานกับน้ำบริสุทธิ์พิเศษ รีเวอร์สออสโมซิส และการปรับสภาพน้ำ ตัวควบคุมความต้านทาน BL983314 ยังเหมาะอย่างยิ่งสำหรับการตรวจสอบโซลูชันกระบวนการอย่างต่อเนื่อง จุดที่ตั้งไว้และการสอบเทียบสามารถปรับได้ด้วยตนเองด้วยทริมเมอร์ และรีเลย์สัญญาณเตือนช่วยให้ควบคุมได้ง่าย</p> <p>การอ่านค่าจะได้รับการชดเชยอุณหภูมิโดยอัตโนมัติ โดยมีค่าสัมประสิทธิ์ที่แตกต่างกันสามค่า (β=2.4, 3.5 หรือ 4.5 %/°C) หน้าสัมผัสสัญญาณเตือนสามารถใช้เชื่อมต่อกับสัญญาณเตือน ปั๊ม โซลินอยด์ หรือระบบจ่ายสารได้</p> <p>หน้าสัมผัสรีเลย์จะเปิดเมื่อการอ่านค่าสูงกว่าจุดที่ตั้งไว้ ในขณะที่การวัดต่ำกว่าจุดที่ตั้งไว้ หน้าสัมผัสรีเลย์จะปิด โดยทั่วไปฮิสเทรีซีสจะอยู่ที่ 0.20 MW/cm3 จากจุดที่ตั้งไว้</p> <p>BL983314 is a simple to operate resistivity controller designed for ultra pure water, reverse osmosis, and water conditioning applications. The BL983314 resistivity controller is also ideal for continuous monitoring of process solutions. Set point and calibration are manually adjusted with a trimmer and the alarm relay allows for simple control.</p> <p>Readings are automatically temperature compensated, with three different coefficients (β=2.4, 3.5 or 4.5 %/°C). The alarm contact can be used for connection to an alarm, pump, solenoid or dosing system.</p> <p>The relay contact is open when readings are higher than the set point, while for measurements lower than set point, the relay contact is closed. The Hysteresis is typically 0.20 MW/cm from the set point.</p> <p>Measurements are displayed on the LCD and the multicolored LED continuously indicates if the controller is in measurement, dosing or alarm mode. Users can choose automatic or manual dosing mode with a switch on the front panel. Manual control is particularly useful during maintenance operations, because it permits operators to enable or disable the dosing relay according to need.</p> <p>The overtime control system advises users when the relay is active for too long, helping to prevent over-dosage.</p> <p> </p> <p><strong>Order Information:</strong><br/> BL 983314-1 ( 115/230V) is supplied with mounting brackets, transparent cover and instruction manual.</p> <div><strong>Product Manuals</strong></div> <p><img align="absmiddle" alt="" border="0" decoding="async" height="22" loading="lazy" src="http://www.hannainst.com/usa/images/icon-pdf.gif" width="20"/> Manual: <a href="http://www.hannathai.com/manuals/en/manBL_983314.pdf" rel="noopener" target="_blank" title="Download Product Manual">Download</a></p> <p><strong>Specification :</strong></p> <table class="spec_table"> <tbody> <tr> <td>Range</td> <td></td> <td>0.00 to 19.90 MΩ/cm</td> </tr> <tr> <td>Resolution</td> <td></td> <td>0.10 MΩ/cm</td> </tr> <tr> <td>Accuracy @ 25°C</td> <td></td> <td>±2% F.S.</td> </tr> <tr> <td>Probe</td> <td></td> <td>HI 3314 resistivity probe with 2 m (6.6’) cable (included)</td> </tr> <tr> <td>Temperature Compensation</td> <td></td> <td>Automatic and linear, 5 to 50°C (41 to 122°F)</td> </tr> <tr> <td>Temperature Coefficient</td> <td></td> <td>ß=2.4; 3.5; 4.5%/°C<br/> selectable through jumper on the rear panel</td> </tr> <tr> <td>Calibration</td> <td></td> <td>factory calibrated</td> </tr> <tr> <td>Dosing Relay</td> <td></td> <td>maximum 2A (fuse protected), 250 Vac, 30 Vdc contact close when measure &lt; set point</td> </tr> <tr> <td>Setpoint</td> <td></td> <td>adjustable from 0 to 19.90 MΩ/cm</td> </tr> <tr> <td>Overtime</td> <td></td> <td>adjustable, typically from 5 to approx. 30 minutes</td> </tr> <tr> <td>Power Supply</td> <td></td> <td>See Chart</td> </tr> <tr> <td>Dimensions</td> <td></td> <td>79 x 49 x 95 mm (3.1 x 1.9 x 3.7’’)</td> </tr> </tbody> </table> <p><strong> </strong></p> </div> | Blackstone BL983314-1 resistance mini-controller, 0.00 to 19.90 MΩ / cm, 115/230 V Water treatment, heating and air conditioning systems, cooling towers, surface technology, light industrial processes | <div class="product-short-description"> <p>Blackstone BL983314-1 resistance mini-controller, 0.00 to 19.90 MΩ / cm, 115/230 V<br/> Water treatment, heating and air conditioning systems, cooling towers, surface technology, light industrial processes</p> </div> | https://www.hannathailand.com/wp-content/uploads/2022/06/widerstandsminiregler220v21_11.jpg | น้ำยามาตรฐานสอบเทียบ ค่ามาตรฐานความเค็ม , เครื่องวัดปริมาณคลอรีนอิสระ รุ่น HI701 , เครื่องวัดปริมาณแอมโมเนีย ช่วงสูง รุ่น HI733 , น้ำยามาตรฐานสอบเทียบ , เครื่องวัดปริมาณฟอสเฟต ช่วงต่ำ รุ่น HI713 , เครื่องวัดปริมาณโบรมีน ในตัวอย่างน้ำ รุ่น HI716 , เครื่องวัดปริมาณซิลิกา ช่วงต่ำ ในตัวอย่างน้ำ รุ่น HI705 , น้ำยามาตรฐานสอบเทียบ ค่ามาตรฐานความเค็ม | <a class="woocommerce-LoopProduct-link woocommerce-loop-product__link" href="https://www.hannathailand.com/product/hi7083l/">น้ำยามาตรฐานสอบเทียบ ค่ามาตรฐานความเค็ม</a> , <a class="woocommerce-LoopProduct-link woocommerce-loop-product__link" href="https://www.hannathailand.com/product/hi701-checker-hc-free-chlorine/">เครื่องวัดปริมาณคลอรีนอิสระ รุ่น HI701</a> , <a class="woocommerce-LoopProduct-link woocommerce-loop-product__link" href="https://www.hannathailand.com/product/hi733-checker-hc-ammonia-hr/">เครื่องวัดปริมาณแอมโมเนีย ช่วงสูง รุ่น HI733</a> , <a class="woocommerce-LoopProduct-link woocommerce-loop-product__link" href="https://www.hannathailand.com/product/hi9828-25/">น้ำยามาตรฐานสอบเทียบ</a> , <a class="woocommerce-LoopProduct-link woocommerce-loop-product__link" href="https://www.hannathailand.com/product/hi713-checker-hc-phosphate-lr/">เครื่องวัดปริมาณฟอสเฟต ช่วงต่ำ รุ่น HI713</a> , <a class="woocommerce-LoopProduct-link woocommerce-loop-product__link" href="https://www.hannathailand.com/product/hi716-checker-hc-bromine/">เครื่องวัดปริมาณโบรมีน ในตัวอย่างน้ำ รุ่น HI716</a> , <a class="woocommerce-LoopProduct-link woocommerce-loop-product__link" href="https://www.hannathailand.com/product/hi705-checker-hc-silica-lr/">เครื่องวัดปริมาณซิลิกา ช่วงต่ำ ในตัวอย่างน้ำ รุ่น HI705</a> , <a class="woocommerce-LoopProduct-link woocommerce-loop-product__link" href="https://www.hannathailand.com/product/hi7080l/">น้ำยามาตรฐานสอบเทียบ ค่ามาตรฐานความเค็ม</a> | https://www.hannathailand.com/wp-content/uploads/2022/06/widerstandsminiregler220v21_11-600x600.jpg , https://www.hannathailand.com/wp-content/uploads/2022/06/dim251dfb345dec34-600x600.jpg , https://www.hannathailand.com/wp-content/uploads/2021/12/dim51dfb347ef6d6.png , https://www.hannathailand.com/wp-content/uploads/2021/07/10-500x500.jpg , https://www.hannathailand.com/wp-content/uploads/2021/11/hi701-500x500.jpg , https://www.hannathailand.com/wp-content/uploads/2022/06/miniphotometerfurammoniumhoch2418_11-600x600.jpg , https://www.hannathailand.com/wp-content/uploads/2021/07/8-500x500.jpg , https://www.hannathailand.com/wp-content/uploads/2022/06/hi713_lg51caffcdce23e-600x600.jpg , https://www.hannathailand.com/wp-content/uploads/2022/06/miniphotometerfurfreiesgesamtchlor704_11-600x600.jpg , https://www.hannathailand.com/wp-content/uploads/2022/06/hi705400-600x600.jpg , https://www.hannathailand.com/wp-content/uploads/2021/07/11-500x500.jpg
61 | BL983315-1 TDS Mini Controller 0.0 to 199.9 mg/L (ppm) – 230V | วัดการนำไฟฟ้า/ของแข็งละลายในน้ำ , สินค้าทั้งหมด , เครื่องควบคุมแบบต่อเนื่อง , แบบติดตั้ง | https://www.hannathailand.com/product-category/pneumatics-control/tds/tds-installation/ | https://www.hannathailand.com/product/bl983315-1-tds-mini-controller-0-0-to-199-9-mgl-ppm-230v/ | BL983315-1 | 13,910.00 |  | <div aria-labelledby="tab-title-additional_information" class="woocommerce-Tabs-panel woocommerce-Tabs-panel--additional_information panel entry-content" id="tab-additional_information" role="tabpanel"> </div> | Easy to handle Fire retardant casing Selectable overdose protection system Splash resistant cover Dosing Relay: Contact close when measure: > set point This instrument has been designed for TDS control in hydroponics, horticulture and water conditioning. Compact in size, it can be mounted in confined spaces or even right next to the vat or barrel containing the chemicals. These meters permit automatic control of installations previously checked manually. Readings are shown on the display and the multicolored LED continuously indicates if the mini controller is in measurement, dosing or alarm mode. Users can choose automatic or manual dosing mode with a switch on the front panel. Manual control is particularly useful during maintenance operations, because it permits operators to enable or disable the dosing relay according to your need. The overtime control system advises users when the relay is active too long, helping to prevent over dosage. Order Information:BL 983315-1 ( 115/230V), is supplied with mounting brackets, transparent cover and instruction manual. Product Manuals Manual: Download Specification : Range 0.0 to 199.9 ppm Resolution 0.1 ppm Accuracy @ 25°C ±2% F.S. TDS Conversion Factor 0.5 Probe HI 7634-00 EC/TDS probe with internal temperature sensor and 2 m (6.6’) cable (not included) Temperature Compensation Automatic, 5 to 50°C (41 to 122°F) with ß=2%/°C Calibration manual, with CAL trimmer Dosing Relay maximum 2A (fuse protected), 250 Vac, 30 VDC; Contact close when measure: > set point Setpoint adjustable from 0 to 199.9 ppm Overtime adjustable, typically from 5 to approx. 30 minutes Power Supply See Chart Dimensions 79 x 49 x 95 mm (3.1 x 1.9 x 3.7’’) | <div aria-labelledby="tab-title-description" class="woocommerce-Tabs-panel woocommerce-Tabs-panel--description panel entry-content active" id="tab-description" role="tabpanel"> <ul> <li>Easy to handle</li> <li>Fire retardant casing</li> <li>Selectable overdose protection system</li> <li>Splash resistant cover</li> </ul> <p><strong> Dosing Relay: Contact close when measure: &gt; set point</strong></p> <p>This instrument has been designed for TDS control in hydroponics, horticulture and water conditioning. Compact in size, it can be mounted in confined spaces or even right next to the vat or barrel containing the chemicals. These meters permit automatic control of installations previously checked manually.</p> <p>Readings are shown on the display and the multicolored LED continuously indicates if the mini controller is in measurement, dosing or alarm mode.</p> <p>Users can choose automatic or manual dosing mode with a switch on the front panel. Manual control is particularly useful during maintenance operations, because it permits operators to enable or disable the dosing relay according to your need.</p> <p>The overtime control system advises users when the relay is active too long, helping to prevent over dosage.</p> <p> </p> <p><strong>Order Information:</strong><br/>BL 983315-1 ( 115/230V), is supplied with mounting brackets, transparent cover and instruction manual.</p> <div><strong>Product Manuals</strong></div> <p><img align="absmiddle" alt="" border="0" decoding="async" height="22" loading="lazy" src="http://www.hannainst.com/usa/images/icon-pdf.gif" width="20"/> Manual: <a href="http://www.hannathai.com/manuals/en/manBL_983315.pdf" target="_blank" title="Download Product Manual">Download</a></p> <p><strong>Specification :</strong></p> <table class="spec_table"> <tbody> <tr> <td>Range</td> <td> </td> <td>0.0 to 199.9 ppm</td> </tr> <tr> <td>Resolution</td> <td> </td> <td>0.1 ppm</td> </tr> <tr> <td>Accuracy @ 25°C</td> <td> </td> <td>±2% F.S.</td> </tr> <tr> <td>TDS Conversion Factor</td> <td> </td> <td>0.5</td> </tr> <tr> <td>Probe</td> <td> </td> <td>HI 7634-00 EC/TDS probe with internal temperature sensor and 2 m (6.6’) cable (not included)</td> </tr> <tr> <td>Temperature Compensation</td> <td> </td> <td>Automatic, 5 to 50°C (41 to 122°F) with ß=2%/°C</td> </tr> <tr> <td>Calibration</td> <td> </td> <td>manual, with CAL trimmer</td> </tr> <tr> <td>Dosing Relay</td> <td> </td> <td>maximum 2A (fuse protected), 250 Vac, 30 VDC; Contact close when measure: &gt; set point</td> </tr> <tr> <td>Setpoint</td> <td> </td> <td>adjustable from 0 to 199.9 ppm</td> </tr> <tr> <td>Overtime</td> <td> </td> <td>adjustable, typically from 5 to approx. 30 minutes</td> </tr> <tr> <td>Power Supply</td> <td> </td> <td>See Chart</td> </tr> <tr> <td>Dimensions</td> <td> </td> <td>79 x 49 x 95 mm (3.1 x 1.9 x 3.7’’)</td> </tr> </tbody> </table> <p><strong> </strong></p> </div> | Blackstone BL983315-1 TDS (total dissolved solids) mini controller, 0.0 to 199.9 mg / L, 115/230V. Water treatment, heating and air conditioning systems, cooling towers, surface technology, light industrial processes | <div class="product-short-description"> <p>Blackstone BL983315-1 TDS (total dissolved solids) mini controller, 0.0 to 199.9 mg / L, 115/230V.<br/> Water treatment, heating and air conditioning systems, cooling towers, surface technology, light industrial processes</p> </div> | https://www.hannathailand.com/wp-content/uploads/2022/06/tdsminireglerbis1999mgl12v22_11.jpg | น้ำยามาตรฐานสำหรับค่าโซเดียม , เครื่องวัดปริมาณฟลูออไรด์ ช่วงต่ำ รุ่น HI729 , เครื่องวัดปริมาณฟอสฟอรัส ช่วงต่ำมาก รุ่น HI736 , เครื่องวัดปริมาณโบรมีน ในตัวอย่างน้ำ รุ่น HI716 , เครื่องวัดปริมาณคลอรีนรวม รุ่น HI711 , ซัลไฟด์สารต้านอนุมูลอิสระบัฟเฟอร์ , เครื่องวัดคลอรีน , เครื่องวัดปริมาณไนไตรท์ ช่วงต่ำ รุ่น HI707 | <a class="woocommerce-LoopProduct-link woocommerce-loop-product__link" href="https://www.hannathailand.com/product/hi7090l/">น้ำยามาตรฐานสำหรับค่าโซเดียม</a> , <a class="woocommerce-LoopProduct-link woocommerce-loop-product__link" href="https://www.hannathailand.com/product/hi729-checker-hc-fluoride-lr/">เครื่องวัดปริมาณฟลูออไรด์ ช่วงต่ำ รุ่น HI729</a> , <a class="woocommerce-LoopProduct-link woocommerce-loop-product__link" href="https://www.hannathailand.com/product/phosphorous-marine/">เครื่องวัดปริมาณฟอสฟอรัส ช่วงต่ำมาก รุ่น HI736</a> , <a class="woocommerce-LoopProduct-link woocommerce-loop-product__link" href="https://www.hannathailand.com/product/hi716-checker-hc-bromine/">เครื่องวัดปริมาณโบรมีน ในตัวอย่างน้ำ รุ่น HI716</a> , <a class="woocommerce-LoopProduct-link woocommerce-loop-product__link" href="https://www.hannathailand.com/product/hi711-checker-hc-total-chlorine/">เครื่องวัดปริมาณคลอรีนรวม รุ่น HI711</a> , <a class="woocommerce-LoopProduct-link woocommerce-loop-product__link" href="https://www.hannathailand.com/product/hi4015-00/">ซัลไฟด์สารต้านอนุมูลอิสระบัฟเฟอร์</a> , <a class="woocommerce-LoopProduct-link woocommerce-loop-product__link" href="https://www.hannathailand.com/product/free-chlorine/">เครื่องวัดคลอรีน</a> , <a class="woocommerce-LoopProduct-link woocommerce-loop-product__link" href="https://www.hannathailand.com/product/hi707-checker-hc-nitrite-lr/">เครื่องวัดปริมาณไนไตรท์ ช่วงต่ำ รุ่น HI707</a> | https://www.hannathailand.com/wp-content/uploads/2022/06/tdsminireglerbis1999mgl12v22_11-600x600.jpg , https://www.hannathailand.com/wp-content/uploads/2022/06/dim251dfb345dec34-600x600.jpg , https://www.hannathailand.com/wp-content/uploads/2021/12/dim51dfb347ef6d6.png , https://www.hannathailand.com/wp-content/uploads/2021/07/12-500x500.jpg , https://www.hannathailand.com/wp-content/uploads/2022/06/miniphotometerfurfluoridniedrig844_11-600x600.jpg , https://www.hannathailand.com/wp-content/uploads/2021/12/HI736-600x600.jpg , https://www.hannathailand.com/wp-content/uploads/2022/06/miniphotometerfurfreiesgesamtchlor704_11-600x600.jpg , https://www.hannathailand.com/wp-content/uploads/2022/06/hi711_lg-600x600.jpg , https://www.hannathailand.com/wp-content/uploads/2021/07/7-500x500.jpg , https://www.hannathailand.com/wp-content/uploads/2021/07/1-500x500.jpg , https://www.hannathailand.com/wp-content/uploads/2022/06/hi707400-600x600.jpg
62 | BL983317-1 EC Mini Controller upto 10.00 mS/cm, 230V | วัดการนำไฟฟ้า/ของแข็งละลายในน้ำ , สินค้าทั้งหมด , เครื่องควบคุมแบบต่อเนื่อง , แบบติดตั้ง | https://www.hannathailand.com/product-category/pneumatics-control/tds/tds-installation/ | https://www.hannathailand.com/product/bl983317-1-ec-mini-controller-upto-10-00-mscm-230v/ | BL983317-1 | 13,910.00 |  | <div aria-labelledby="tab-title-additional_information" class="woocommerce-Tabs-panel woocommerce-Tabs-panel--additional_information panel entry-content" id="tab-additional_information" role="tabpanel"> </div> | Easy to handle Fire retardant casing Selectable overdose protection system Splash resistant cover Dosing Relay: contact close when measure < set point BL 983317 is a panel mounted mini controller with an output relay that has been designed for easy, affordable installation in tight spaces—ideal for simple yet effective process control. This instrument is provided with automatic compensation for variations in temperature. The probe (not included) is easy to clean and requires very little maintenance. The calibration is performed at one point, through a trimmer. All wiring and connections to external devices are done through the terminals on the rear panel. The multicolor LED continuously indicates if the controller is in measurement, dosing or alarm mode. Users can choose automatic or manual dosing mode by a switch on the front panel. Manual control is particularly useful during maintenance operations because it permits operators to enable or disable the dosing relay according to need. To help prevent overdosing, the overtime control system advises users when the relay is active too long. Order Information:BL 983317-1 ( 115/230V), are supplied with mounting brackets, transparent cover and instruction manual. Product Manuals Manual: Download Specification : Range 0.00 to 10.00 mS/cm Resolution 0.01 mS/cm Accuracy @ 25°C ±2% F.S. Probe HI 7632-00 EC/TDS probe with internal temperature sensor and 2 m (6.6’) cable (not included) Temperature Compensation Automatic, 5 to 50°C (41 to 122°F) with ß = 2%/°C Calibration manual, with CAL trimmer Dosing Relay maximum 2A (fuse protected), 250 Vac, 30 VDC, contact close when measure < set point Setpoint adjustable from 0 to 10 mS/cm Overtime adjustable, typically from 5 to approx. 30 minutes Power Supply See Chart Dimensions 79 x 49 x 95 mm (3.1 x 1.9 x 3.7’’) | <div aria-labelledby="tab-title-description" class="woocommerce-Tabs-panel woocommerce-Tabs-panel--description panel entry-content active" id="tab-description" role="tabpanel"> <ul> <li>Easy to handle</li> <li>Fire retardant casing</li> <li>Selectable overdose protection system</li> <li>Splash resistant cover</li> </ul> <p><strong>Dosing Relay: contact close when measure &lt; set point </strong></p> <p>BL 983317 is a panel mounted mini controller with an output relay that has been designed for easy, affordable installation in tight spaces—ideal for simple yet effective process control.</p> <p>This instrument is provided with automatic compensation for variations in temperature. The probe (not included) is easy to clean and requires very little maintenance. The calibration is performed at one point, through a trimmer.</p> <p>All wiring and connections to external devices are done through the terminals <br/> on the rear panel. The multicolor LED continuously indicates if the controller is in measurement, dosing or alarm mode.</p> <p>Users can choose automatic or manual dosing mode by a switch on the front panel. Manual control is particularly useful during maintenance operations because it permits operators to enable or disable the dosing relay according to need. To help prevent overdosing, the overtime control system advises users when the relay is active <br/> too long.</p> <p> </p> <p><strong>Order Information:</strong><br/>BL 983317-1 ( 115/230V), are supplied with mounting brackets, transparent cover and instruction manual.</p> <div><strong>Product Manuals</strong></div> <p><img align="absmiddle" alt="" border="0" decoding="async" height="22" loading="lazy" src="http://www.hannainst.com/usa/images/icon-pdf.gif" width="20"/> Manual: <a href="http://www.hannathai.com/manuals/en/manBL_983317.pdf" rel="noopener" target="_blank" title="Download Product Manual">Download</a></p> <p><strong>Specification :</strong></p> <table class="spec_table"> <tbody> <tr> <td>Range</td> <td> </td> <td>0.00 to 10.00 mS/cm</td> </tr> <tr> <td>Resolution</td> <td> </td> <td>0.01 mS/cm</td> </tr> <tr> <td>Accuracy @ 25°C</td> <td> </td> <td>±2% F.S.</td> </tr> <tr> <td>Probe</td> <td> </td> <td>HI 7632-00 EC/TDS probe with internal temperature sensor and 2 m (6.6’) cable (not included)</td> </tr> <tr> <td>Temperature Compensation</td> <td> </td> <td>Automatic, 5 to 50°C (41 to 122°F) with ß = 2%/°C</td> </tr> <tr> <td>Calibration</td> <td> </td> <td>manual, with CAL trimmer</td> </tr> <tr> <td>Dosing Relay</td> <td> </td> <td>maximum 2A (fuse protected), 250 Vac, 30 VDC, contact close when measure &lt; set point</td> </tr> <tr> <td>Setpoint</td> <td> </td> <td>adjustable from 0 to 10 mS/cm</td> </tr> <tr> <td>Overtime</td> <td> </td> <td>adjustable, typically from 5 to approx. 30 minutes</td> </tr> <tr> <td>Power Supply</td> <td> </td> <td>See Chart</td> </tr> <tr> <td>Dimensions</td> <td> </td> <td>79 x 49 x 95 mm (3.1 x 1.9 x 3.7’’)</td> </tr> </tbody> </table> </div> | Blackstone BL983317-1 Mini Conductivity Controller by 10.00 mS / cm, 115/230V. Dosing Relay – closes the contact when measured value | <div class="product-short-description"> <p>Blackstone BL983317-1 Mini Conductivity Controller by 10.00 mS / cm, 115/230V.<br/> Dosing Relay – closes the contact when measured value </p> </div> | https://www.hannathailand.com/wp-content/uploads/2022/06/ecminireglerbis1000mscm12vkontaktzubeiecgrenzwert24_11.jpg | ซัลไฟด์สารต้านอนุมูลอิสระบัฟเฟอร์ , เครื่องวัดปริมาณโครเมี่ยม ช่วงสูง รุ่น HI723 , เครื่องวัดสีในน้ำตัวอย่าง HI727 , เครื่องวัดปริมาณไนไตรท์ ช่วงต่ำ รุ่น HI707 , เซ็นเซอร์วัดออกซิเจนในน้ำสำหรับ HI9829 มัลติพารามิเตอร์ , เครื่องวัดปริมาณแอมโมเนีย ช่วงสูง รุ่น HI733 , เครื่องวัดปริมาณคลอรีนอิสระ รุ่น HI701 , เครื่องวัดปริมาณฟอสฟอรัส ช่วงสูง รุ่น HI706 | <a class="woocommerce-LoopProduct-link woocommerce-loop-product__link" href="https://www.hannathailand.com/product/hi4015-00/">ซัลไฟด์สารต้านอนุมูลอิสระบัฟเฟอร์</a> , <a class="woocommerce-LoopProduct-link woocommerce-loop-product__link" href="https://www.hannathailand.com/product/hi723-checker-hc-chromium-vi-hr/">เครื่องวัดปริมาณโครเมี่ยม ช่วงสูง รุ่น HI723</a> , <a class="woocommerce-LoopProduct-link woocommerce-loop-product__link" href="https://www.hannathailand.com/product/hi727-checker-hc-color-of-water/">เครื่องวัดสีในน้ำตัวอย่าง HI727</a> , <a class="woocommerce-LoopProduct-link woocommerce-loop-product__link" href="https://www.hannathailand.com/product/hi707-checker-hc-nitrite-lr/">เครื่องวัดปริมาณไนไตรท์ ช่วงต่ำ รุ่น HI707</a> , <a class="woocommerce-LoopProduct-link woocommerce-loop-product__link" href="https://www.hannathailand.com/product/hi7609829-2/">เซ็นเซอร์วัดออกซิเจนในน้ำสำหรับ HI9829 มัลติพารามิเตอร์</a> , <a class="woocommerce-LoopProduct-link woocommerce-loop-product__link" href="https://www.hannathailand.com/product/hi733-checker-hc-ammonia-hr/">เครื่องวัดปริมาณแอมโมเนีย ช่วงสูง รุ่น HI733</a> , <a class="woocommerce-LoopProduct-link woocommerce-loop-product__link" href="https://www.hannathailand.com/product/hi701-checker-hc-free-chlorine/">เครื่องวัดปริมาณคลอรีนอิสระ รุ่น HI701</a> , <a class="woocommerce-LoopProduct-link woocommerce-loop-product__link" href="https://www.hannathailand.com/product/hi706-checker-hc-phosphorous-hr/">เครื่องวัดปริมาณฟอสฟอรัส ช่วงสูง รุ่น HI706</a> | https://www.hannathailand.com/wp-content/uploads/2022/06/ecminireglerbis1000mscm12vkontaktzubeiecgrenzwert24_11-600x600.jpg , https://www.hannathailand.com/wp-content/uploads/2022/06/dim251dfb345dec34-600x600.jpg , https://www.hannathailand.com/wp-content/uploads/2021/12/dim51dfb347ef6d6.png , https://www.hannathailand.com/wp-content/uploads/2021/07/7-500x500.jpg , https://www.hannathailand.com/wp-content/uploads/2022/06/miniphotometerfurchromvihoch839_11-600x600.jpg , https://www.hannathailand.com/wp-content/uploads/2022/06/miniphotometerfurfarbe843_11-600x600.jpg , https://www.hannathailand.com/wp-content/uploads/2022/06/hi707400-600x600.jpg , https://www.hannathailand.com/wp-content/uploads/2021/07/5-500x500.jpg , https://www.hannathailand.com/wp-content/uploads/2022/06/miniphotometerfurammoniumhoch2418_11-600x600.jpg , https://www.hannathailand.com/wp-content/uploads/2021/11/hi701-500x500.jpg , https://www.hannathailand.com/wp-content/uploads/2022/06/hi706_400-600x600.jpg
63 | BL983318-1 TDS Mini Controller 0.0 to 10.00 g/L (ppt) – 230V | วัดการนำไฟฟ้า/ของแข็งละลายในน้ำ , สินค้าทั้งหมด , เครื่องควบคุมแบบต่อเนื่อง , แบบติดตั้ง | https://www.hannathailand.com/product-category/pneumatics-control/tds/tds-installation/ | https://www.hannathailand.com/product/bl983318-1-tds-mini-controller-0-0-to-10-00-gl-ppt-230v/ | BL983318-1 | 13,910.00 |  | <div aria-labelledby="tab-title-additional_information" class="woocommerce-Tabs-panel woocommerce-Tabs-panel--additional_information panel entry-content" id="tab-additional_information" role="tabpanel"> </div> | Easy to handle Fire retardant casing Selectable overdose protection system Splash resistant cover BL 983318 is a mini controller that has been designed for easy, affordable installation in tight spaces, ideal for simple yet effective process control. BL 983318 features ATC (Automatic Temperature Compensation) and simple one point calibration performed through the trimmer. The multicolored LED continuously indicates if the controller is in measurement, dosing or alarm mode. Wiring and external device connections are extremely simple to perform through the terminals on the rear of the instrument. Users can choose automatic or manual dosing mode with a switch on the front panel. Manual control is particularly useful during maintenance operations, because it permits operators to enable or disable the dosing relay according to need. The overtime control system advises users when the relay is active too long, helping to prevent over-dosage. Order Information:BL 983318-1 ( 115/230V) are supplied with mounting brackets, transparent cover and instruction manual. Product Manuals Manual: Download Specification : Range 0.00 to 10.00 ppt (0 to 10,000 ppm) Resolution 0.1 ppt (10 ppm) Accuracy @ 25°C ±2% F.S. TDS Conversion Factor 0.5 Probe HI 7632-00 EC/TDS probe with internal temperature sensor and 2 m (6.6’) cable (not included) Temperature Compensation Automatic, 5 to 50°C (41 to 122°F) with ß = 2%/°C Calibration manual, with CAL trimmer Dosing Relay maximum 2A (fuse protected), 250 Vac, 30 VDC contact close when measure > set point Setpoint adjustable from 0 to 10 ppt (10,000 ppm) Overtime adjustable, typically from 5 to approx. 30 minutes Power Supply See Chart Dimensions 79 x 49 x 95 mm (3.1 x 1.9 x 3.7’’) | <div aria-labelledby="tab-title-description" class="woocommerce-Tabs-panel woocommerce-Tabs-panel--description panel entry-content active" id="tab-description" role="tabpanel"> <p> </p> <ul> <li>Easy to handle</li> <li>Fire retardant casing</li> <li>Selectable overdose protection system</li> <li>Splash resistant cover</li> </ul> <p> </p> <p>BL 983318 is a mini controller that has been designed for easy, affordable installation in tight spaces, ideal for simple yet effective process control.</p> <p>BL 983318 features ATC (Automatic Temperature Compensation) and simple one point calibration performed through the trimmer.</p> <p>The multicolored LED continuously indicates if the controller is in measurement, dosing or alarm mode.</p> <p>Wiring and external device connections are extremely simple to perform through the terminals on the rear of the instrument.</p> <p>Users can choose automatic or manual dosing mode with a switch on the front panel. Manual control is particularly useful during maintenance operations, because it permits operators to enable or disable the dosing relay according to need.</p> <p>The overtime control system advises users when the relay is active too long, helping to prevent over-dosage.</p> <p> </p> <p><strong>Order Information:</strong><br/>BL 983318-1 ( 115/230V) are supplied with mounting brackets, transparent cover and instruction manual.</p> <div><strong>Product Manuals</strong></div> <p><img align="absmiddle" alt="" border="0" decoding="async" height="22" loading="lazy" src="http://www.hannainst.com/usa/images/icon-pdf.gif" width="20"/> Manual: <a href="http://www.hannathai.com/manuals/en/manBL_983318.pdf" rel="noopener" target="_blank" title="Download Product Manual">Download</a></p> <p><strong>Specification :</strong></p> <table class="spec_table"> <tbody> <tr> <td>Range</td> <td> </td> <td>0.00 to 10.00 ppt (0 to 10,000 ppm)</td> </tr> <tr> <td>Resolution</td> <td> </td> <td>0.1 ppt (10 ppm)</td> </tr> <tr> <td>Accuracy @ 25°C</td> <td> </td> <td>±2% F.S.</td> </tr> <tr> <td>TDS Conversion Factor</td> <td> </td> <td>0.5</td> </tr> <tr> <td>Probe</td> <td> </td> <td>HI 7632-00 EC/TDS probe with internal temperature sensor and 2 m (6.6’) cable (not included)</td> </tr> <tr> <td>Temperature Compensation</td> <td> </td> <td>Automatic, 5 to 50°C (41 to 122°F) with ß = 2%/°C</td> </tr> <tr> <td>Calibration</td> <td> </td> <td>manual, with CAL trimmer</td> </tr> <tr> <td>Dosing Relay</td> <td> </td> <td>maximum 2A (fuse protected), 250 Vac, 30 VDC contact close when measure &gt; set point</td> </tr> <tr> <td>Setpoint</td> <td> </td> <td>adjustable from 0 to 10 ppt (10,000 ppm)</td> </tr> <tr> <td>Overtime</td> <td> </td> <td>adjustable, typically from 5 to approx. 30 minutes</td> </tr> <tr> <td>Power Supply</td> <td> </td> <td>See Chart</td> </tr> <tr> <td>Dimensions</td> <td> </td> <td>79 x 49 x 95 mm (3.1 x 1.9 x 3.7’’)</td> </tr> </tbody> </table> <p><strong> </strong></p> </div> | Blackstone BL983318-1 TDS (total dissolved solids) mini controller, 0:00 to 10:00 g / L, 115/230 V Water treatment, heating and air conditioning systems, cooling towers, surface technology, light industrial processes | <div class="product-short-description"> <p>Blackstone BL983318-1 TDS (total dissolved solids) mini controller, 0:00 to 10:00 g / L, 115/230 V<br/> Water treatment, heating and air conditioning systems, cooling towers, surface technology, light industrial processes</p> </div> | https://www.hannathailand.com/wp-content/uploads/2022/06/tdsminireglerbis1999mgl12v22_11.jpg | เครื่องวัดปริมาณคลอรีนอิสระ รุ่น HI701 , น้ำยามาตรฐานสอบเทียบ ค่ามาตรฐานความเค็ม , สารละลายมาตรฐานความขุ่น 20 NTU , เครื่องวัดปริมาณซิลิกา ช่วงต่ำ ในตัวอย่างน้ำ รุ่น HI705 , เครื่องวัดสีในน้ำตัวอย่าง HI727 , เครื่องวัดคลอรีน , เครื่องวัดปริมาณแอมโมเนีย ช่วงสูง รุ่น HI733 , เครื่องวัดปริมาณฟอสฟอรัส ช่วงต่ำมาก รุ่น HI736 | <a class="woocommerce-LoopProduct-link woocommerce-loop-product__link" href="https://www.hannathailand.com/product/hi701-checker-hc-free-chlorine/">เครื่องวัดปริมาณคลอรีนอิสระ รุ่น HI701</a> , <a class="woocommerce-LoopProduct-link woocommerce-loop-product__link" href="https://www.hannathailand.com/product/hi7083l/">น้ำยามาตรฐานสอบเทียบ ค่ามาตรฐานความเค็ม</a> , <a class="woocommerce-LoopProduct-link woocommerce-loop-product__link" href="https://www.hannathailand.com/product/hi93102-20/">สารละลายมาตรฐานความขุ่น 20 NTU</a> , <a class="woocommerce-LoopProduct-link woocommerce-loop-product__link" href="https://www.hannathailand.com/product/hi705-checker-hc-silica-lr/">เครื่องวัดปริมาณซิลิกา ช่วงต่ำ ในตัวอย่างน้ำ รุ่น HI705</a> , <a class="woocommerce-LoopProduct-link woocommerce-loop-product__link" href="https://www.hannathailand.com/product/hi727-checker-hc-color-of-water/">เครื่องวัดสีในน้ำตัวอย่าง HI727</a> , <a class="woocommerce-LoopProduct-link woocommerce-loop-product__link" href="https://www.hannathailand.com/product/free-chlorine/">เครื่องวัดคลอรีน</a> , <a class="woocommerce-LoopProduct-link woocommerce-loop-product__link" href="https://www.hannathailand.com/product/hi733-checker-hc-ammonia-hr/">เครื่องวัดปริมาณแอมโมเนีย ช่วงสูง รุ่น HI733</a> , <a class="woocommerce-LoopProduct-link woocommerce-loop-product__link" href="https://www.hannathailand.com/product/phosphorous-marine/">เครื่องวัดปริมาณฟอสฟอรัส ช่วงต่ำมาก รุ่น HI736</a> | https://www.hannathailand.com/wp-content/uploads/2022/06/tdsminireglerbis1999mgl12v22_11-600x600.jpg , https://www.hannathailand.com/wp-content/uploads/2022/06/dim251dfb345dec34-600x600.jpg , https://www.hannathailand.com/wp-content/uploads/2021/12/dim51dfb347ef6d6.png , https://www.hannathailand.com/wp-content/uploads/2021/11/hi701-500x500.jpg , https://www.hannathailand.com/wp-content/uploads/2021/07/10-500x500.jpg , https://www.hannathailand.com/wp-content/uploads/2021/07/9-500x500.jpg , https://www.hannathailand.com/wp-content/uploads/2022/06/hi705400-600x600.jpg , https://www.hannathailand.com/wp-content/uploads/2022/06/miniphotometerfurfarbe843_11-600x600.jpg , https://www.hannathailand.com/wp-content/uploads/2021/07/1-500x500.jpg , https://www.hannathailand.com/wp-content/uploads/2022/06/miniphotometerfurammoniumhoch2418_11-600x600.jpg , https://www.hannathailand.com/wp-content/uploads/2021/12/HI736-600x600.jpg
64 | BL983319-1 TDS Mini Controller 0.0 to 1999 mg/L (ppm) – 230V | วัดการนำไฟฟ้า/ของแข็งละลายในน้ำ , สินค้าทั้งหมด , เครื่องควบคุมแบบต่อเนื่อง , แบบติดตั้ง | https://www.hannathailand.com/product-category/pneumatics-control/tds/tds-installation/ | https://www.hannathailand.com/product/bl983319-1-tds-mini-controller-0-0-to-1999-mgl-ppm-230v/ | BL983319-1 | 13,910.00 |  | <div aria-labelledby="tab-title-additional_information" class="woocommerce-Tabs-panel woocommerce-Tabs-panel--additional_information panel entry-content" id="tab-additional_information" role="tabpanel"> </div> | Easy to handle Fire retardant casing Selectable overdose protection system Splash resistant cover Dosing Relay: Contact close when measure: < set point This instrument has been designed for TDS control in hydroponics, horticulture and water conditioning. Compact in size, it can be mounted in confined spaces or even right next to the vat or barrel containing the chemicals. These meters permit automatic control of installations previously checked manually. Readings are shown on the display and the multicolored LED continuously indicates if the mini controller is in measurement, dosing or alarm mode. Users can choose automatic or manual dosing mode with a switch on the front panel. Manual control is particularly useful during maintenance operations, because it permits operators to enable or disable the dosing relay according to your need. The overtime control system advises users when the relay is active too long, helping to prevent over dosage. Order Information:BL 983319-1 ( 115/230V), is supplied with mounting brackets, transparent cover and instruction manual. Product Manuals Manual: Download Specification : Range 0 to 1999 ppm Resolution 1 ppm Accuracy @ 25°C ±2% F.S. TDS Conversion Factor 0.65 Probe HI 7634-00 EC/TDS probe with internal temperature sensor and 2 m (6.6’) cable (not included) Temperature Compensation Automatic, 5 to 50°C (41 to 122°F) with ß = 2%/°C Calibration manual, with CAL trimmer Dosing Relay maximum 2A (fuse protected), 250 Vac, 30 VDC Contact close when measure: < set point Setpoint adjustable from 0 to 1999 ppm Overtime adjustable, typically from 5 to approx. 30 minutes Power Supply See Chart Dimensions 79 x 49 x 95 mm (3.1 x 1.9 x 3.7’’) | <div aria-labelledby="tab-title-description" class="woocommerce-Tabs-panel woocommerce-Tabs-panel--description panel entry-content active" id="tab-description" role="tabpanel"> <p> </p> <ul> <li>Easy to handle</li> <li>Fire retardant casing</li> <li>Selectable overdose protection system</li> <li>Splash resistant cover</li> </ul> <p><strong>Dosing Relay: Contact close when measure: &lt; set point</strong></p> <p>This instrument has been designed for TDS control in hydroponics, horticulture and water conditioning. Compact in size, it can be mounted in confined spaces or even right next to the vat or barrel containing the chemicals. These meters permit automatic control of installations previously checked manually.</p> <p>Readings are shown on the display and the multicolored LED continuously indicates if the mini controller is in measurement, dosing or alarm mode.</p> <p>Users can choose automatic or manual dosing mode with a switch on the front panel. Manual control is particularly useful during maintenance operations, because it permits operators to enable or disable the dosing relay according to your need.</p> <p>The overtime control system advises users when the relay is active too long, helping to prevent over dosage.</p> <p> </p> <p><strong>Order Information:</strong><br/>BL 983319-1 ( 115/230V), is supplied with mounting brackets, transparent cover and instruction manual.</p> <div><strong>Product Manuals</strong></div> <p><img align="absmiddle" alt="" border="0" decoding="async" height="22" loading="lazy" src="http://www.hannainst.com/usa/images/icon-pdf.gif" width="20"/> Manual: <a href="http://www.hannathai.com/manuals/en/manBL_983319.pdf" rel="noopener" target="_blank" title="Download Product Manual">Download</a></p> <p><strong>Specification :</strong></p> <table class="spec_table"> <tbody> <tr> <td>Range</td> <td> </td> <td>0 to 1999 ppm</td> </tr> <tr> <td>Resolution</td> <td> </td> <td>1 ppm</td> </tr> <tr> <td>Accuracy @ 25°C</td> <td> </td> <td>±2% F.S.</td> </tr> <tr> <td>TDS Conversion Factor</td> <td> </td> <td>0.65</td> </tr> <tr> <td>Probe</td> <td> </td> <td>HI 7634-00 EC/TDS probe with internal temperature sensor and 2 m (6.6’) cable (not included)</td> </tr> <tr> <td>Temperature Compensation</td> <td> </td> <td>Automatic, 5 to 50°C (41 to 122°F) with ß = 2%/°C</td> </tr> <tr> <td>Calibration</td> <td> </td> <td>manual, with CAL trimmer</td> </tr> <tr> <td>Dosing Relay</td> <td> </td> <td>maximum 2A (fuse protected), 250 Vac, 30 VDC Contact close when measure: &lt; set point</td> </tr> <tr> <td>Setpoint</td> <td> </td> <td>adjustable from 0 to 1999 ppm</td> </tr> <tr> <td>Overtime</td> <td> </td> <td>adjustable, typically from 5 to approx. 30 minutes</td> </tr> <tr> <td>Power Supply</td> <td> </td> <td>See Chart</td> </tr> <tr> <td>Dimensions</td> <td> </td> <td>79 x 49 x 95 mm (3.1 x 1.9 x 3.7’’)</td> </tr> </tbody> </table> <p><strong> </strong></p> </div> | Blackstone BL983319-1 TDS (total dissolved solids) mini controller, 0 to 1999 mg / L, 115/230V. Water treatment, heating and air conditioning systems, cooling towers, surface technology, light industrial processes | <div class="product-short-description"> <p>Blackstone BL983319-1 TDS (total dissolved solids) mini controller, 0 to 1999 mg / L, 115/230V.<br/> Water treatment, heating and air conditioning systems, cooling towers, surface technology, light industrial processes</p> </div> | https://www.hannathailand.com/wp-content/uploads/2022/06/tdsminireglerbis1999mgl12v28_11.jpg | เครื่องวัดปริมาณนิกเกิล ช่วงสูง รุ่น HI726 , เครื่องวัดปริมาณโครเมี่ยม ช่วงสูง รุ่น HI723 , น้ำยามาตรฐานสำหรับค่าโซเดียม , น้ำยามาตรฐานสอบเทียบ , เครื่องวัดปริมาณแอมโมเนีย ช่วงสูง รุ่น HI733 , เครื่องวัดปริมาณแอมโมเนีย ช่วงต่ำ รุ่น HI700 , เครื่องวัดปริมาณซิลิกา ช่วงต่ำ ในตัวอย่างน้ำ รุ่น HI705 , เครื่องวัดปริมาณฟลูออไรด์ ช่วงต่ำ รุ่น HI729 | <a class="woocommerce-LoopProduct-link woocommerce-loop-product__link" href="https://www.hannathailand.com/product/hi726-checker-hc-nickel-hr/">เครื่องวัดปริมาณนิกเกิล ช่วงสูง รุ่น HI726</a> , <a class="woocommerce-LoopProduct-link woocommerce-loop-product__link" href="https://www.hannathailand.com/product/hi723-checker-hc-chromium-vi-hr/">เครื่องวัดปริมาณโครเมี่ยม ช่วงสูง รุ่น HI723</a> , <a class="woocommerce-LoopProduct-link woocommerce-loop-product__link" href="https://www.hannathailand.com/product/hi7090l/">น้ำยามาตรฐานสำหรับค่าโซเดียม</a> , <a class="woocommerce-LoopProduct-link woocommerce-loop-product__link" href="https://www.hannathailand.com/product/hi9828-25/">น้ำยามาตรฐานสอบเทียบ</a> , <a class="woocommerce-LoopProduct-link woocommerce-loop-product__link" href="https://www.hannathailand.com/product/hi733-checker-hc-ammonia-hr/">เครื่องวัดปริมาณแอมโมเนีย ช่วงสูง รุ่น HI733</a> , <a class="woocommerce-LoopProduct-link woocommerce-loop-product__link" href="https://www.hannathailand.com/product/hi700-checker-hc-ammonia-lr/">เครื่องวัดปริมาณแอมโมเนีย ช่วงต่ำ รุ่น HI700</a> , <a class="woocommerce-LoopProduct-link woocommerce-loop-product__link" href="https://www.hannathailand.com/product/hi705-checker-hc-silica-lr/">เครื่องวัดปริมาณซิลิกา ช่วงต่ำ ในตัวอย่างน้ำ รุ่น HI705</a> , <a class="woocommerce-LoopProduct-link woocommerce-loop-product__link" href="https://www.hannathailand.com/product/hi729-checker-hc-fluoride-lr/">เครื่องวัดปริมาณฟลูออไรด์ ช่วงต่ำ รุ่น HI729</a> | https://www.hannathailand.com/wp-content/uploads/2022/06/tdsminireglerbis1999mgl12v28_11-600x600.jpg , https://www.hannathailand.com/wp-content/uploads/2022/06/dim251dfb345dec34-600x600.jpg , https://www.hannathailand.com/wp-content/uploads/2021/12/dim51dfb347ef6d6.png , https://www.hannathailand.com/wp-content/uploads/2022/06/miniphotometerfurnickelhoch841_11-600x600.jpg , https://www.hannathailand.com/wp-content/uploads/2022/06/miniphotometerfurchromvihoch839_11-600x600.jpg , https://www.hannathailand.com/wp-content/uploads/2021/07/12-500x500.jpg , https://www.hannathailand.com/wp-content/uploads/2021/07/8-500x500.jpg , https://www.hannathailand.com/wp-content/uploads/2022/06/miniphotometerfurammoniumhoch2418_11-600x600.jpg , https://www.hannathailand.com/wp-content/uploads/2022/06/hi700_400pxl-600x600.jpg , https://www.hannathailand.com/wp-content/uploads/2022/06/hi705400-600x600.jpg , https://www.hannathailand.com/wp-content/uploads/2022/06/miniphotometerfurfluoridniedrig844_11-600x600.jpg
65 | BL983320-1 EC Mini Controller 0 to 199.9 µS/cm, 230V | สินค้าทั้งหมด , เครื่องควบคุมแบบต่อเนื่อง , วัดการนำไฟฟ้า/ของแข็งละลายในน้ำ , แบบติดตั้ง | https://www.hannathailand.com/product-category/pneumatics-control/tds/tds-installation/ | https://www.hannathailand.com/product/bl983320-1-ec-mini-controller-0-to-199-9-%c2%b5scm-230v/ | BL983320-1 | 13,910.00 |  | <div aria-labelledby="tab-title-additional_information" class="woocommerce-Tabs-panel woocommerce-Tabs-panel--additional_information panel entry-content" id="tab-additional_information" role="tabpanel"> </div> | Easy to handle Fire retardant casing Selectable overdose protection system Splash resistant cover This HANNA mini controller has been specially designed for water conditioning and growing applications. Compact in size, it can be mounted in confined spaces or even right next to the vat or barrel containing the chemicals. This meter permits automatic control of installations previously checked manually. EC measurements are shown on the display and the multicolored LED continuously indicates if the mini controller is in measurement, dosing or alarm mode.BL 983320 measures from 0.0 to 199.9 µS/cm. Users can choose automatic or manual dosing mode with a switch on the front panel. Manual control is particularly useful during maintenance operations, because it permits operators to enable or disable the dosing relay according to need. The overtime control system advices users when the relay is active for too long, helping to prevent over dosage. Order Information:BL 983320-1 ( 115/230V), is supplied with mounting brackets, transparent cover and instruction manual. Product Manuals Manual: Download Specification : Range 0.0 to 199.9 µS/cm Resolution 0.1 µS/cm Accuracy @ 25°C ±2% F.S. Probe HI 7634-00 EC/TDS probe with internal temperature sensor and 2 m (6.6’) cable (not included) Temperature Compensation Automatic, 5 to 50°C (41 to 122°F) with ß = 2%/°C Calibration manual, with CAL trimmer Dosing Relay maximum 2A (fuse protected), 250 Vac, 30 VDC contact close when measure > set point Setpoint adjustable from 0 to 199.9 µS/cm Overtime adjustable, typically from 5 to approx. 30 minutes Power Supply See Chart Dimensions 79 x 49 x 95 mm (3.1 x 1.9 x 3.7’’) | <div aria-labelledby="tab-title-description" class="woocommerce-Tabs-panel woocommerce-Tabs-panel--description panel entry-content active" id="tab-description" role="tabpanel"> <p>Easy to handle</p> <ul> <li>Fire retardant casing</li> <li>Selectable overdose protection system</li> <li>Splash resistant cover</li> </ul> <p> </p> <p>This HANNA mini controller has been specially designed for water conditioning and growing applications. Compact in size, it can be mounted in confined spaces or even right next to the vat or barrel containing the chemicals. This meter permits automatic control of installations previously checked manually.</p> <p>EC measurements are shown on the display and the multicolored LED continuously indicates if the mini controller is in measurement, dosing or alarm mode.BL 983320 measures from 0.0 to 199.9 µS/cm.</p> <p>Users can choose automatic or manual dosing mode with a switch on the front panel. Manual control is particularly useful during maintenance operations, because it permits operators to enable or disable the dosing relay according to need. The overtime control system advices users when the relay is active for too long, helping to prevent over dosage.</p> <p> </p> <p><strong>Order Information:</strong><br/>BL 983320-1 ( 115/230V), is supplied with mounting brackets, transparent cover and instruction manual.</p> <div><strong>Product Manuals</strong></div> <p><img align="absmiddle" alt="" border="0" decoding="async" height="22" loading="lazy" src="http://www.hannainst.com/usa/images/icon-pdf.gif" width="20"/> Manual: <a href="http://www.hannathai.com/manuals/en/manBL_983320.pdf" target="_blank" title="Download Product Manual">Download</a></p> <p><strong>Specification :</strong></p> <table class="spec_table"> <tbody> <tr> <td>Range</td> <td> </td> <td>0.0 to 199.9 µS/cm</td> </tr> <tr> <td>Resolution</td> <td> </td> <td>0.1 µS/cm</td> </tr> <tr> <td>Accuracy @ 25°C</td> <td> </td> <td>±2% F.S.</td> </tr> <tr> <td>Probe</td> <td> </td> <td>HI 7634-00 EC/TDS probe with internal temperature sensor and 2 m (6.6’) cable (not included)</td> </tr> <tr> <td>Temperature Compensation</td> <td> </td> <td>Automatic, 5 to 50°C (41 to 122°F) with ß = 2%/°C</td> </tr> <tr> <td>Calibration</td> <td> </td> <td>manual, with CAL trimmer</td> </tr> <tr> <td>Dosing Relay</td> <td> </td> <td>maximum 2A (fuse protected), 250 Vac, 30 VDC contact close when measure &gt; set point</td> </tr> <tr> <td>Setpoint</td> <td> </td> <td>adjustable from 0 to 199.9 µS/cm</td> </tr> <tr> <td>Overtime</td> <td> </td> <td>adjustable, typically from 5 to approx. 30 minutes</td> </tr> <tr> <td>Power Supply</td> <td> </td> <td>See Chart</td> </tr> <tr> <td>Dimensions</td> <td> </td> <td>79 x 49 x 95 mm (3.1 x 1.9 x 3.7’’)</td> </tr> </tbody> </table> </div> | Blackstone BL983320-1 Mini Conductivity Controller, 0 to 199.9 uS / cm, 115/230 V Water treatment, heating and air conditioning systems, cooling towers, surface technology, Simple industrial processes | <div class="product-short-description"> <p>Blackstone BL983320-1 Mini Conductivity Controller, 0 to 199.9 uS / cm, 115/230 V<br/> Water treatment, heating and air conditioning systems, cooling towers, surface technology, Simple industrial processes</p> </div> | https://www.hannathailand.com/wp-content/uploads/2022/06/ecminireglerbis1999scm12v30_1151dfc53c8e8ee.jpg | เครื่องวัดปริมาณฟอสฟอรัส ช่วงต่ำมาก รุ่น HI736 , เครื่องวัดปริมาณฟอสเฟต ช่วงสูง รุ่น HI717 , น้ำยามาตรฐานสอบเทียบ ค่ามาตรฐานความเค็ม , เครื่องวัดปริมาณฟอสเฟต ช่วงต่ำ รุ่น HI713 , เครื่องวัดปริมาณคลอรีนรวม รุ่น HI711 , เครื่องควบคุมค่าความนำไฟฟ้า , เครื่องวัดปริมาณฟลูออไรด์ ช่วงต่ำ รุ่น HI729 , เครื่องวัดปริมาณฟอสฟอรัส ช่วงสูง รุ่น HI706 | <a class="woocommerce-LoopProduct-link woocommerce-loop-product__link" href="https://www.hannathailand.com/product/phosphorous-marine/">เครื่องวัดปริมาณฟอสฟอรัส ช่วงต่ำมาก รุ่น HI736</a> , <a class="woocommerce-LoopProduct-link woocommerce-loop-product__link" href="https://www.hannathailand.com/product/hi717-checker-hc-phosphate-hr/">เครื่องวัดปริมาณฟอสเฟต ช่วงสูง รุ่น HI717</a> , <a class="woocommerce-LoopProduct-link woocommerce-loop-product__link" href="https://www.hannathailand.com/product/hi7080l/">น้ำยามาตรฐานสอบเทียบ ค่ามาตรฐานความเค็ม</a> , <a class="woocommerce-LoopProduct-link woocommerce-loop-product__link" href="https://www.hannathailand.com/product/hi713-checker-hc-phosphate-lr/">เครื่องวัดปริมาณฟอสเฟต ช่วงต่ำ รุ่น HI713</a> , <a class="woocommerce-LoopProduct-link woocommerce-loop-product__link" href="https://www.hannathailand.com/product/hi711-checker-hc-total-chlorine/">เครื่องวัดปริมาณคลอรีนรวม รุ่น HI711</a> , <a class="woocommerce-LoopProduct-link woocommerce-loop-product__link" href="https://www.hannathailand.com/product/hi8931cn/">เครื่องควบคุมค่าความนำไฟฟ้า</a> , <a class="woocommerce-LoopProduct-link woocommerce-loop-product__link" href="https://www.hannathailand.com/product/hi729-checker-hc-fluoride-lr/">เครื่องวัดปริมาณฟลูออไรด์ ช่วงต่ำ รุ่น HI729</a> , <a class="woocommerce-LoopProduct-link woocommerce-loop-product__link" href="https://www.hannathailand.com/product/hi706-checker-hc-phosphorous-hr/">เครื่องวัดปริมาณฟอสฟอรัส ช่วงสูง รุ่น HI706</a> | https://www.hannathailand.com/wp-content/uploads/2022/06/ecminireglerbis1999scm12v30_1151dfc53c8e8ee-600x600.jpg , https://www.hannathailand.com/wp-content/uploads/2022/06/dim251dfb345dec34-600x600.jpg , https://www.hannathailand.com/wp-content/uploads/2021/12/dim51dfb347ef6d6.png , https://www.hannathailand.com/wp-content/uploads/2021/12/HI736-600x600.jpg , https://www.hannathailand.com/wp-content/uploads/2022/06/miniphotometerfurphosphathoch827_11-600x600.jpg , https://www.hannathailand.com/wp-content/uploads/2021/07/11-500x500.jpg , https://www.hannathailand.com/wp-content/uploads/2022/06/hi713_lg51caffcdce23e-600x600.jpg , https://www.hannathailand.com/wp-content/uploads/2022/06/hi711_lg-600x600.jpg , https://www.hannathailand.com/wp-content/uploads/2021/07/2-500x500.jpg , https://www.hannathailand.com/wp-content/uploads/2022/06/miniphotometerfurfluoridniedrig844_11-600x600.jpg , https://www.hannathailand.com/wp-content/uploads/2022/06/hi706_400-600x600.jpg
66 | BL983321-1 TDS Mini Controller 0.00 to 19.99 mg/L (ppm) – 230V | วัดการนำไฟฟ้า/ของแข็งละลายในน้ำ , สินค้าทั้งหมด , เครื่องควบคุมแบบต่อเนื่อง , แบบติดตั้ง | https://www.hannathailand.com/product-category/pneumatics-control/tds/tds-installation/ | https://www.hannathailand.com/product/bl983321-1-tds-mini-controller-0-00-to-19-99-mgl-ppm-230v/ | BL983321-1 | 13,910.00 |  | <div aria-labelledby="tab-title-additional_information" class="woocommerce-Tabs-panel woocommerce-Tabs-panel--additional_information panel entry-content" id="tab-additional_information" role="tabpanel"> </div> | Easy to handle Fire retardant casing Selectable overdose protection system Splash resistant cover Dosing Relay: Contact close when measure: > set point This instrument has been designed for TDS control in hydroponics, horticulture and water conditioning. Compact in size, it can be mounted in confined spaces or even right next to the vat or barrel containing the chemicals. These meters permit automatic control of installations previously checked manually. Readings are shown on the display and the multicolored LED continuously indicates if the mini controller is in measurement, dosing or alarm mode. Users can choose automatic or manual dosing mode with a switch on the front panel. Manual control is particularly useful during maintenance operations, because it permits operators to enable or disable the dosing relay according to your need. The overtime control system advises users when the relay is active too long, helping to prevent over dosage. Order Information: The BL 983321-1 is supplied with mounting brackets, transparent cover, and instructions. Product Manuals Manual: Download Specification : Range 0 to 19.99 ppm Resolution 0.01 ppm Accuracy @ 25°C ±2% F.S. TDS Conversion Factor 0.5 Probe HI 7634-00 EC/TDS probe with internal temperature sensor and 2 m (6.6’) cable (not included) Temperature Compensation Automatic, 5 to 50°C (41 to 122°F) with ß = 2%/°C Calibration manual, with CAL trimmer Dosing Relay maximum 2A (fuse protected), 250 Vac, 30 VDC Contact close when measure: > set point Setpoint adjustable from 0 to 19.99 ppm Overtime adjustable, typically from 5 to approx. 30 minutes Power Supply See Chart Dimensions 79 x 49 x 95 mm (3.1 x 1.9 x 3.7’’) | <div aria-labelledby="tab-title-description" class="woocommerce-Tabs-panel woocommerce-Tabs-panel--description panel entry-content active" id="tab-description" role="tabpanel"> <p> </p> <ul> <li>Easy to handle</li> <li>Fire retardant casing</li> <li>Selectable overdose protection system</li> <li>Splash resistant cover</li> </ul> <p><strong>Dosing Relay: Contact close when measure: &gt; set point</strong></p> <p>This instrument has been designed for TDS control in hydroponics, horticulture and water conditioning. Compact in size, it can be mounted in confined spaces or even right next to the vat or barrel containing the chemicals. These meters permit automatic control of installations previously checked manually.</p> <p>Readings are shown on the display and the multicolored LED continuously indicates if the mini controller is in measurement, dosing or alarm mode.</p> <p>Users can choose automatic or manual dosing mode with a switch on the front panel. Manual control is particularly useful during maintenance operations, because it permits operators to enable or disable the dosing relay according to your need.</p> <p>The overtime control system advises users when the relay is active too long, helping to prevent over dosage.</p> <p> </p> <p><strong>Order Information:</strong><br/> The BL 983321-1 is supplied with mounting brackets, transparent cover, and instructions.</p> <div><strong>Product Manuals</strong></div> <p><img align="absmiddle" alt="" border="0" decoding="async" height="22" loading="lazy" src="http://www.hannainst.com/usa/images/icon-pdf.gif" width="20"/> Manual: <a href="http://www.hannathai.com/manuals/en/manBL_983321.pdf" target="_blank" title="Download Product Manual">Download</a></p> <p><strong>Specification :</strong></p> <table class="spec_table"> <tbody> <tr> <td>Range</td> <td> </td> <td>0 to 19.99 ppm</td> </tr> <tr> <td>Resolution</td> <td> </td> <td>0.01 ppm</td> </tr> <tr> <td>Accuracy @ 25°C</td> <td> </td> <td>±2% F.S.</td> </tr> <tr> <td>TDS Conversion Factor</td> <td> </td> <td>0.5</td> </tr> <tr> <td>Probe</td> <td> </td> <td>HI 7634-00 EC/TDS probe with internal temperature sensor and 2 m (6.6’) cable (not included)</td> </tr> <tr> <td>Temperature Compensation</td> <td> </td> <td>Automatic, 5 to 50°C (41 to 122°F) with ß = 2%/°C</td> </tr> <tr> <td>Calibration</td> <td> </td> <td>manual, with CAL trimmer</td> </tr> <tr> <td>Dosing Relay</td> <td> </td> <td>maximum 2A (fuse protected), 250 Vac, 30 VDC Contact close when measure: &gt; set point</td> </tr> <tr> <td>Setpoint</td> <td> </td> <td>adjustable from 0 to 19.99 ppm</td> </tr> <tr> <td>Overtime</td> <td> </td> <td>adjustable, typically from 5 to approx. 30 minutes</td> </tr> <tr> <td>Power Supply</td> <td> </td> <td>See Chart</td> </tr> <tr> <td>Dimensions</td> <td> </td> <td>79 x 49 x 95 mm (3.1 x 1.9 x 3.7’’)</td> </tr> </tbody> </table> <p><strong> </strong></p> </div> | Blackstone BL983321-1 TDS (total dissolved solids) mini controller, 0.00 to 19.99 mg / L, 115/230V. Water treatment, heating and air conditioning systems, cooling towers, surface technology, light industrial processes | <div class="product-short-description"> <p>Blackstone BL983321-1 TDS (total dissolved solids) mini controller, 0.00 to 19.99 mg / L, 115/230V.<br/> Water treatment, heating and air conditioning systems, cooling towers, surface technology, light industrial processes</p> </div> | https://www.hannathailand.com/wp-content/uploads/2022/06/tdsminireglerbis1999mg12v32_11.jpg | น้ำยามาตรฐานสอบเทียบ , สารละลายมาตรฐานความขุ่น 20 NTU , น้ำยามาตรฐานสอบเทียบ ค่ามาตรฐานความเค็ม , เครื่องวัดปริมาณนิกเกิล ช่วงสูง รุ่น HI726 , เครื่องวัดปริมาณไนไตรท์ ช่วงต่ำ รุ่น HI707 , ซัลไฟด์สารต้านอนุมูลอิสระบัฟเฟอร์ , เครื่องวัดปริมาณไนไตรท์ ช่วงสูง ในตัวอย่างน้ำ รุ่น HI708 , เครื่องวัดปริมาณโครเมี่ยม ช่วงสูง รุ่น HI723 | <a class="woocommerce-LoopProduct-link woocommerce-loop-product__link" href="https://www.hannathailand.com/product/hi9828-25/">น้ำยามาตรฐานสอบเทียบ</a> , <a class="woocommerce-LoopProduct-link woocommerce-loop-product__link" href="https://www.hannathailand.com/product/hi93102-20/">สารละลายมาตรฐานความขุ่น 20 NTU</a> , <a class="woocommerce-LoopProduct-link woocommerce-loop-product__link" href="https://www.hannathailand.com/product/hi7083l/">น้ำยามาตรฐานสอบเทียบ ค่ามาตรฐานความเค็ม</a> , <a class="woocommerce-LoopProduct-link woocommerce-loop-product__link" href="https://www.hannathailand.com/product/hi726-checker-hc-nickel-hr/">เครื่องวัดปริมาณนิกเกิล ช่วงสูง รุ่น HI726</a> , <a class="woocommerce-LoopProduct-link woocommerce-loop-product__link" href="https://www.hannathailand.com/product/hi707-checker-hc-nitrite-lr/">เครื่องวัดปริมาณไนไตรท์ ช่วงต่ำ รุ่น HI707</a> , <a class="woocommerce-LoopProduct-link woocommerce-loop-product__link" href="https://www.hannathailand.com/product/hi4015-00/">ซัลไฟด์สารต้านอนุมูลอิสระบัฟเฟอร์</a> , <a class="woocommerce-LoopProduct-link woocommerce-loop-product__link" href="https://www.hannathailand.com/product/hi708-checker-hc-nitrite-hr/">เครื่องวัดปริมาณไนไตรท์ ช่วงสูง ในตัวอย่างน้ำ รุ่น HI708</a> , <a class="woocommerce-LoopProduct-link woocommerce-loop-product__link" href="https://www.hannathailand.com/product/hi723-checker-hc-chromium-vi-hr/">เครื่องวัดปริมาณโครเมี่ยม ช่วงสูง รุ่น HI723</a> | https://www.hannathailand.com/wp-content/uploads/2022/06/tdsminireglerbis1999mg12v32_11-600x600.jpg , https://www.hannathailand.com/wp-content/uploads/2022/06/dim251dfb345dec34-600x600.jpg , https://www.hannathailand.com/wp-content/uploads/2021/12/dim51dfb347ef6d6.png , https://www.hannathailand.com/wp-content/uploads/2021/07/8-500x500.jpg , https://www.hannathailand.com/wp-content/uploads/2021/07/9-500x500.jpg , https://www.hannathailand.com/wp-content/uploads/2021/07/10-500x500.jpg , https://www.hannathailand.com/wp-content/uploads/2022/06/miniphotometerfurnickelhoch841_11-600x600.jpg , https://www.hannathailand.com/wp-content/uploads/2022/06/hi707400-600x600.jpg , https://www.hannathailand.com/wp-content/uploads/2021/07/7-500x500.jpg , https://www.hannathailand.com/wp-content/uploads/2022/06/miniphotometerfurnitrithoch2420_11-600x600.jpg , https://www.hannathailand.com/wp-content/uploads/2022/06/miniphotometerfurchromvihoch839_11-600x600.jpg
67 | BL983322-1 EC Mini Controller, 0 to 19.99 µS/cm, 230V | สินค้าทั้งหมด , เครื่องควบคุมแบบต่อเนื่อง , วัดการนำไฟฟ้า/ของแข็งละลายในน้ำ , แบบติดตั้ง | https://www.hannathailand.com/product-category/pneumatics-control/tds/tds-installation/ | https://www.hannathailand.com/product/bl983322-1-ec-mini-controller-0-to-19-99-%c2%b5scm-230v/ | BL983322-1 | 13,910.00 |  | <div aria-labelledby="tab-title-additional_information" class="woocommerce-Tabs-panel woocommerce-Tabs-panel--additional_information panel entry-content" id="tab-additional_information" role="tabpanel"> </div> | Easy to handle Fire retardant casing Selectable overdose protection system Splash resistant cover This HANNA mini controller has been specially designed for water conditioning and growing applications. Compact in size, it can be mounted in confined spaces or even right next to the vat or barrel containing the chemicals. This meter permits automatic control of installations previously checked manually. EC measurements are shown on the display and the multicolored LED continuously indicates if the mini controller is in measurement, dosing or alarm mode. BL 983322 from 0.00 to 19.99 µS/cm. Users can choose automatic or manual dosing mode with a switch on the front panel. Manual control is particularly useful during maintenance operations, because it permits operators to enable or disable the dosing relay according to need. The overtime control system advices users when the relay is active for too long, helping to prevent over dosage. Order Information:BL 983322-1 ( 115/230V) are supplied with mounting brackets, transparent cover and instruction manual. Product Manuals Manual: Download Specification : Range 0.00 to 19.99 µS/cm Resolution 0.01 µS/cm Accuracy ±2% F.S. Probe HI 7634-00 EC/TDS probe with internal temperature sensor and 2 m (6.6’) cable (not included) Temperature Compensation Automatic, 5 to 50°C (41 to 122°F) with ß = 2%/°C Calibration manual, with CAL trimmer Dosing Relay maximum 2A (fuse protected), 250 Vac, 30 VDC contact close when measure > set point Setpoint adjustable from 0 to 19.99 µS/cm Overtime adjustable, typically from 5 to approx. 30 minutes Power Supply See Chart Dimensions 79 x 49 x 95 mm (3.1 x 1.9 x 3.7’’) | <div aria-labelledby="tab-title-description" class="woocommerce-Tabs-panel woocommerce-Tabs-panel--description panel entry-content active" id="tab-description" role="tabpanel"> <p>Easy to handle</p> <ul> <li>Fire retardant casing</li> <li>Selectable overdose protection system</li> <li>Splash resistant cover</li> </ul> <p> </p> <p>This HANNA mini controller has been specially designed for water conditioning and growing applications. Compact in size, it can be mounted in confined spaces or even right next to the vat or barrel containing the chemicals. This meter permits automatic control of installations previously checked manually.</p> <p>EC measurements are shown on the display and the multicolored LED continuously indicates if the mini controller is in measurement, dosing or alarm mode. BL 983322 from 0.00 to 19.99 µS/cm.</p> <p>Users can choose automatic or manual dosing mode with a switch on the front panel. Manual control is particularly useful during maintenance operations, because it permits operators to enable or disable the dosing relay according to need. The overtime control system advices users when the relay is active for too long, helping to prevent over dosage.</p> <p> </p> <p><strong>Order Information:</strong><br/>BL 983322-1 ( 115/230V) are supplied with mounting brackets, transparent cover and instruction manual.</p> <div><strong>Product Manuals</strong></div> <p><img align="absmiddle" alt="" border="0" decoding="async" height="22" loading="lazy" src="http://www.hannainst.com/usa/images/icon-pdf.gif" width="20"/> Manual: <a href="http://www.hannathai.com/manuals/en/manBL_983322.pdf" target="_blank" title="Download Product Manual">Download</a></p> <p><strong>Specification :</strong></p> <table class="spec_table"> <tbody> <tr> <td>Range</td> <td> </td> <td>0.00 to 19.99 µS/cm</td> </tr> <tr> <td>Resolution</td> <td> </td> <td>0.01 µS/cm</td> </tr> <tr> <td>Accuracy</td> <td> </td> <td>±2% F.S.</td> </tr> <tr> <td>Probe</td> <td> </td> <td>HI 7634-00 EC/TDS probe with internal temperature sensor and 2 m (6.6’) cable (not included)</td> </tr> <tr> <td>Temperature Compensation</td> <td> </td> <td>Automatic, 5 to 50°C (41 to 122°F) with ß = 2%/°C</td> </tr> <tr> <td>Calibration</td> <td> </td> <td>manual, with CAL trimmer</td> </tr> <tr> <td>Dosing Relay</td> <td> </td> <td>maximum 2A (fuse protected), 250 Vac, 30 VDC contact close when measure &gt; set point</td> </tr> <tr> <td>Setpoint</td> <td> </td> <td>adjustable from 0 to 19.99 µS/cm</td> </tr> <tr> <td>Overtime</td> <td> </td> <td>adjustable, typically from 5 to approx. 30 minutes</td> </tr> <tr> <td>Power Supply</td> <td> </td> <td>See Chart</td> </tr> <tr> <td>Dimensions</td> <td> </td> <td>79 x 49 x 95 mm (3.1 x 1.9 x 3.7’’)</td> </tr> </tbody> </table> </div> | Blackstone BL983322-1 Mini Conductivity Controller, 0 to 19.99 uS / cm, 115/230 V Water treatment, heating and air conditioning systems, cooling towers, surface technology, Simple industrial processes | <div class="product-short-description"> <p>Blackstone BL983322-1 Mini Conductivity Controller, 0 to 19.99 uS / cm, 115/230 V<br/> Water treatment, heating and air conditioning systems, cooling towers, surface technology, Simple industrial processes</p> </div> | https://www.hannathailand.com/wp-content/uploads/2022/06/ecminireglerbis1999scm12v34_1151dfc65dab3ae.jpg | เครื่องวัดปริมาณแอมโมเนีย ช่วงสูง รุ่น HI733 , น้ำยามาตรฐานสำหรับค่าโซเดียม , เครื่องวัดสีในน้ำตัวอย่าง HI727 , น้ำยามาตรฐานสอบเทียบ , น้ำยามาตรฐานสอบเทียบ ค่ามาตรฐานความเค็ม , สารละลายมาตรฐานความขุ่น 20 NTU , เครื่องวัดปริมาณโครเมี่ยม ช่วงสูง รุ่น HI723 , เครื่องวัดปริมาณฟลูออไรด์ ช่วงต่ำ รุ่น HI729 | <a class="woocommerce-LoopProduct-link woocommerce-loop-product__link" href="https://www.hannathailand.com/product/hi733-checker-hc-ammonia-hr/">เครื่องวัดปริมาณแอมโมเนีย ช่วงสูง รุ่น HI733</a> , <a class="woocommerce-LoopProduct-link woocommerce-loop-product__link" href="https://www.hannathailand.com/product/hi7090l/">น้ำยามาตรฐานสำหรับค่าโซเดียม</a> , <a class="woocommerce-LoopProduct-link woocommerce-loop-product__link" href="https://www.hannathailand.com/product/hi727-checker-hc-color-of-water/">เครื่องวัดสีในน้ำตัวอย่าง HI727</a> , <a class="woocommerce-LoopProduct-link woocommerce-loop-product__link" href="https://www.hannathailand.com/product/hi9828-25/">น้ำยามาตรฐานสอบเทียบ</a> , <a class="woocommerce-LoopProduct-link woocommerce-loop-product__link" href="https://www.hannathailand.com/product/hi7080l/">น้ำยามาตรฐานสอบเทียบ ค่ามาตรฐานความเค็ม</a> , <a class="woocommerce-LoopProduct-link woocommerce-loop-product__link" href="https://www.hannathailand.com/product/hi93102-20/">สารละลายมาตรฐานความขุ่น 20 NTU</a> , <a class="woocommerce-LoopProduct-link woocommerce-loop-product__link" href="https://www.hannathailand.com/product/hi723-checker-hc-chromium-vi-hr/">เครื่องวัดปริมาณโครเมี่ยม ช่วงสูง รุ่น HI723</a> , <a class="woocommerce-LoopProduct-link woocommerce-loop-product__link" href="https://www.hannathailand.com/product/hi729-checker-hc-fluoride-lr/">เครื่องวัดปริมาณฟลูออไรด์ ช่วงต่ำ รุ่น HI729</a> | https://www.hannathailand.com/wp-content/uploads/2022/06/ecminireglerbis1999scm12v34_1151dfc65dab3ae-600x600.jpg , https://www.hannathailand.com/wp-content/uploads/2022/06/dim251dfb345dec34-600x600.jpg , https://www.hannathailand.com/wp-content/uploads/2021/12/dim51dfb347ef6d6.png , https://www.hannathailand.com/wp-content/uploads/2022/06/miniphotometerfurammoniumhoch2418_11-600x600.jpg , https://www.hannathailand.com/wp-content/uploads/2021/07/12-500x500.jpg , https://www.hannathailand.com/wp-content/uploads/2022/06/miniphotometerfurfarbe843_11-600x600.jpg , https://www.hannathailand.com/wp-content/uploads/2021/07/8-500x500.jpg , https://www.hannathailand.com/wp-content/uploads/2021/07/11-500x500.jpg , https://www.hannathailand.com/wp-content/uploads/2021/07/9-500x500.jpg , https://www.hannathailand.com/wp-content/uploads/2022/06/miniphotometerfurchromvihoch839_11-600x600.jpg , https://www.hannathailand.com/wp-content/uploads/2022/06/miniphotometerfurfluoridniedrig844_11-600x600.jpg
68 | BL983327-1 EC Mini Controller upto 10.00 mS/cm, 230V | วัดการนำไฟฟ้า/ของแข็งละลายในน้ำ , สินค้าทั้งหมด , เครื่องควบคุมแบบต่อเนื่อง , แบบติดตั้ง | https://www.hannathailand.com/product-category/pneumatics-control/tds/tds-installation/ | https://www.hannathailand.com/product/bl983327-1-ec-mini-controller-upto-10-00-mscm-230v/ | BL983327-1 | 13,910.00 |  | <div aria-labelledby="tab-title-additional_information" class="woocommerce-Tabs-panel woocommerce-Tabs-panel--additional_information panel entry-content" id="tab-additional_information" role="tabpanel"> </div> | Easy to handle Fire retardant casing Selectable overdose protection system Splash resistant cover Dosing Relay: contact close when measure > set point BL 983327 is a panel mounted mini controller with an output relay that has been designed for easy, affordable installation in tight spaces—ideal for simple yet effective process control. This instrument is provided with automatic compensation for variations in temperature. The probe (not included) is easy to clean and requires very little maintenance. The calibration is performed at one point, through a trimmer. All wiring and connections to external devices are done through the terminals on the rear panel. The multicolor LED continuously indicates if the controller is in measurement, dosing or alarm mode. Users can choose automatic or manual dosing mode by a switch on the front panel. Manual control is particularly useful during maintenance operations because it permits operators to enable or disable the dosing relay according to need. To help prevent overdosing, the overtime control system advises users when the relay is active too long. Order Information:BL 983327-1 ( 115/230V) is supplied with mounting brackets, transparent cover and instruction manual. Product Manuals Manual: Download Specification : Range 0.00 to 10.00 mS/cm Resolution 0.01 mS/cm Accuracy @ 25°C ±2% F.S. Probe HI 7632-00 EC/TDS probe with internal temperature sensor and 2 m (6.6’) cable (not included) Temperature Compensation Automatic, 5 to 50°C (41 to 122°F) with ß = 2%/°C Calibration manual, with CAL trimmer Dosing Relay maximum 2A (fuse protected), 250 Vac, 30 VDC, contact close when measure > set point Setpoint adjustable from 0 to 10 mS/cm Overtime adjustable, typically from 5 to approx. 30 minutes Power Supply See Chart Dimensions 79 x 49 x 95 mm (3.1 x 1.9 x 3.7’’) | <div aria-labelledby="tab-title-description" class="woocommerce-Tabs-panel woocommerce-Tabs-panel--description panel entry-content active" id="tab-description" role="tabpanel"> <ul> <li>Easy to handle</li> <li>Fire retardant casing</li> <li>Selectable overdose protection system</li> <li>Splash resistant cover</li> </ul> <p><strong>Dosing Relay: contact close when measure &gt; set point </strong></p> <p>BL 983327 is a panel mounted mini controller with an output relay that has been designed for easy, affordable installation in tight spaces—ideal for simple yet effective process control.</p> <p>This instrument is provided with automatic compensation for variations in temperature. The probe (not included) is easy to clean and requires very little maintenance. The calibration is performed at one point, through a trimmer.</p> <p>All wiring and connections to external devices are done through the terminals <br/> on the rear panel. The multicolor LED continuously indicates if the controller is in measurement, dosing or alarm mode.</p> <p>Users can choose automatic or manual dosing mode by a switch on the front panel. Manual control is particularly useful during maintenance operations because it permits operators to enable or disable the dosing relay according to need. To help prevent overdosing, the overtime control system advises users when the relay is active <br/> too long.</p> <p> </p> <p><strong>Order Information:</strong><br/>BL 983327-1 ( 115/230V) is supplied with mounting brackets, transparent cover and instruction manual.</p> <div><strong>Product Manuals</strong></div> <p><img align="absmiddle" alt="" border="0" decoding="async" height="22" loading="lazy" src="http://www.hannainst.com/usa/images/icon-pdf.gif" width="20"/> Manual: <a href="http://www.hannathai.com/manuals/en/manBL_983327.pdf" rel="noopener" target="_blank" title="Download Product Manual">Download</a></p> <p><strong>Specification :</strong></p> <table class="spec_table"> <tbody> <tr> <td>Range</td> <td> </td> <td>0.00 to 10.00 mS/cm</td> </tr> <tr> <td>Resolution</td> <td> </td> <td>0.01 mS/cm</td> </tr> <tr> <td>Accuracy @ 25°C</td> <td> </td> <td>±2% F.S.</td> </tr> <tr> <td>Probe</td> <td> </td> <td>HI 7632-00 EC/TDS probe with internal temperature sensor and 2 m (6.6’) cable (not included)</td> </tr> <tr> <td>Temperature Compensation</td> <td> </td> <td>Automatic, 5 to 50°C (41 to 122°F) with ß = 2%/°C</td> </tr> <tr> <td>Calibration</td> <td> </td> <td>manual, with CAL trimmer</td> </tr> <tr> <td>Dosing Relay</td> <td> </td> <td>maximum 2A (fuse protected), 250 Vac, 30 VDC, contact close when measure &gt; set point</td> </tr> <tr> <td>Setpoint</td> <td> </td> <td>adjustable from 0 to 10 mS/cm</td> </tr> <tr> <td>Overtime</td> <td> </td> <td>adjustable, typically from 5 to approx. 30 minutes</td> </tr> <tr> <td>Power Supply</td> <td> </td> <td>See Chart</td> </tr> <tr> <td>Dimensions</td> <td> </td> <td>79 x 49 x 95 mm (3.1 x 1.9 x 3.7’’)</td> </tr> </tbody> </table> </div> | Blackstone BL983327-1 Mini Conductivity Controller by 10.00 mS / cm, 115/230V. Dosing Relay – closes the contact when measured value> limit. | <div class="product-short-description"> <p>Blackstone BL983327-1 Mini Conductivity Controller by 10.00 mS / cm, 115/230V.<br/> Dosing Relay – closes the contact when measured value&gt; limit.</p> </div> | https://www.hannathailand.com/wp-content/uploads/2022/06/ecminireglerbis1000mscm12vkontaktzubeiecgrenzwert38_1151dfe54dd4b07.jpg | เครื่องวัดปริมาณฟอสเฟต ช่วงสูง รุ่น HI717 , เครื่องวัดคลอรีน , เครื่องวัดปริมาณนิกเกิล ช่วงสูง รุ่น HI726 , เซ็นเซอร์วัดออกซิเจนในน้ำสำหรับ HI9829 มัลติพารามิเตอร์ , เครื่องวัดปริมาณคลอรีนรวม รุ่น HI711 , เครื่องควบคุมค่าความนำไฟฟ้า , เครื่องวัดปริมาณแอมโมเนีย ในน้ำ รุ่น HI715 , เครื่องวัดปริมาณฟลูออไรด์ ช่วงต่ำ รุ่น HI729 | <a class="woocommerce-LoopProduct-link woocommerce-loop-product__link" href="https://www.hannathailand.com/product/hi717-checker-hc-phosphate-hr/">เครื่องวัดปริมาณฟอสเฟต ช่วงสูง รุ่น HI717</a> , <a class="woocommerce-LoopProduct-link woocommerce-loop-product__link" href="https://www.hannathailand.com/product/free-chlorine/">เครื่องวัดคลอรีน</a> , <a class="woocommerce-LoopProduct-link woocommerce-loop-product__link" href="https://www.hannathailand.com/product/hi726-checker-hc-nickel-hr/">เครื่องวัดปริมาณนิกเกิล ช่วงสูง รุ่น HI726</a> , <a class="woocommerce-LoopProduct-link woocommerce-loop-product__link" href="https://www.hannathailand.com/product/hi7609829-2/">เซ็นเซอร์วัดออกซิเจนในน้ำสำหรับ HI9829 มัลติพารามิเตอร์</a> , <a class="woocommerce-LoopProduct-link woocommerce-loop-product__link" href="https://www.hannathailand.com/product/hi711-checker-hc-total-chlorine/">เครื่องวัดปริมาณคลอรีนรวม รุ่น HI711</a> , <a class="woocommerce-LoopProduct-link woocommerce-loop-product__link" href="https://www.hannathailand.com/product/hi8931cn/">เครื่องควบคุมค่าความนำไฟฟ้า</a> , <a class="woocommerce-LoopProduct-link woocommerce-loop-product__link" href="https://www.hannathailand.com/product/hi715-checker-hc-ammonia-mr/">เครื่องวัดปริมาณแอมโมเนีย ในน้ำ รุ่น HI715</a> , <a class="woocommerce-LoopProduct-link woocommerce-loop-product__link" href="https://www.hannathailand.com/product/hi729-checker-hc-fluoride-lr/">เครื่องวัดปริมาณฟลูออไรด์ ช่วงต่ำ รุ่น HI729</a> | https://www.hannathailand.com/wp-content/uploads/2022/06/ecminireglerbis1000mscm12vkontaktzubeiecgrenzwert38_1151dfe54dd4b07-600x600.jpg , https://www.hannathailand.com/wp-content/uploads/2022/06/dim251dfb345dec34-600x600.jpg , https://www.hannathailand.com/wp-content/uploads/2021/12/dim51dfb347ef6d6.png , https://www.hannathailand.com/wp-content/uploads/2022/06/miniphotometerfurphosphathoch827_11-600x600.jpg , https://www.hannathailand.com/wp-content/uploads/2021/07/1-500x500.jpg , https://www.hannathailand.com/wp-content/uploads/2022/06/miniphotometerfurnickelhoch841_11-600x600.jpg , https://www.hannathailand.com/wp-content/uploads/2021/07/5-500x500.jpg , https://www.hannathailand.com/wp-content/uploads/2022/06/hi711_lg-600x600.jpg , https://www.hannathailand.com/wp-content/uploads/2021/07/2-500x500.jpg , https://www.hannathailand.com/wp-content/uploads/2022/06/miniphotometerfurammoniakmittel2416_11-600x600.jpg , https://www.hannathailand.com/wp-content/uploads/2022/06/miniphotometerfurfluoridniedrig844_11-600x600.jpg
69 | BL983329-1 TDS Mini Controller 0.0 to 999 mg/L (ppm) – 230V | วัดการนำไฟฟ้า/ของแข็งละลายในน้ำ , สินค้าทั้งหมด , เครื่องควบคุมแบบต่อเนื่อง , แบบติดตั้ง | https://www.hannathailand.com/product-category/pneumatics-control/tds/tds-installation/ | https://www.hannathailand.com/product/bl983329-1-tds-mini-controller-0-0-to-999-mgl-ppm-230v/ | BL983329-1 | 13,910.00 |  | <div aria-labelledby="tab-title-additional_information" class="woocommerce-Tabs-panel woocommerce-Tabs-panel--additional_information panel entry-content" id="tab-additional_information" role="tabpanel"> </div> | Easy to handle Fire retardant casing Selectable overdose protection system Splash resistant cover Dosing Relay: Contact close when measure: > set point This instrument has been designed for TDS control in hydroponics, horticulture and water conditioning. Compact in size, it can be mounted in confined spaces or even right next to the vat or barrel containing the chemicals. These meters permit automatic control of installations previously checked manually. Readings are shown on the display and the multicolored LED continuously indicates if the mini controller is in measurement, dosing or alarm mode. Users can choose automatic or manual dosing mode with a switch on the front panel. Manual control is particularly useful during maintenance operations, because it permits operators to enable or disable the dosing relay according to your need. The overtime control system advises users when the relay is active too long, helping to prevent over dosage. Order Information:BL 983329-1 ( 115/230V) is supplied with mounting brackets, transparent cover and instruction manual. Product Manuals Manual: Download Specification : Range 0 to 999 ppm Resolution 1 ppm Accuracy @ 25°C ±2% F.S. TDS Conversion Factor 0.5 Probe HI 7634-00 EC/TDS probe with internal temperature sensor and 2 m (6.6’) cable (not included) Temperature Compensation Automatic, 5 to 50°C (41 to 122°F) with ß = 2%/°C Calibration manual, with CAL trimmer Dosing Relay maximum 2A (fuse protected), 250 Vac, 30 VDC Contact close when measure: > set point Setpoint adjustable from 0 to 999 ppm Overtime adjustable, typically from 5 to approx. 30 minutes Power Supply See Chart Dimensions 79 x 49 x 95 mm (3.1 x 1.9 x 3.7’’) | <div aria-labelledby="tab-title-description" class="woocommerce-Tabs-panel woocommerce-Tabs-panel--description panel entry-content active" id="tab-description" role="tabpanel"> <p> </p> <ul> <li>Easy to handle</li> <li>Fire retardant casing</li> <li>Selectable overdose protection system</li> <li>Splash resistant cover</li> </ul> <p> <strong>Dosing Relay: Contact close when measure: &gt; set point</strong></p> <p>This instrument has been designed for TDS control in hydroponics, horticulture and water conditioning. Compact in size, it can be mounted in confined spaces or even right next to the vat or barrel containing the chemicals. These meters permit automatic control of installations previously checked manually.</p> <p>Readings are shown on the display and the multicolored LED continuously indicates if the mini controller is in measurement, dosing or alarm mode.</p> <p>Users can choose automatic or manual dosing mode with a switch on the front panel. Manual control is particularly useful during maintenance operations, because it permits operators to enable or disable the dosing relay according to your need.</p> <p>The overtime control system advises users when the relay is active too long, helping to prevent over dosage.</p> <p> </p> <p><strong>Order Information:</strong><br/>BL 983329-1 ( 115/230V) is supplied with mounting brackets, transparent cover and instruction manual.</p> <div><strong>Product Manuals</strong></div> <p><img align="absmiddle" alt="" border="0" decoding="async" height="22" loading="lazy" src="http://www.hannainst.com/usa/images/icon-pdf.gif" width="20"/> Manual: <a href="http://www.hannathai.com/manuals/en/manBL_983329.pdf" rel="noopener" target="_blank" title="Download Product Manual">Download</a></p> <p><strong>Specification :</strong></p> <table class="spec_table"> <tbody> <tr> <td>Range</td> <td> </td> <td>0 to 999 ppm</td> </tr> <tr> <td>Resolution</td> <td> </td> <td>1 ppm</td> </tr> <tr> <td>Accuracy @ 25°C</td> <td> </td> <td>±2% F.S.</td> </tr> <tr> <td>TDS Conversion Factor</td> <td> </td> <td>0.5</td> </tr> <tr> <td>Probe</td> <td> </td> <td>HI 7634-00 EC/TDS probe with internal temperature sensor and 2 m (6.6’) cable (not included)</td> </tr> <tr> <td>Temperature Compensation</td> <td> </td> <td>Automatic, 5 to 50°C (41 to 122°F) with ß = 2%/°C</td> </tr> <tr> <td>Calibration</td> <td> </td> <td>manual, with CAL trimmer</td> </tr> <tr> <td>Dosing Relay</td> <td> </td> <td>maximum 2A (fuse protected), 250 Vac, 30 VDC Contact close when measure: &gt; set point</td> </tr> <tr> <td>Setpoint</td> <td> </td> <td>adjustable from 0 to 999 ppm</td> </tr> <tr> <td>Overtime</td> <td> </td> <td>adjustable, typically from 5 to approx. 30 minutes</td> </tr> <tr> <td>Power Supply</td> <td> </td> <td>See Chart</td> </tr> <tr> <td>Dimensions</td> <td> </td> <td>79 x 49 x 95 mm (3.1 x 1.9 x 3.7’’)</td> </tr> </tbody> </table> <p><strong> </strong></p> </div> | Blackstone BL983329-1 TDS (total dissolved solids) mini controller, 0 to 999 mg / L, 115/230V. Water treatment, heating and air conditioning systems, cooling towers, surface technology, light industrial processes | <div class="product-short-description"> <p>Blackstone BL983329-1 TDS (total dissolved solids) mini controller, 0 to 999 mg / L, 115/230V.<br/> Water treatment, heating and air conditioning systems, cooling towers, surface technology, light industrial processes</p> </div> | https://www.hannathailand.com/wp-content/uploads/2022/06/tdsminireglerbis999mgl12v40_1151dfd2e4756ef.jpg | เครื่องวัดปริมาณฟอสเฟต ช่วงสูง รุ่น HI717 , เครื่องวัดปริมาณนิกเกิล ช่วงสูง รุ่น HI726 , เครื่องวัดปริมาณโครเมี่ยม ช่วงสูง รุ่น HI723 , เครื่องวัดปริมาณแอมโมเนีย ช่วงสูง รุ่น HI733 , เครื่องวัดปริมาณคลอรีนรวม รุ่น HI711 , เครื่องวัดสีในน้ำตัวอย่าง HI727 , น้ำยามาตรฐานสอบเทียบ ค่ามาตรฐานความเค็ม , เครื่องวัดปริมาณซิลิกา ช่วงต่ำ ในตัวอย่างน้ำ รุ่น HI705 | <a class="woocommerce-LoopProduct-link woocommerce-loop-product__link" href="https://www.hannathailand.com/product/hi717-checker-hc-phosphate-hr/">เครื่องวัดปริมาณฟอสเฟต ช่วงสูง รุ่น HI717</a> , <a class="woocommerce-LoopProduct-link woocommerce-loop-product__link" href="https://www.hannathailand.com/product/hi726-checker-hc-nickel-hr/">เครื่องวัดปริมาณนิกเกิล ช่วงสูง รุ่น HI726</a> , <a class="woocommerce-LoopProduct-link woocommerce-loop-product__link" href="https://www.hannathailand.com/product/hi723-checker-hc-chromium-vi-hr/">เครื่องวัดปริมาณโครเมี่ยม ช่วงสูง รุ่น HI723</a> , <a class="woocommerce-LoopProduct-link woocommerce-loop-product__link" href="https://www.hannathailand.com/product/hi733-checker-hc-ammonia-hr/">เครื่องวัดปริมาณแอมโมเนีย ช่วงสูง รุ่น HI733</a> , <a class="woocommerce-LoopProduct-link woocommerce-loop-product__link" href="https://www.hannathailand.com/product/hi711-checker-hc-total-chlorine/">เครื่องวัดปริมาณคลอรีนรวม รุ่น HI711</a> , <a class="woocommerce-LoopProduct-link woocommerce-loop-product__link" href="https://www.hannathailand.com/product/hi727-checker-hc-color-of-water/">เครื่องวัดสีในน้ำตัวอย่าง HI727</a> , <a class="woocommerce-LoopProduct-link woocommerce-loop-product__link" href="https://www.hannathailand.com/product/hi7080l/">น้ำยามาตรฐานสอบเทียบ ค่ามาตรฐานความเค็ม</a> , <a class="woocommerce-LoopProduct-link woocommerce-loop-product__link" href="https://www.hannathailand.com/product/hi705-checker-hc-silica-lr/">เครื่องวัดปริมาณซิลิกา ช่วงต่ำ ในตัวอย่างน้ำ รุ่น HI705</a> | https://www.hannathailand.com/wp-content/uploads/2022/06/tdsminireglerbis999mgl12v40_1151dfd2e4756ef-600x600.jpg , https://www.hannathailand.com/wp-content/uploads/2022/06/dim251dfb345dec34-600x600.jpg , https://www.hannathailand.com/wp-content/uploads/2021/12/dim51dfb347ef6d6.png , https://www.hannathailand.com/wp-content/uploads/2022/06/miniphotometerfurphosphathoch827_11-600x600.jpg , https://www.hannathailand.com/wp-content/uploads/2022/06/miniphotometerfurnickelhoch841_11-600x600.jpg , https://www.hannathailand.com/wp-content/uploads/2022/06/miniphotometerfurchromvihoch839_11-600x600.jpg , https://www.hannathailand.com/wp-content/uploads/2022/06/miniphotometerfurammoniumhoch2418_11-600x600.jpg , https://www.hannathailand.com/wp-content/uploads/2022/06/hi711_lg-600x600.jpg , https://www.hannathailand.com/wp-content/uploads/2022/06/miniphotometerfurfarbe843_11-600x600.jpg , https://www.hannathailand.com/wp-content/uploads/2021/07/11-500x500.jpg , https://www.hannathailand.com/wp-content/uploads/2022/06/hi705400-600x600.jpg
70 | Calibration Standard HI 701 Checker HC ® | สินค้าทั้งหมด , อุตสาหกรรมอาหาร , เครื่องโฟโตมิเตอร์ , แบบพกพาสะดวก | https://www.hannathailand.com/product-category/spectrophotometer/photometer-portable/ | https://www.hannathailand.com/product/calibration-standard-hi-701-checker-hc/ | HI701-11 | 802.50 |  | <div aria-labelledby="tab-title-additional_information" class="woocommerce-Tabs-panel woocommerce-Tabs-panel--additional_information panel entry-content" id="tab-additional_information" role="tabpanel"> </div> | Calibration Standard for HI 701 Checker HC ® | <div aria-labelledby="tab-title-description" class="woocommerce-Tabs-panel woocommerce-Tabs-panel--description panel entry-content active" id="tab-description" role="tabpanel"> <p> Calibration Standard for HI 701 Checker HC ®</p> </div> | Calibration Standard for HI 701 Checker HC ® | <div class="product-short-description"> <p>Calibration Standard for HI 701 Checker HC ®</p> </div> | https://www.hannathailand.com/wp-content/uploads/2022/06/kalibrierstandardfurhi7002400_11.jpg | เครื่องควบคุมค่าความนำไฟฟ้า , เครื่องวัดสีในน้ำตัวอย่าง HI727 , เครื่องวัดปริมาณแอมโมเนีย ช่วงต่ำ รุ่น HI700 , เครื่องวัดปริมาณฟอสฟอรัส ช่วงต่ำมาก รุ่น HI736 , เครื่องวัดปริมาณคลอรีนอิสระ รุ่น HI701 , เครื่องวัดปริมาณโครเมี่ยม ช่วงสูง รุ่น HI723 , เซ็นเซอร์วัดออกซิเจนในน้ำสำหรับ HI9829 มัลติพารามิเตอร์ , สารละลายมาตรฐานความขุ่น 20 NTU | <a class="woocommerce-LoopProduct-link woocommerce-loop-product__link" href="https://www.hannathailand.com/product/hi8931cn/">เครื่องควบคุมค่าความนำไฟฟ้า</a> , <a class="woocommerce-LoopProduct-link woocommerce-loop-product__link" href="https://www.hannathailand.com/product/hi727-checker-hc-color-of-water/">เครื่องวัดสีในน้ำตัวอย่าง HI727</a> , <a class="woocommerce-LoopProduct-link woocommerce-loop-product__link" href="https://www.hannathailand.com/product/hi700-checker-hc-ammonia-lr/">เครื่องวัดปริมาณแอมโมเนีย ช่วงต่ำ รุ่น HI700</a> , <a class="woocommerce-LoopProduct-link woocommerce-loop-product__link" href="https://www.hannathailand.com/product/phosphorous-marine/">เครื่องวัดปริมาณฟอสฟอรัส ช่วงต่ำมาก รุ่น HI736</a> , <a class="woocommerce-LoopProduct-link woocommerce-loop-product__link" href="https://www.hannathailand.com/product/hi701-checker-hc-free-chlorine/">เครื่องวัดปริมาณคลอรีนอิสระ รุ่น HI701</a> , <a class="woocommerce-LoopProduct-link woocommerce-loop-product__link" href="https://www.hannathailand.com/product/hi723-checker-hc-chromium-vi-hr/">เครื่องวัดปริมาณโครเมี่ยม ช่วงสูง รุ่น HI723</a> , <a class="woocommerce-LoopProduct-link woocommerce-loop-product__link" href="https://www.hannathailand.com/product/hi7609829-2/">เซ็นเซอร์วัดออกซิเจนในน้ำสำหรับ HI9829 มัลติพารามิเตอร์</a> , <a class="woocommerce-LoopProduct-link woocommerce-loop-product__link" href="https://www.hannathailand.com/product/hi93102-20/">สารละลายมาตรฐานความขุ่น 20 NTU</a> | https://www.hannathailand.com/wp-content/uploads/2022/06/kalibrierstandardfurhi7002400_11-600x600.jpg , https://www.hannathailand.com/wp-content/uploads/2022/06/kalibrierstandardfurhi7012393_11-600x600.jpg , https://www.hannathailand.com/wp-content/uploads/2021/07/2-500x500.jpg , https://www.hannathailand.com/wp-content/uploads/2022/06/miniphotometerfurfarbe843_11-600x600.jpg , https://www.hannathailand.com/wp-content/uploads/2022/06/hi700_400pxl-600x600.jpg , https://www.hannathailand.com/wp-content/uploads/2021/12/HI736-600x600.jpg , https://www.hannathailand.com/wp-content/uploads/2021/11/hi701-500x500.jpg , https://www.hannathailand.com/wp-content/uploads/2022/06/miniphotometerfurchromvihoch839_11-600x600.jpg , https://www.hannathailand.com/wp-content/uploads/2021/07/5-500x500.jpg , https://www.hannathailand.com/wp-content/uploads/2021/07/9-500x500.jpg
71 | Calibration Standard HI 706 Checker HC ® | สินค้าทั้งหมด , อุตสาหกรรมอาหาร , เครื่องโฟโตมิเตอร์ , แบบพกพาสะดวก | https://www.hannathailand.com/product-category/spectrophotometer/photometer-portable/ | https://www.hannathailand.com/product/calibration-standard-hi-706-checker-hc/ | HI706-11 | 802.50 |  | <div aria-labelledby="tab-title-additional_information" class="woocommerce-Tabs-panel woocommerce-Tabs-panel--additional_information panel entry-content" id="tab-additional_information" role="tabpanel"> </div> | Kalibrierstandard für HI 706 Checker HC ® | <div aria-labelledby="tab-title-description" class="woocommerce-Tabs-panel woocommerce-Tabs-panel--description panel entry-content active" id="tab-description" role="tabpanel"> <p>Kalibrierstandard für HI 706 Checker HC ®</p> </div> | Kalibrierstandard für HI 706 Checker HC ® | <div class="product-short-description"> <p>Kalibrierstandard für HI 706 Checker HC ®</p> </div> | https://www.hannathailand.com/wp-content/uploads/2022/06/kalibrierstandardfurhi736864_11.jpg | เครื่องวัดปริมาณแอมโมเนีย ช่วงต่ำ รุ่น HI700 , เครื่องวัดปริมาณแอมโมเนีย ในน้ำ รุ่น HI715 , เซ็นเซอร์วัดออกซิเจนในน้ำสำหรับ HI9829 มัลติพารามิเตอร์ , เครื่องวัดปริมาณคลอรีนรวม รุ่น HI711 , เครื่องวัดปริมาณฟอสเฟต ช่วงสูง รุ่น HI717 , ซัลไฟด์สารต้านอนุมูลอิสระบัฟเฟอร์ , เครื่องวัดปริมาณโครเมี่ยม ช่วงสูง รุ่น HI723 , เครื่องวัดปริมาณไนไตรท์ ช่วงต่ำ รุ่น HI707 | <a class="woocommerce-LoopProduct-link woocommerce-loop-product__link" href="https://www.hannathailand.com/product/hi700-checker-hc-ammonia-lr/">เครื่องวัดปริมาณแอมโมเนีย ช่วงต่ำ รุ่น HI700</a> , <a class="woocommerce-LoopProduct-link woocommerce-loop-product__link" href="https://www.hannathailand.com/product/hi715-checker-hc-ammonia-mr/">เครื่องวัดปริมาณแอมโมเนีย ในน้ำ รุ่น HI715</a> , <a class="woocommerce-LoopProduct-link woocommerce-loop-product__link" href="https://www.hannathailand.com/product/hi7609829-2/">เซ็นเซอร์วัดออกซิเจนในน้ำสำหรับ HI9829 มัลติพารามิเตอร์</a> , <a class="woocommerce-LoopProduct-link woocommerce-loop-product__link" href="https://www.hannathailand.com/product/hi711-checker-hc-total-chlorine/">เครื่องวัดปริมาณคลอรีนรวม รุ่น HI711</a> , <a class="woocommerce-LoopProduct-link woocommerce-loop-product__link" href="https://www.hannathailand.com/product/hi717-checker-hc-phosphate-hr/">เครื่องวัดปริมาณฟอสเฟต ช่วงสูง รุ่น HI717</a> , <a class="woocommerce-LoopProduct-link woocommerce-loop-product__link" href="https://www.hannathailand.com/product/hi4015-00/">ซัลไฟด์สารต้านอนุมูลอิสระบัฟเฟอร์</a> , <a class="woocommerce-LoopProduct-link woocommerce-loop-product__link" href="https://www.hannathailand.com/product/hi723-checker-hc-chromium-vi-hr/">เครื่องวัดปริมาณโครเมี่ยม ช่วงสูง รุ่น HI723</a> , <a class="woocommerce-LoopProduct-link woocommerce-loop-product__link" href="https://www.hannathailand.com/product/hi707-checker-hc-nitrite-lr/">เครื่องวัดปริมาณไนไตรท์ ช่วงต่ำ รุ่น HI707</a> | https://www.hannathailand.com/wp-content/uploads/2022/06/hi700_400pxl-600x600.jpg , https://www.hannathailand.com/wp-content/uploads/2022/06/miniphotometerfurammoniakmittel2416_11-600x600.jpg , https://www.hannathailand.com/wp-content/uploads/2021/07/5-500x500.jpg , https://www.hannathailand.com/wp-content/uploads/2022/06/hi711_lg-600x600.jpg , https://www.hannathailand.com/wp-content/uploads/2022/06/miniphotometerfurphosphathoch827_11-600x600.jpg , https://www.hannathailand.com/wp-content/uploads/2021/07/7-500x500.jpg , https://www.hannathailand.com/wp-content/uploads/2022/06/miniphotometerfurchromvihoch839_11-600x600.jpg , https://www.hannathailand.com/wp-content/uploads/2022/06/hi707400-600x600.jpg
72 | Calibration Standard HI 711 Checker HC ® | สินค้าทั้งหมด , อุตสาหกรรมอาหาร , เครื่องโฟโตมิเตอร์ , แบบพกพาสะดวก | https://www.hannathailand.com/product-category/spectrophotometer/photometer-portable/ | https://www.hannathailand.com/product/calibration-standard-hi-711-checker-hc/ | HI711-11 | 802.50 |  | <div aria-labelledby="tab-title-additional_information" class="woocommerce-Tabs-panel woocommerce-Tabs-panel--additional_information panel entry-content" id="tab-additional_information" role="tabpanel"> </div> | Calibration Standard for HI 711 Checker HC ® | <div aria-labelledby="tab-title-description" class="woocommerce-Tabs-panel woocommerce-Tabs-panel--description panel entry-content active" id="tab-description" role="tabpanel"> <p> Calibration Standard for HI 711 Checker HC ®</p> </div> | Calibration Standard for HI 711 Checker HC ® | <div class="product-short-description"> <p>Calibration Standard for HI 711 Checker HC ®</p> </div> | https://www.hannathailand.com/wp-content/uploads/2022/06/kalibrierstandardfurhi7012393_1151cb2083e18e8.jpg | น้ำยามาตรฐานสอบเทียบ ค่ามาตรฐานความเค็ม , เครื่องวัดปริมาณฟอสเฟต ช่วงต่ำ รุ่น HI713 , เครื่องวัดปริมาณนิกเกิล ช่วงสูง รุ่น HI726 , เครื่องวัดปริมาณฟอสเฟต ช่วงสูง รุ่น HI717 , น้ำยามาตรฐานสอบเทียบ , เครื่องวัดปริมาณไอโอดีน รุ่น HI718 , เครื่องวัดค่าเหล็ก รุ่น HI721 , เครื่องวัดปริมาณแอมโมเนีย ช่วงสูง รุ่น HI733 | <a class="woocommerce-LoopProduct-link woocommerce-loop-product__link" href="https://www.hannathailand.com/product/hi7083l/">น้ำยามาตรฐานสอบเทียบ ค่ามาตรฐานความเค็ม</a> , <a class="woocommerce-LoopProduct-link woocommerce-loop-product__link" href="https://www.hannathailand.com/product/hi713-checker-hc-phosphate-lr/">เครื่องวัดปริมาณฟอสเฟต ช่วงต่ำ รุ่น HI713</a> , <a class="woocommerce-LoopProduct-link woocommerce-loop-product__link" href="https://www.hannathailand.com/product/hi726-checker-hc-nickel-hr/">เครื่องวัดปริมาณนิกเกิล ช่วงสูง รุ่น HI726</a> , <a class="woocommerce-LoopProduct-link woocommerce-loop-product__link" href="https://www.hannathailand.com/product/hi717-checker-hc-phosphate-hr/">เครื่องวัดปริมาณฟอสเฟต ช่วงสูง รุ่น HI717</a> , <a class="woocommerce-LoopProduct-link woocommerce-loop-product__link" href="https://www.hannathailand.com/product/hi9828-25/">น้ำยามาตรฐานสอบเทียบ</a> , <a class="woocommerce-LoopProduct-link woocommerce-loop-product__link" href="https://www.hannathailand.com/product/hi718-checker-hc-iodine/">เครื่องวัดปริมาณไอโอดีน รุ่น HI718</a> , <a class="woocommerce-LoopProduct-link woocommerce-loop-product__link" href="https://www.hannathailand.com/product/hi721-checker-hc-iron/">เครื่องวัดค่าเหล็ก รุ่น HI721</a> , <a class="woocommerce-LoopProduct-link woocommerce-loop-product__link" href="https://www.hannathailand.com/product/hi733-checker-hc-ammonia-hr/">เครื่องวัดปริมาณแอมโมเนีย ช่วงสูง รุ่น HI733</a> | https://www.hannathailand.com/wp-content/uploads/2021/07/10-500x500.jpg , https://www.hannathailand.com/wp-content/uploads/2022/06/hi713_lg51caffcdce23e-600x600.jpg , https://www.hannathailand.com/wp-content/uploads/2022/06/miniphotometerfurnickelhoch841_11-600x600.jpg , https://www.hannathailand.com/wp-content/uploads/2022/06/miniphotometerfurphosphathoch827_11-600x600.jpg , https://www.hannathailand.com/wp-content/uploads/2021/07/8-500x500.jpg , https://www.hannathailand.com/wp-content/uploads/2022/06/miniphotometerfuriod829_11-600x600.jpg , https://www.hannathailand.com/wp-content/uploads/2022/06/miniphotometerfureisen832_11-600x600.jpg , https://www.hannathailand.com/wp-content/uploads/2022/06/miniphotometerfurammoniumhoch2418_11-600x600.jpg
73 | Calibration Standard HI 721 Checker HC ® | สินค้าทั้งหมด , อุตสาหกรรมอาหาร , เครื่องโฟโตมิเตอร์ , แบบพกพาสะดวก | https://www.hannathailand.com/product-category/spectrophotometer/photometer-portable/ | https://www.hannathailand.com/product/calibration-standard-hi-721-checker-hc/ | HI721-11 | 802.50 |  | <div aria-labelledby="tab-title-additional_information" class="woocommerce-Tabs-panel woocommerce-Tabs-panel--additional_information panel entry-content" id="tab-additional_information" role="tabpanel"> </div> | Calibration Standard for HI 721 Checker HC ® | <div aria-labelledby="tab-title-description" class="woocommerce-Tabs-panel woocommerce-Tabs-panel--description panel entry-content active" id="tab-description" role="tabpanel"> <p> Calibration Standard for HI 721 Checker HC ®</p> </div> | Calibration Standard for HI 721 Checker HC ® | <div class="product-short-description"> <p>Calibration Standard for HI 721 Checker HC ®</p> </div> | https://www.hannathailand.com/wp-content/uploads/2022/06/kalibrierstandardfurhi7152399_1151cb232c94bf4.jpg | น้ำยามาตรฐานสอบเทียบ , เครื่องวัดปริมาณคลอรีนอิสระ รุ่น HI701 , สารละลายมาตรฐานความขุ่น 20 NTU , เครื่องวัดปริมาณไนไตรท์ ช่วงต่ำ รุ่น HI707 , เครื่องวัดปริมาณฟอสฟอรัส ช่วงต่ำมาก รุ่น HI736 , น้ำยามาตรฐานสอบเทียบ ค่ามาตรฐานความเค็ม , ซัลไฟด์สารต้านอนุมูลอิสระบัฟเฟอร์ , เครื่องวัดปริมาณแอมโมเนีย ช่วงสูง รุ่น HI733 | <a class="woocommerce-LoopProduct-link woocommerce-loop-product__link" href="https://www.hannathailand.com/product/hi9828-25/">น้ำยามาตรฐานสอบเทียบ</a> , <a class="woocommerce-LoopProduct-link woocommerce-loop-product__link" href="https://www.hannathailand.com/product/hi701-checker-hc-free-chlorine/">เครื่องวัดปริมาณคลอรีนอิสระ รุ่น HI701</a> , <a class="woocommerce-LoopProduct-link woocommerce-loop-product__link" href="https://www.hannathailand.com/product/hi93102-20/">สารละลายมาตรฐานความขุ่น 20 NTU</a> , <a class="woocommerce-LoopProduct-link woocommerce-loop-product__link" href="https://www.hannathailand.com/product/hi707-checker-hc-nitrite-lr/">เครื่องวัดปริมาณไนไตรท์ ช่วงต่ำ รุ่น HI707</a> , <a class="woocommerce-LoopProduct-link woocommerce-loop-product__link" href="https://www.hannathailand.com/product/phosphorous-marine/">เครื่องวัดปริมาณฟอสฟอรัส ช่วงต่ำมาก รุ่น HI736</a> , <a class="woocommerce-LoopProduct-link woocommerce-loop-product__link" href="https://www.hannathailand.com/product/hi7080l/">น้ำยามาตรฐานสอบเทียบ ค่ามาตรฐานความเค็ม</a> , <a class="woocommerce-LoopProduct-link woocommerce-loop-product__link" href="https://www.hannathailand.com/product/hi4015-00/">ซัลไฟด์สารต้านอนุมูลอิสระบัฟเฟอร์</a> , <a class="woocommerce-LoopProduct-link woocommerce-loop-product__link" href="https://www.hannathailand.com/product/hi733-checker-hc-ammonia-hr/">เครื่องวัดปริมาณแอมโมเนีย ช่วงสูง รุ่น HI733</a> | https://www.hannathailand.com/wp-content/uploads/2021/07/8-500x500.jpg , https://www.hannathailand.com/wp-content/uploads/2021/11/hi701-500x500.jpg , https://www.hannathailand.com/wp-content/uploads/2021/07/9-500x500.jpg , https://www.hannathailand.com/wp-content/uploads/2022/06/hi707400-600x600.jpg , https://www.hannathailand.com/wp-content/uploads/2021/12/HI736-600x600.jpg , https://www.hannathailand.com/wp-content/uploads/2021/07/11-500x500.jpg , https://www.hannathailand.com/wp-content/uploads/2021/07/7-500x500.jpg , https://www.hannathailand.com/wp-content/uploads/2022/06/miniphotometerfurammoniumhoch2418_11-600x600.jpg
74 | Calibration Standard HI 755 Checker HC ® | สินค้าทั้งหมด , อุตสาหกรรมอาหาร , เครื่องโฟโตมิเตอร์ , แบบพกพาสะดวก | https://www.hannathailand.com/product-category/spectrophotometer/photometer-portable/ | https://www.hannathailand.com/product/calibration-standard-hi-755-checker-hc/ | HI755-11 | 802.50 |  | <div aria-labelledby="tab-title-additional_information" class="woocommerce-Tabs-panel woocommerce-Tabs-panel--additional_information panel entry-content" id="tab-additional_information" role="tabpanel"> </div> | Calibration Standard for HI 755 Checker HC ® | <div aria-labelledby="tab-title-description" class="woocommerce-Tabs-panel woocommerce-Tabs-panel--description panel entry-content active" id="tab-description" role="tabpanel"> <p>Calibration Standard for HI 755 Checker HC ®</p> </div> | Calibration Standard for HI 755 Checker HC ® | <div class="product-short-description"> <p>Calibration Standard for HI 755 Checker HC ®</p> </div> | https://www.hannathailand.com/wp-content/uploads/2022/06/kalibrierstandardfurhi7082396_1151cb26893c09e.jpg | เครื่องวัดปริมาณไนไตรท์ ช่วงสูง ในตัวอย่างน้ำ รุ่น HI708 , เครื่องวัดปริมาณไอโอดีน รุ่น HI718 , เครื่องวัดปริมาณคลอรีนรวม รุ่น HI711 , เครื่องวัดคลอรีน , เครื่องวัดปริมาณโครเมี่ยม ช่วงสูง รุ่น HI723 , เครื่องวัดปริมาณแอมโมเนีย ในน้ำ รุ่น HI715 , เครื่องวัดปริมาณฟอสเฟต ช่วงต่ำ รุ่น HI713 , เครื่องวัดค่าเหล็ก รุ่น HI721 | <a class="woocommerce-LoopProduct-link woocommerce-loop-product__link" href="https://www.hannathailand.com/product/hi708-checker-hc-nitrite-hr/">เครื่องวัดปริมาณไนไตรท์ ช่วงสูง ในตัวอย่างน้ำ รุ่น HI708</a> , <a class="woocommerce-LoopProduct-link woocommerce-loop-product__link" href="https://www.hannathailand.com/product/hi718-checker-hc-iodine/">เครื่องวัดปริมาณไอโอดีน รุ่น HI718</a> , <a class="woocommerce-LoopProduct-link woocommerce-loop-product__link" href="https://www.hannathailand.com/product/hi711-checker-hc-total-chlorine/">เครื่องวัดปริมาณคลอรีนรวม รุ่น HI711</a> , <a class="woocommerce-LoopProduct-link woocommerce-loop-product__link" href="https://www.hannathailand.com/product/free-chlorine/">เครื่องวัดคลอรีน</a> , <a class="woocommerce-LoopProduct-link woocommerce-loop-product__link" href="https://www.hannathailand.com/product/hi723-checker-hc-chromium-vi-hr/">เครื่องวัดปริมาณโครเมี่ยม ช่วงสูง รุ่น HI723</a> , <a class="woocommerce-LoopProduct-link woocommerce-loop-product__link" href="https://www.hannathailand.com/product/hi715-checker-hc-ammonia-mr/">เครื่องวัดปริมาณแอมโมเนีย ในน้ำ รุ่น HI715</a> , <a class="woocommerce-LoopProduct-link woocommerce-loop-product__link" href="https://www.hannathailand.com/product/hi713-checker-hc-phosphate-lr/">เครื่องวัดปริมาณฟอสเฟต ช่วงต่ำ รุ่น HI713</a> , <a class="woocommerce-LoopProduct-link woocommerce-loop-product__link" href="https://www.hannathailand.com/product/hi721-checker-hc-iron/">เครื่องวัดค่าเหล็ก รุ่น HI721</a> | https://www.hannathailand.com/wp-content/uploads/2022/06/miniphotometerfurnitrithoch2420_11-600x600.jpg , https://www.hannathailand.com/wp-content/uploads/2022/06/miniphotometerfuriod829_11-600x600.jpg , https://www.hannathailand.com/wp-content/uploads/2022/06/hi711_lg-600x600.jpg , https://www.hannathailand.com/wp-content/uploads/2021/07/1-500x500.jpg , https://www.hannathailand.com/wp-content/uploads/2022/06/miniphotometerfurchromvihoch839_11-600x600.jpg , https://www.hannathailand.com/wp-content/uploads/2022/06/miniphotometerfurammoniakmittel2416_11-600x600.jpg , https://www.hannathailand.com/wp-content/uploads/2022/06/hi713_lg51caffcdce23e-600x600.jpg , https://www.hannathailand.com/wp-content/uploads/2022/06/miniphotometerfureisen832_11-600x600.jpg
75 | Calibration Standard HI 758 Checker HC ® | สินค้าทั้งหมด , อุตสาหกรรมอาหาร , เครื่องโฟโตมิเตอร์ , แบบพกพาสะดวก | https://www.hannathailand.com/product-category/spectrophotometer/photometer-portable/ | https://www.hannathailand.com/product/calibration-standard-hi-758-checker-hc/ | HI758-11 | 1,123.50 |  | <div aria-labelledby="tab-title-additional_information" class="woocommerce-Tabs-panel woocommerce-Tabs-panel--additional_information panel entry-content" id="tab-additional_information" role="tabpanel"> </div> | Calibration Standard for HI 758 Checker HC ® | <div aria-labelledby="tab-title-description" class="woocommerce-Tabs-panel woocommerce-Tabs-panel--description panel entry-content active" id="tab-description" role="tabpanel"> <p> Calibration Standard for HI 758 Checker HC ®</p> </div> | Calibration Standard for HI 758 Checker HC ® | <div class="product-short-description"> <p>Calibration Standard for HI 758 Checker HC ®</p> </div> | https://www.hannathailand.com/wp-content/uploads/2022/06/kalibrierstandardfurhi7582426_11.jpg | เครื่องวัดปริมาณคลอรีนรวม รุ่น HI711 , เครื่องวัดปริมาณนิกเกิล ช่วงสูง รุ่น HI726 , เครื่องวัดปริมาณฟอสเฟต ช่วงสูง รุ่น HI717 , เครื่องวัดปริมาณไอโอดีน รุ่น HI718 , เครื่องวัดคลอรีน , เครื่องวัดปริมาณแอมโมเนีย ช่วงสูง รุ่น HI733 , เครื่องวัดปริมาณแอมโมเนีย ในน้ำ รุ่น HI715 , เครื่องวัดปริมาณฟอสเฟต ช่วงต่ำ รุ่น HI713 | <a class="woocommerce-LoopProduct-link woocommerce-loop-product__link" href="https://www.hannathailand.com/product/hi711-checker-hc-total-chlorine/">เครื่องวัดปริมาณคลอรีนรวม รุ่น HI711</a> , <a class="woocommerce-LoopProduct-link woocommerce-loop-product__link" href="https://www.hannathailand.com/product/hi726-checker-hc-nickel-hr/">เครื่องวัดปริมาณนิกเกิล ช่วงสูง รุ่น HI726</a> , <a class="woocommerce-LoopProduct-link woocommerce-loop-product__link" href="https://www.hannathailand.com/product/hi717-checker-hc-phosphate-hr/">เครื่องวัดปริมาณฟอสเฟต ช่วงสูง รุ่น HI717</a> , <a class="woocommerce-LoopProduct-link woocommerce-loop-product__link" href="https://www.hannathailand.com/product/hi718-checker-hc-iodine/">เครื่องวัดปริมาณไอโอดีน รุ่น HI718</a> , <a class="woocommerce-LoopProduct-link woocommerce-loop-product__link" href="https://www.hannathailand.com/product/free-chlorine/">เครื่องวัดคลอรีน</a> , <a class="woocommerce-LoopProduct-link woocommerce-loop-product__link" href="https://www.hannathailand.com/product/hi733-checker-hc-ammonia-hr/">เครื่องวัดปริมาณแอมโมเนีย ช่วงสูง รุ่น HI733</a> , <a class="woocommerce-LoopProduct-link woocommerce-loop-product__link" href="https://www.hannathailand.com/product/hi715-checker-hc-ammonia-mr/">เครื่องวัดปริมาณแอมโมเนีย ในน้ำ รุ่น HI715</a> , <a class="woocommerce-LoopProduct-link woocommerce-loop-product__link" href="https://www.hannathailand.com/product/hi713-checker-hc-phosphate-lr/">เครื่องวัดปริมาณฟอสเฟต ช่วงต่ำ รุ่น HI713</a> | https://www.hannathailand.com/wp-content/uploads/2022/06/hi711_lg-600x600.jpg , https://www.hannathailand.com/wp-content/uploads/2022/06/miniphotometerfurnickelhoch841_11-600x600.jpg , https://www.hannathailand.com/wp-content/uploads/2022/06/miniphotometerfurphosphathoch827_11-600x600.jpg , https://www.hannathailand.com/wp-content/uploads/2022/06/miniphotometerfuriod829_11-600x600.jpg , https://www.hannathailand.com/wp-content/uploads/2021/07/1-500x500.jpg , https://www.hannathailand.com/wp-content/uploads/2022/06/miniphotometerfurammoniumhoch2418_11-600x600.jpg , https://www.hannathailand.com/wp-content/uploads/2022/06/miniphotometerfurammoniakmittel2416_11-600x600.jpg , https://www.hannathailand.com/wp-content/uploads/2022/06/hi713_lg51caffcdce23e-600x600.jpg
76 | Calibration Standard HI 770 Checker HC ® | สินค้าทั้งหมด , อุตสาหกรรมอาหาร , เครื่องโฟโตมิเตอร์ , แบบพกพาสะดวก | https://www.hannathailand.com/product-category/spectrophotometer/photometer-portable/ | https://www.hannathailand.com/product/calibration-standard-hi-770-checker-hc/ | HI770-11 | 802.50 |  | <div aria-labelledby="tab-title-additional_information" class="woocommerce-Tabs-panel woocommerce-Tabs-panel--additional_information panel entry-content" id="tab-additional_information" role="tabpanel"> </div> | Calibration Standard for HI 770 Checker HC ® | <div aria-labelledby="tab-title-description" class="woocommerce-Tabs-panel woocommerce-Tabs-panel--description panel entry-content active" id="tab-description" role="tabpanel"> <p> Calibration Standard for HI 770 Checker HC ®</p> </div> | Calibration Standard for HI 770 Checker HC ® | <div class="product-short-description"> <p>Calibration Standard for HI 770 Checker HC ®</p> </div> | https://www.hannathailand.com/wp-content/uploads/2022/06/kalibrierstandardfurhi7052433_1151cb2863c77ae.jpg | เครื่องวัดปริมาณแอมโมเนีย ในน้ำ รุ่น HI715 , เครื่องวัดปริมาณไนไตรท์ ช่วงสูง ในตัวอย่างน้ำ รุ่น HI708 , เครื่องวัดปริมาณแอมโมเนีย ช่วงสูง รุ่น HI733 , เครื่องวัดปริมาณฟอสเฟต ช่วงสูง รุ่น HI717 , เครื่องวัดปริมาณฟอสฟอรัส ช่วงต่ำมาก รุ่น HI736 , ซัลไฟด์สารต้านอนุมูลอิสระบัฟเฟอร์ , น้ำยามาตรฐานสอบเทียบ ค่ามาตรฐานความเค็ม , เครื่องวัดปริมาณแอมโมเนีย ช่วงต่ำ รุ่น HI700 | <a class="woocommerce-LoopProduct-link woocommerce-loop-product__link" href="https://www.hannathailand.com/product/hi715-checker-hc-ammonia-mr/">เครื่องวัดปริมาณแอมโมเนีย ในน้ำ รุ่น HI715</a> , <a class="woocommerce-LoopProduct-link woocommerce-loop-product__link" href="https://www.hannathailand.com/product/hi708-checker-hc-nitrite-hr/">เครื่องวัดปริมาณไนไตรท์ ช่วงสูง ในตัวอย่างน้ำ รุ่น HI708</a> , <a class="woocommerce-LoopProduct-link woocommerce-loop-product__link" href="https://www.hannathailand.com/product/hi733-checker-hc-ammonia-hr/">เครื่องวัดปริมาณแอมโมเนีย ช่วงสูง รุ่น HI733</a> , <a class="woocommerce-LoopProduct-link woocommerce-loop-product__link" href="https://www.hannathailand.com/product/hi717-checker-hc-phosphate-hr/">เครื่องวัดปริมาณฟอสเฟต ช่วงสูง รุ่น HI717</a> , <a class="woocommerce-LoopProduct-link woocommerce-loop-product__link" href="https://www.hannathailand.com/product/phosphorous-marine/">เครื่องวัดปริมาณฟอสฟอรัส ช่วงต่ำมาก รุ่น HI736</a> , <a class="woocommerce-LoopProduct-link woocommerce-loop-product__link" href="https://www.hannathailand.com/product/hi4015-00/">ซัลไฟด์สารต้านอนุมูลอิสระบัฟเฟอร์</a> , <a class="woocommerce-LoopProduct-link woocommerce-loop-product__link" href="https://www.hannathailand.com/product/hi7080l/">น้ำยามาตรฐานสอบเทียบ ค่ามาตรฐานความเค็ม</a> , <a class="woocommerce-LoopProduct-link woocommerce-loop-product__link" href="https://www.hannathailand.com/product/hi700-checker-hc-ammonia-lr/">เครื่องวัดปริมาณแอมโมเนีย ช่วงต่ำ รุ่น HI700</a> | https://www.hannathailand.com/wp-content/uploads/2022/06/miniphotometerfurammoniakmittel2416_11-600x600.jpg , https://www.hannathailand.com/wp-content/uploads/2022/06/miniphotometerfurnitrithoch2420_11-600x600.jpg , https://www.hannathailand.com/wp-content/uploads/2022/06/miniphotometerfurammoniumhoch2418_11-600x600.jpg , https://www.hannathailand.com/wp-content/uploads/2022/06/miniphotometerfurphosphathoch827_11-600x600.jpg , https://www.hannathailand.com/wp-content/uploads/2021/12/HI736-600x600.jpg , https://www.hannathailand.com/wp-content/uploads/2021/07/7-500x500.jpg , https://www.hannathailand.com/wp-content/uploads/2021/07/11-500x500.jpg , https://www.hannathailand.com/wp-content/uploads/2022/06/hi700_400pxl-600x600.jpg
77 | Calibration Standard HI 771 Checker HC ® | สินค้าทั้งหมด , อุตสาหกรรมอาหาร , เครื่องโฟโตมิเตอร์ , แบบพกพาสะดวก | https://www.hannathailand.com/product-category/spectrophotometer/photometer-portable/ | https://www.hannathailand.com/product/calibration-standard-hi-771-checker-hc/ | HI771-11 | 1,337.50 |  | <div aria-labelledby="tab-title-additional_information" class="woocommerce-Tabs-panel woocommerce-Tabs-panel--additional_information panel entry-content" id="tab-additional_information" role="tabpanel"> </div> | Calibration Standard for HI 771 Checker HC ® | <div aria-labelledby="tab-title-description" class="woocommerce-Tabs-panel woocommerce-Tabs-panel--description panel entry-content active" id="tab-description" role="tabpanel"> <p> Calibration Standard for HI 771 Checker HC ®</p> </div> | Calibration Standard for HI 771 Checker HC ® | <div class="product-short-description"> <p>Calibration Standard for HI 771 Checker HC ®</p> </div> | https://www.hannathailand.com/wp-content/uploads/2022/06/kalibrierstandardfurhi7012393_1151cb278d5771b.jpg | เครื่องวัดปริมาณฟอสฟอรัส ช่วงต่ำมาก รุ่น HI736 , ซัลไฟด์สารต้านอนุมูลอิสระบัฟเฟอร์ , น้ำยามาตรฐานสอบเทียบ , เครื่องวัดปริมาณคลอรีนอิสระ รุ่น HI701 , เครื่องวัดสีในน้ำตัวอย่าง HI727 , เซ็นเซอร์วัดออกซิเจนในน้ำสำหรับ HI9829 มัลติพารามิเตอร์ , เครื่องวัดปริมาณแอมโมเนีย ช่วงสูง รุ่น HI733 , เครื่องวัดปริมาณคลอรีนรวม รุ่น HI711 | <a class="woocommerce-LoopProduct-link woocommerce-loop-product__link" href="https://www.hannathailand.com/product/phosphorous-marine/">เครื่องวัดปริมาณฟอสฟอรัส ช่วงต่ำมาก รุ่น HI736</a> , <a class="woocommerce-LoopProduct-link woocommerce-loop-product__link" href="https://www.hannathailand.com/product/hi4015-00/">ซัลไฟด์สารต้านอนุมูลอิสระบัฟเฟอร์</a> , <a class="woocommerce-LoopProduct-link woocommerce-loop-product__link" href="https://www.hannathailand.com/product/hi9828-25/">น้ำยามาตรฐานสอบเทียบ</a> , <a class="woocommerce-LoopProduct-link woocommerce-loop-product__link" href="https://www.hannathailand.com/product/hi701-checker-hc-free-chlorine/">เครื่องวัดปริมาณคลอรีนอิสระ รุ่น HI701</a> , <a class="woocommerce-LoopProduct-link woocommerce-loop-product__link" href="https://www.hannathailand.com/product/hi727-checker-hc-color-of-water/">เครื่องวัดสีในน้ำตัวอย่าง HI727</a> , <a class="woocommerce-LoopProduct-link woocommerce-loop-product__link" href="https://www.hannathailand.com/product/hi7609829-2/">เซ็นเซอร์วัดออกซิเจนในน้ำสำหรับ HI9829 มัลติพารามิเตอร์</a> , <a class="woocommerce-LoopProduct-link woocommerce-loop-product__link" href="https://www.hannathailand.com/product/hi733-checker-hc-ammonia-hr/">เครื่องวัดปริมาณแอมโมเนีย ช่วงสูง รุ่น HI733</a> , <a class="woocommerce-LoopProduct-link woocommerce-loop-product__link" href="https://www.hannathailand.com/product/hi711-checker-hc-total-chlorine/">เครื่องวัดปริมาณคลอรีนรวม รุ่น HI711</a> | https://www.hannathailand.com/wp-content/uploads/2021/12/HI736-600x600.jpg , https://www.hannathailand.com/wp-content/uploads/2021/07/7-500x500.jpg , https://www.hannathailand.com/wp-content/uploads/2021/07/8-500x500.jpg , https://www.hannathailand.com/wp-content/uploads/2021/11/hi701-500x500.jpg , https://www.hannathailand.com/wp-content/uploads/2022/06/miniphotometerfurfarbe843_11-600x600.jpg , https://www.hannathailand.com/wp-content/uploads/2021/07/5-500x500.jpg , https://www.hannathailand.com/wp-content/uploads/2022/06/miniphotometerfurammoniumhoch2418_11-600x600.jpg , https://www.hannathailand.com/wp-content/uploads/2022/06/hi711_lg-600x600.jpg
78 | Chlor Gesamt – Reagenzien-Kit – 100 Tests | สารเคมี , สินค้าทั้งหมด , เครื่องโฟโตมิเตอร์ | https://www.hannathailand.com/product-category/spectrophotometer/ | https://www.hannathailand.com/product/chlor-gesamt-reagenzien-kit-100-tests/ | HI95761-01 | 1,498.00 |  | <div aria-labelledby="tab-title-additional_information" class="woocommerce-Tabs-panel woocommerce-Tabs-panel--additional_information panel entry-content" id="tab-additional_information" role="tabpanel"> </div> | Reagenzien für die photometrische Bestimmung von Chlor Gesamt.DPD Methode. | <div aria-labelledby="tab-title-description" class="woocommerce-Tabs-panel woocommerce-Tabs-panel--description panel entry-content active" id="tab-description" role="tabpanel"> <p>Reagenzien für die photometrische Bestimmung von <strong>Chlor Gesamt.</strong><br/><span class="hps">DPD </span> Methode.<br/> </p> </div> | Reagenzien für Photometer – Bestimmung von Chlor Gesamt(100 Tests) | <div class="product-short-description"> <p>Reagenzien für Photometer – Bestimmung von Chlor Gesamt(100 Tests)</p> </div> | https://www.hannathailand.com/wp-content/uploads/2022/06/31gluhj8kul__sl500_aa300_51e3e7525d194.jpg | เครื่องวัดปริมาณฟอสฟอรัส ช่วงสูง รุ่น HI706 , เครื่องวัดค่าเหล็ก รุ่น HI721 , น้ำยามาตรฐานสอบเทียบ ค่ามาตรฐานความเค็ม , เซ็นเซอร์วัดออกซิเจนในน้ำสำหรับ HI9829 มัลติพารามิเตอร์ , เครื่องวัดปริมาณโครเมี่ยม ช่วงสูง รุ่น HI723 , เครื่องวัดปริมาณไอโอดีน รุ่น HI718 , เครื่องวัดปริมาณซิลิกา ช่วงต่ำ ในตัวอย่างน้ำ รุ่น HI705 , เครื่องวัดปริมาณไนไตรท์ ช่วงต่ำ รุ่น HI707 | <a class="woocommerce-LoopProduct-link woocommerce-loop-product__link" href="https://www.hannathailand.com/product/hi706-checker-hc-phosphorous-hr/">เครื่องวัดปริมาณฟอสฟอรัส ช่วงสูง รุ่น HI706</a> , <a class="woocommerce-LoopProduct-link woocommerce-loop-product__link" href="https://www.hannathailand.com/product/hi721-checker-hc-iron/">เครื่องวัดค่าเหล็ก รุ่น HI721</a> , <a class="woocommerce-LoopProduct-link woocommerce-loop-product__link" href="https://www.hannathailand.com/product/hi7080l/">น้ำยามาตรฐานสอบเทียบ ค่ามาตรฐานความเค็ม</a> , <a class="woocommerce-LoopProduct-link woocommerce-loop-product__link" href="https://www.hannathailand.com/product/hi7609829-2/">เซ็นเซอร์วัดออกซิเจนในน้ำสำหรับ HI9829 มัลติพารามิเตอร์</a> , <a class="woocommerce-LoopProduct-link woocommerce-loop-product__link" href="https://www.hannathailand.com/product/hi723-checker-hc-chromium-vi-hr/">เครื่องวัดปริมาณโครเมี่ยม ช่วงสูง รุ่น HI723</a> , <a class="woocommerce-LoopProduct-link woocommerce-loop-product__link" href="https://www.hannathailand.com/product/hi718-checker-hc-iodine/">เครื่องวัดปริมาณไอโอดีน รุ่น HI718</a> , <a class="woocommerce-LoopProduct-link woocommerce-loop-product__link" href="https://www.hannathailand.com/product/hi705-checker-hc-silica-lr/">เครื่องวัดปริมาณซิลิกา ช่วงต่ำ ในตัวอย่างน้ำ รุ่น HI705</a> , <a class="woocommerce-LoopProduct-link woocommerce-loop-product__link" href="https://www.hannathailand.com/product/hi707-checker-hc-nitrite-lr/">เครื่องวัดปริมาณไนไตรท์ ช่วงต่ำ รุ่น HI707</a> | https://www.hannathailand.com/wp-content/uploads/2022/06/hi706_400-600x600.jpg , https://www.hannathailand.com/wp-content/uploads/2022/06/miniphotometerfureisen832_11-600x600.jpg , https://www.hannathailand.com/wp-content/uploads/2021/07/11-500x500.jpg , https://www.hannathailand.com/wp-content/uploads/2021/07/5-500x500.jpg , https://www.hannathailand.com/wp-content/uploads/2022/06/miniphotometerfurchromvihoch839_11-600x600.jpg , https://www.hannathailand.com/wp-content/uploads/2022/06/miniphotometerfuriod829_11-600x600.jpg , https://www.hannathailand.com/wp-content/uploads/2022/06/hi705400-600x600.jpg , https://www.hannathailand.com/wp-content/uploads/2022/06/hi707400-600x600.jpg
79 | CTK Chlor Frei | ชุดทดสอบเคมี , สินค้าทั้งหมด , แบบจานเทียบสี | https://www.hannathailand.com/product-category/test-kit/color-disc/ | https://www.hannathailand.com/product/ctk-chlor-frei/ | HI3875 | 3,531.00 |  | <div aria-labelledby="tab-title-additional_information" class="woocommerce-Tabs-panel woocommerce-Tabs-panel--additional_information panel entry-content" id="tab-additional_information" role="tabpanel"> </div> | Chemischer Testkit zur Bestimmung von Chlor Frei im Bereich 0.0-3.5 mg/L (ppm)Packungsgröse: 100 Tests Messbereich 0.0-3.5 mg/L (ppm) Auflösung 0.1 mg/L (ppm) Methode Checker Disk DPD | <div aria-labelledby="tab-title-description" class="woocommerce-Tabs-panel woocommerce-Tabs-panel--description panel entry-content active" id="tab-description" role="tabpanel"> <p>Chemischer Testkit zur Bestimmung von <strong>Chlor Frei </strong>im Bereich 0.0-3.5 mg/L (ppm)<br/>Packungsgröse: 100 Tests </p> <table border="0" cellpadding="0" cellspacing="0" class="mceItemTable"> <colgroup> <col width="187"/> <col width="340"/></colgroup> <tbody> <tr> <td class="xl63" height="20" width="187"><span>Messbereich</span></td> <td class="xl64" width="340">0.0-3.5 mg/L (ppm) </td> </tr> <tr> <td class="xl63" height="20" width="187"><span class="hps">Auflösung</span></td> <td class="xl64" width="340">0.1 mg/L (ppm)</td> </tr> <tr> <td class="xl63" height="20" width="187">Methode</td> <td class="xl64" width="340"> <p>Checker Disk DPD</p> </td> </tr> </tbody> </table> <p></p> </div> | Chemischer Testkit zur Bestimmung von Chlor Frei im Bereich 0.0-3.5 mg/L (ppm) Packungsgröse: 100 Tests | <div class="product-short-description"> <p>Chemischer Testkit zur Bestimmung von Chlor Frei im Bereich 0.0-3.5 mg/L (ppm)<br/> Packungsgröse: 100 Tests </p> </div> | https://www.hannathailand.com/wp-content/uploads/2022/06/31gluhj8kul__sl500_aa300_51e3c5217d376.jpg | เครื่องวัดปริมาณฟอสฟอรัส ช่วงต่ำมาก รุ่น HI736 , เครื่องวัดปริมาณแอมโมเนีย ช่วงต่ำ รุ่น HI700 , เครื่องวัดปริมาณคลอรีนอิสระ รุ่น HI701 , เครื่องวัดปริมาณไอโอดีน รุ่น HI718 , เครื่องวัดคลอรีน , เครื่องวัดปริมาณแอมโมเนีย ในน้ำ รุ่น HI715 , น้ำยามาตรฐานสอบเทียบ ค่ามาตรฐานความเค็ม , เครื่องวัดค่าเหล็ก รุ่น HI721 | <a class="woocommerce-LoopProduct-link woocommerce-loop-product__link" href="https://www.hannathailand.com/product/phosphorous-marine/">เครื่องวัดปริมาณฟอสฟอรัส ช่วงต่ำมาก รุ่น HI736</a> , <a class="woocommerce-LoopProduct-link woocommerce-loop-product__link" href="https://www.hannathailand.com/product/hi700-checker-hc-ammonia-lr/">เครื่องวัดปริมาณแอมโมเนีย ช่วงต่ำ รุ่น HI700</a> , <a class="woocommerce-LoopProduct-link woocommerce-loop-product__link" href="https://www.hannathailand.com/product/hi701-checker-hc-free-chlorine/">เครื่องวัดปริมาณคลอรีนอิสระ รุ่น HI701</a> , <a class="woocommerce-LoopProduct-link woocommerce-loop-product__link" href="https://www.hannathailand.com/product/hi718-checker-hc-iodine/">เครื่องวัดปริมาณไอโอดีน รุ่น HI718</a> , <a class="woocommerce-LoopProduct-link woocommerce-loop-product__link" href="https://www.hannathailand.com/product/free-chlorine/">เครื่องวัดคลอรีน</a> , <a class="woocommerce-LoopProduct-link woocommerce-loop-product__link" href="https://www.hannathailand.com/product/hi715-checker-hc-ammonia-mr/">เครื่องวัดปริมาณแอมโมเนีย ในน้ำ รุ่น HI715</a> , <a class="woocommerce-LoopProduct-link woocommerce-loop-product__link" href="https://www.hannathailand.com/product/hi7083l/">น้ำยามาตรฐานสอบเทียบ ค่ามาตรฐานความเค็ม</a> , <a class="woocommerce-LoopProduct-link woocommerce-loop-product__link" href="https://www.hannathailand.com/product/hi721-checker-hc-iron/">เครื่องวัดค่าเหล็ก รุ่น HI721</a> | https://www.hannathailand.com/wp-content/uploads/2021/12/HI736-600x600.jpg , https://www.hannathailand.com/wp-content/uploads/2022/06/hi700_400pxl-600x600.jpg , https://www.hannathailand.com/wp-content/uploads/2021/11/hi701-500x500.jpg , https://www.hannathailand.com/wp-content/uploads/2022/06/miniphotometerfuriod829_11-600x600.jpg , https://www.hannathailand.com/wp-content/uploads/2021/07/1-500x500.jpg , https://www.hannathailand.com/wp-content/uploads/2022/06/miniphotometerfurammoniakmittel2416_11-600x600.jpg , https://www.hannathailand.com/wp-content/uploads/2021/07/10-500x500.jpg , https://www.hannathailand.com/wp-content/uploads/2022/06/miniphotometerfureisen832_11-600x600.jpg
80 | CTK Chlor Gesamt HI38023 | ชุดทดสอบเคมี , สินค้าทั้งหมด , แบบไทเทรต | https://www.hannathailand.com/product-category/test-kit/titrate/ | https://www.hannathailand.com/product/ctk-chlor-gesamt-2/ | HI38023 | 3,049.50 |  | <div aria-labelledby="tab-title-additional_information" class="woocommerce-Tabs-panel woocommerce-Tabs-panel--additional_information panel entry-content" id="tab-additional_information" role="tabpanel"> </div> | HANNA HI38023 ชุดทดสอบคลอรีนรวม Manual titration with starch indicator ชุดทดสอบมีอุปกรณ์พร้อมใช้งาน ความละเอียดสูง สามารถซื้อรีเอเจนต์เพิ่มได้ รีเอเจนต์ระบุวันที่หมดอายุและ Lot Number รีเอเจนต์แบบทำไว้ล่วงหน้าเพื่อให้ง่ายต่อการใช้งาน แบรนด์สินค้า HANNA รุ่น HI38023 Chemischer Testkit zur Bestimmung von Chlor Gesamt im Bereich 10 bis 200 mg/l (ppm). Packungsgröse: 100 Tests Messbereich 10 bis 200 mg/l Auflösung 10 mg/l Methode Titration Iodometric | <div aria-labelledby="tab-title-description" class="woocommerce-Tabs-panel woocommerce-Tabs-panel--description panel entry-content active" id="tab-description" role="tabpanel"> <p><strong>HANNA HI38023 ชุดทดสอบคลอรีนรวม</strong><br/> Manual titration with starch indicator<br/> ชุดทดสอบมีอุปกรณ์พร้อมใช้งาน<br/> ความละเอียดสูง<br/> สามารถซื้อรีเอเจนต์เพิ่มได้<br/> รีเอเจนต์ระบุวันที่หมดอายุและ Lot Number<br/> รีเอเจนต์แบบทำไว้ล่วงหน้าเพื่อให้ง่ายต่อการใช้งาน<br/> แบรนด์สินค้า HANNA รุ่น HI38023</p> <p>Chemischer Testkit zur Bestimmung von <strong>Chlor Gesamt </strong>im Bereich 10 bis 200 mg/l (ppm).<br/> Packungsgröse: 100 Tests</p> <table border="0" cellpadding="0" cellspacing="0" class="mceItemTable"> <colgroup> <col width="187"/> <col width="340"/></colgroup> <tbody> <tr> <td class="xl63" height="20" width="187">Messbereich</td> <td class="xl64" width="340">10 bis 200 mg/l</td> </tr> <tr> <td class="xl63" height="20" width="187"><span class="hps">Auflösung</span></td> <td class="xl64" width="340">10 mg/l</td> </tr> <tr> <td class="xl63" height="20" width="187">Methode</td> <td class="xl64" width="340">Titration Iodometric</td> </tr> </tbody> </table> <p> </p> </div> | Chemischer Testkit zur Bestimmung von Chlor Gesamt im Bereich 10 bis 200 mg/l (ppm). Packungsgröse: 100 Tests | <div class="product-short-description"> <p>Chemischer Testkit zur Bestimmung von Chlor Gesamt im Bereich 10 bis 200 mg/l (ppm).<br/> Packungsgröse: 100 Tests</p> </div> | https://www.hannathailand.com/wp-content/uploads/2022/06/31gluhj8kul__sl500_aa300_51e39fdfd90e8.jpg | เครื่องวัดปริมาณฟลูออไรด์ ช่วงต่ำ รุ่น HI729 , ซัลไฟด์สารต้านอนุมูลอิสระบัฟเฟอร์ , เครื่องวัดปริมาณแอมโมเนีย ช่วงต่ำ รุ่น HI700 , เครื่องวัดปริมาณคลอรีนรวม รุ่น HI711 , เครื่องวัดปริมาณไอโอดีน รุ่น HI718 , เครื่องวัดปริมาณซิลิกา ช่วงต่ำ ในตัวอย่างน้ำ รุ่น HI705 , เครื่องวัดปริมาณแอมโมเนีย ในน้ำ รุ่น HI715 , เครื่องวัดปริมาณแอมโมเนีย ช่วงสูง รุ่น HI733 | <a class="woocommerce-LoopProduct-link woocommerce-loop-product__link" href="https://www.hannathailand.com/product/hi729-checker-hc-fluoride-lr/">เครื่องวัดปริมาณฟลูออไรด์ ช่วงต่ำ รุ่น HI729</a> , <a class="woocommerce-LoopProduct-link woocommerce-loop-product__link" href="https://www.hannathailand.com/product/hi4015-00/">ซัลไฟด์สารต้านอนุมูลอิสระบัฟเฟอร์</a> , <a class="woocommerce-LoopProduct-link woocommerce-loop-product__link" href="https://www.hannathailand.com/product/hi700-checker-hc-ammonia-lr/">เครื่องวัดปริมาณแอมโมเนีย ช่วงต่ำ รุ่น HI700</a> , <a class="woocommerce-LoopProduct-link woocommerce-loop-product__link" href="https://www.hannathailand.com/product/hi711-checker-hc-total-chlorine/">เครื่องวัดปริมาณคลอรีนรวม รุ่น HI711</a> , <a class="woocommerce-LoopProduct-link woocommerce-loop-product__link" href="https://www.hannathailand.com/product/hi718-checker-hc-iodine/">เครื่องวัดปริมาณไอโอดีน รุ่น HI718</a> , <a class="woocommerce-LoopProduct-link woocommerce-loop-product__link" href="https://www.hannathailand.com/product/hi705-checker-hc-silica-lr/">เครื่องวัดปริมาณซิลิกา ช่วงต่ำ ในตัวอย่างน้ำ รุ่น HI705</a> , <a class="woocommerce-LoopProduct-link woocommerce-loop-product__link" href="https://www.hannathailand.com/product/hi715-checker-hc-ammonia-mr/">เครื่องวัดปริมาณแอมโมเนีย ในน้ำ รุ่น HI715</a> , <a class="woocommerce-LoopProduct-link woocommerce-loop-product__link" href="https://www.hannathailand.com/product/hi733-checker-hc-ammonia-hr/">เครื่องวัดปริมาณแอมโมเนีย ช่วงสูง รุ่น HI733</a> | https://www.hannathailand.com/wp-content/uploads/2022/06/miniphotometerfurfluoridniedrig844_11-600x600.jpg , https://www.hannathailand.com/wp-content/uploads/2021/07/7-500x500.jpg , https://www.hannathailand.com/wp-content/uploads/2022/06/hi700_400pxl-600x600.jpg , https://www.hannathailand.com/wp-content/uploads/2022/06/hi711_lg-600x600.jpg , https://www.hannathailand.com/wp-content/uploads/2022/06/miniphotometerfuriod829_11-600x600.jpg , https://www.hannathailand.com/wp-content/uploads/2022/06/hi705400-600x600.jpg , https://www.hannathailand.com/wp-content/uploads/2022/06/miniphotometerfurammoniakmittel2416_11-600x600.jpg , https://www.hannathailand.com/wp-content/uploads/2022/06/miniphotometerfurammoniumhoch2418_11-600x600.jpg
81 | CTK Chlorid HI38015 | ชุดทดสอบเคมี , สินค้าทั้งหมด , แบบจานเทียบสี | https://www.hannathailand.com/product-category/test-kit/color-disc/ | https://www.hannathailand.com/product/ctk-chlorid-2/ | HI38015 | 6,955.00 |  | <div aria-labelledby="tab-title-additional_information" class="woocommerce-Tabs-panel woocommerce-Tabs-panel--additional_information panel entry-content" id="tab-additional_information" role="tabpanel"> </div> | HI38015 เป็นชุดทดสอบทางเคมีที่ใช้วัดคลอไรด์โดยการไทเทรตด้วยซิลเวอร์ไนเตรต HI38015 มาพร้อมกับรีเอเจนต์และอุปกรณ์ทั้งหมดที่จำเป็นสำหรับการทดสอบ 100 ครั้ง Chemischer Testkit zur Bestimmung von Chlorid im Bereich 500 bis 10000 mg/l / 5000 bis 100000mg/l. Packungsgröse: 100 Tests Messbereich 500 bis 10000 mg/l / 5000 bis 100000mg/l Auflösung 100 mg/l / 1000 mg/l Methode Titrationsmethode | <div aria-labelledby="tab-title-description" class="woocommerce-Tabs-panel woocommerce-Tabs-panel--description panel entry-content active" id="tab-description" role="tabpanel"> <p>HI38015 เป็นชุดทดสอบทางเคมีที่ใช้วัดคลอไรด์โดยการไทเทรตด้วยซิลเวอร์ไนเตรต HI38015 มาพร้อมกับรีเอเจนต์และอุปกรณ์ทั้งหมดที่จำเป็นสำหรับการทดสอบ 100 ครั้ง</p> <p>Chemischer Testkit zur Bestimmung von <strong>Chlorid </strong>im Bereich 500 bis 10000 mg/l / 5000 bis 100000mg/l.<br/> Packungsgröse: 100 Tests</p> <table border="0" cellpadding="0" cellspacing="0" class="mceItemTable"> <colgroup> <col width="187"/> <col width="340"/></colgroup> <tbody> <tr> <td class="xl63" height="20" width="187">Messbereich</td> <td class="xl64" width="340">500 bis 10000 mg/l / 5000 bis 100000mg/l</td> </tr> <tr> <td class="xl63" height="20" width="187"><span class="hps">Auflösung</span></td> <td class="xl64" width="340">100 mg/l / 1000 mg/l</td> </tr> <tr> <td class="xl63" height="20" width="187">Methode</td> <td class="xl64" width="340">Titrationsmethode</td> </tr> </tbody> </table> <p> </p> </div> | Chemischer Testkit zur Bestimmung von Chlorid im Bereich 500 bis 10000 mg/l / 5000 bis 100000mg/l. Packungsgröse: 100 Tests | <div class="product-short-description"> <p>Chemischer Testkit zur Bestimmung von Chlorid im Bereich 500 bis 10000 mg/l / 5000 bis 100000mg/l.<br/> Packungsgröse: 100 Tests</p> </div> | https://www.hannathailand.com/wp-content/uploads/2022/06/31gluhj8kul__sl500_aa300_51e39c468f725.jpg | เครื่องวัดปริมาณคลอรีนรวม รุ่น HI711 , เครื่องวัดปริมาณซิลิกา ช่วงต่ำ ในตัวอย่างน้ำ รุ่น HI705 , สารละลายมาตรฐานความขุ่น 20 NTU , เครื่องวัดปริมาณโครเมี่ยม ช่วงสูง รุ่น HI723 , เครื่องวัดปริมาณแอมโมเนีย ในน้ำ รุ่น HI715 , น้ำยามาตรฐานสำหรับค่าโซเดียม , เครื่องวัดปริมาณไนไตรท์ ช่วงสูง ในตัวอย่างน้ำ รุ่น HI708 , เครื่องวัดปริมาณฟอสเฟต ช่วงสูง รุ่น HI717 | <a class="woocommerce-LoopProduct-link woocommerce-loop-product__link" href="https://www.hannathailand.com/product/hi711-checker-hc-total-chlorine/">เครื่องวัดปริมาณคลอรีนรวม รุ่น HI711</a> , <a class="woocommerce-LoopProduct-link woocommerce-loop-product__link" href="https://www.hannathailand.com/product/hi705-checker-hc-silica-lr/">เครื่องวัดปริมาณซิลิกา ช่วงต่ำ ในตัวอย่างน้ำ รุ่น HI705</a> , <a class="woocommerce-LoopProduct-link woocommerce-loop-product__link" href="https://www.hannathailand.com/product/hi93102-20/">สารละลายมาตรฐานความขุ่น 20 NTU</a> , <a class="woocommerce-LoopProduct-link woocommerce-loop-product__link" href="https://www.hannathailand.com/product/hi723-checker-hc-chromium-vi-hr/">เครื่องวัดปริมาณโครเมี่ยม ช่วงสูง รุ่น HI723</a> , <a class="woocommerce-LoopProduct-link woocommerce-loop-product__link" href="https://www.hannathailand.com/product/hi715-checker-hc-ammonia-mr/">เครื่องวัดปริมาณแอมโมเนีย ในน้ำ รุ่น HI715</a> , <a class="woocommerce-LoopProduct-link woocommerce-loop-product__link" href="https://www.hannathailand.com/product/hi7090l/">น้ำยามาตรฐานสำหรับค่าโซเดียม</a> , <a class="woocommerce-LoopProduct-link woocommerce-loop-product__link" href="https://www.hannathailand.com/product/hi708-checker-hc-nitrite-hr/">เครื่องวัดปริมาณไนไตรท์ ช่วงสูง ในตัวอย่างน้ำ รุ่น HI708</a> , <a class="woocommerce-LoopProduct-link woocommerce-loop-product__link" href="https://www.hannathailand.com/product/hi717-checker-hc-phosphate-hr/">เครื่องวัดปริมาณฟอสเฟต ช่วงสูง รุ่น HI717</a> | https://www.hannathailand.com/wp-content/uploads/2022/06/hi711_lg-600x600.jpg , https://www.hannathailand.com/wp-content/uploads/2022/06/hi705400-600x600.jpg , https://www.hannathailand.com/wp-content/uploads/2021/07/9-500x500.jpg , https://www.hannathailand.com/wp-content/uploads/2022/06/miniphotometerfurchromvihoch839_11-600x600.jpg , https://www.hannathailand.com/wp-content/uploads/2022/06/miniphotometerfurammoniakmittel2416_11-600x600.jpg , https://www.hannathailand.com/wp-content/uploads/2021/07/12-500x500.jpg , https://www.hannathailand.com/wp-content/uploads/2022/06/miniphotometerfurnitrithoch2420_11-600x600.jpg , https://www.hannathailand.com/wp-content/uploads/2022/06/miniphotometerfurphosphathoch827_11-600x600.jpg
82 | HI3846 CTK Chrom VI | ชุดทดสอบเคมี , สินค้าทั้งหมด , แบบเทียบสี | https://www.hannathailand.com/product-category/test-kit/color/ | https://www.hannathailand.com/product/ctk-chrom-vi/ | HI3846 | 2,782.00 |  | <div aria-labelledby="tab-title-additional_information" class="woocommerce-Tabs-panel woocommerce-Tabs-panel--additional_information panel entry-content" id="tab-additional_information" role="tabpanel"> </div> | Chemischer Testkit zur Bestimmung von Chrom VI im Bereich 0 bis 1,0 mg/l (ppm).Packungsgröse: 100 Tests Messbereich 0 bis 1,0 mg/l Auflösung 0,2 mg/l Methode Kolorimetrisch – Diphenylcarbohydrazin | <div aria-labelledby="tab-title-description" class="woocommerce-Tabs-panel woocommerce-Tabs-panel--description panel entry-content active" id="tab-description" role="tabpanel"> <p>Chemischer Testkit zur Bestimmung von <strong>Chrom VI </strong>im Bereich 0 bis 1,0 mg/l (ppm).<br/>Packungsgröse: 100 Tests </p> <table border="0" cellpadding="0" cellspacing="0" class="mceItemTable"> <colgroup> <col width="187"/> <col width="340"/></colgroup> <tbody> <tr> <td class="xl63" height="20" width="187"><span>Messbereich</span></td> <td class="xl64" width="340">0 bis 1,0 mg/l</td> </tr> <tr> <td class="xl63" height="20" width="187"><span class="hps">Auflösung</span></td> <td class="xl64" width="340">0,2 mg/l</td> </tr> <tr> <td class="xl63" height="20" width="187">Methode</td> <td class="xl64" width="340"> <p>Kolorimetrisch – Diphenylcarbohydrazin</p> </td> </tr> </tbody> </table> <p></p> </div> | Chemischer Testkit zur Bestimmung von Ca & Mg in Boden im Bereich > 0,0 meq/100 g. Packungsgröse: 100 Tests | <div class="product-short-description"> <p>Chemischer Testkit zur Bestimmung von Ca &amp; Mg in Boden im Bereich &gt; 0,0 meq/100 g.<br/> Packungsgröse: 100 Tests </p> </div> | https://www.hannathailand.com/wp-content/uploads/2022/06/31gluhj8kul__sl500_aa300_51e06dc2b7ac6.jpg | เครื่องวัดปริมาณไนไตรท์ ช่วงสูง ในตัวอย่างน้ำ รุ่น HI708 , เครื่องวัดปริมาณฟอสเฟต ช่วงต่ำ รุ่น HI713 , น้ำยามาตรฐานสอบเทียบ ค่ามาตรฐานความเค็ม , เครื่องวัดปริมาณไอโอดีน รุ่น HI718 , เครื่องวัดปริมาณซิลิกา ช่วงต่ำ ในตัวอย่างน้ำ รุ่น HI705 , เครื่องวัดปริมาณโครเมี่ยม ช่วงสูง รุ่น HI723 , เครื่องวัดปริมาณแอมโมเนีย ช่วงต่ำ รุ่น HI700 , เซ็นเซอร์วัดออกซิเจนในน้ำสำหรับ HI9829 มัลติพารามิเตอร์ | <a class="woocommerce-LoopProduct-link woocommerce-loop-product__link" href="https://www.hannathailand.com/product/hi708-checker-hc-nitrite-hr/">เครื่องวัดปริมาณไนไตรท์ ช่วงสูง ในตัวอย่างน้ำ รุ่น HI708</a> , <a class="woocommerce-LoopProduct-link woocommerce-loop-product__link" href="https://www.hannathailand.com/product/hi713-checker-hc-phosphate-lr/">เครื่องวัดปริมาณฟอสเฟต ช่วงต่ำ รุ่น HI713</a> , <a class="woocommerce-LoopProduct-link woocommerce-loop-product__link" href="https://www.hannathailand.com/product/hi7083l/">น้ำยามาตรฐานสอบเทียบ ค่ามาตรฐานความเค็ม</a> , <a class="woocommerce-LoopProduct-link woocommerce-loop-product__link" href="https://www.hannathailand.com/product/hi718-checker-hc-iodine/">เครื่องวัดปริมาณไอโอดีน รุ่น HI718</a> , <a class="woocommerce-LoopProduct-link woocommerce-loop-product__link" href="https://www.hannathailand.com/product/hi705-checker-hc-silica-lr/">เครื่องวัดปริมาณซิลิกา ช่วงต่ำ ในตัวอย่างน้ำ รุ่น HI705</a> , <a class="woocommerce-LoopProduct-link woocommerce-loop-product__link" href="https://www.hannathailand.com/product/hi723-checker-hc-chromium-vi-hr/">เครื่องวัดปริมาณโครเมี่ยม ช่วงสูง รุ่น HI723</a> , <a class="woocommerce-LoopProduct-link woocommerce-loop-product__link" href="https://www.hannathailand.com/product/hi700-checker-hc-ammonia-lr/">เครื่องวัดปริมาณแอมโมเนีย ช่วงต่ำ รุ่น HI700</a> , <a class="woocommerce-LoopProduct-link woocommerce-loop-product__link" href="https://www.hannathailand.com/product/hi7609829-2/">เซ็นเซอร์วัดออกซิเจนในน้ำสำหรับ HI9829 มัลติพารามิเตอร์</a> | https://www.hannathailand.com/wp-content/uploads/2022/06/miniphotometerfurnitrithoch2420_11-600x600.jpg , https://www.hannathailand.com/wp-content/uploads/2022/06/hi713_lg51caffcdce23e-600x600.jpg , https://www.hannathailand.com/wp-content/uploads/2021/07/10-500x500.jpg , https://www.hannathailand.com/wp-content/uploads/2022/06/miniphotometerfuriod829_11-600x600.jpg , https://www.hannathailand.com/wp-content/uploads/2022/06/hi705400-600x600.jpg , https://www.hannathailand.com/wp-content/uploads/2022/06/miniphotometerfurchromvihoch839_11-600x600.jpg , https://www.hannathailand.com/wp-content/uploads/2022/06/hi700_400pxl-600x600.jpg , https://www.hannathailand.com/wp-content/uploads/2021/07/5-500x500.jpg
83 | CTK Eisen und Härte Gesamt | ชุดทดสอบเคมี , สินค้าทั้งหมด , แบบจานเทียบสี , แบบเทียบสี , แบบไทเทรต | https://www.hannathailand.com/product-category/test-kit/titrate/ | https://www.hannathailand.com/product/ctk-eisen-und-harte-gesamt/ | HI3889 | 1,391.00 |  | <div aria-labelledby="tab-title-additional_information" class="woocommerce-Tabs-panel woocommerce-Tabs-panel--additional_information panel entry-content" id="tab-additional_information" role="tabpanel"> </div> | Chemischer Testkit zur Bestimmung von Eisen und Härte Gesamt im Bereich Fe: 0-5 mg/L (ppm) / 40-500 mg/L (ppm)Packungsgröse: 50 Tests Messbereich Fe: 0-5 mg/L (ppm) /40-500 mg/L (ppm) Auflösung Fe: 1 mg/L (ppm) / 20 mg/L (ppm) Methode Kolorimetrisch / Titration – Phenanthroline / EDTA | <div aria-labelledby="tab-title-description" class="woocommerce-Tabs-panel woocommerce-Tabs-panel--description panel entry-content active" id="tab-description" role="tabpanel"> <p>Chemischer Testkit zur Bestimmung von <strong>Eisen und Härte Gesamt </strong>im Bereich Fe: 0-5 mg/L (ppm) / 40-500 mg/L (ppm)<br/>Packungsgröse: 50 Tests </p> <table border="0" cellpadding="0" cellspacing="0" class="mceItemTable"> <colgroup> <col width="187"/> <col width="340"/></colgroup> <tbody> <tr> <td class="xl63" height="20" width="187"><span>Messbereich</span></td> <td class="xl64" width="340">Fe: 0-5 mg/L (ppm) /40-500 mg/L (ppm)</td> </tr> <tr> <td class="xl63" height="20" width="187"><span class="hps">Auflösung</span></td> <td class="xl64" width="340"> <p>Fe: 1 mg/L (ppm) / 20 mg/L (ppm)</p> </td> </tr> <tr> <td class="xl63" height="20" width="187">Methode</td> <td class="xl64" width="340"> <p>Kolorimetrisch / Titration – Phenanthroline / EDTA</p> </td> </tr> </tbody> </table> <p></p> </div> | Chemischer Testkit zur Bestimmung von Eisen und Härte Gesamt im Bereich Fe: 0-5 mg/L (ppm) / 40-500 mg/L (ppm) Packungsgröse: 50 Tests | <div class="product-short-description"> <p>Chemischer Testkit zur Bestimmung von Eisen und Härte Gesamt im Bereich Fe: 0-5 mg/L (ppm) / 40-500 mg/L (ppm)<br/> Packungsgröse: 50 Tests </p> </div> | https://www.hannathailand.com/wp-content/uploads/2022/06/31gluhj8kul__sl500_aa300_51e3c5f791a0a.jpg | เครื่องวัดปริมาณคลอรีนอิสระ รุ่น HI701 , น้ำยามาตรฐานสอบเทียบ ค่ามาตรฐานความเค็ม , เครื่องวัดปริมาณแอมโมเนีย ช่วงต่ำ รุ่น HI700 , เครื่องวัดปริมาณไอโอดีน รุ่น HI718 , เครื่องวัดค่าเหล็ก รุ่น HI721 , สารละลายมาตรฐานความขุ่น 20 NTU , เครื่องวัดปริมาณซิลิกา ช่วงต่ำ ในตัวอย่างน้ำ รุ่น HI705 , เครื่องวัดปริมาณฟอสเฟต ช่วงต่ำ รุ่น HI713 | <a class="woocommerce-LoopProduct-link woocommerce-loop-product__link" href="https://www.hannathailand.com/product/hi701-checker-hc-free-chlorine/">เครื่องวัดปริมาณคลอรีนอิสระ รุ่น HI701</a> , <a class="woocommerce-LoopProduct-link woocommerce-loop-product__link" href="https://www.hannathailand.com/product/hi7080l/">น้ำยามาตรฐานสอบเทียบ ค่ามาตรฐานความเค็ม</a> , <a class="woocommerce-LoopProduct-link woocommerce-loop-product__link" href="https://www.hannathailand.com/product/hi700-checker-hc-ammonia-lr/">เครื่องวัดปริมาณแอมโมเนีย ช่วงต่ำ รุ่น HI700</a> , <a class="woocommerce-LoopProduct-link woocommerce-loop-product__link" href="https://www.hannathailand.com/product/hi718-checker-hc-iodine/">เครื่องวัดปริมาณไอโอดีน รุ่น HI718</a> , <a class="woocommerce-LoopProduct-link woocommerce-loop-product__link" href="https://www.hannathailand.com/product/hi721-checker-hc-iron/">เครื่องวัดค่าเหล็ก รุ่น HI721</a> , <a class="woocommerce-LoopProduct-link woocommerce-loop-product__link" href="https://www.hannathailand.com/product/hi93102-20/">สารละลายมาตรฐานความขุ่น 20 NTU</a> , <a class="woocommerce-LoopProduct-link woocommerce-loop-product__link" href="https://www.hannathailand.com/product/hi705-checker-hc-silica-lr/">เครื่องวัดปริมาณซิลิกา ช่วงต่ำ ในตัวอย่างน้ำ รุ่น HI705</a> , <a class="woocommerce-LoopProduct-link woocommerce-loop-product__link" href="https://www.hannathailand.com/product/hi713-checker-hc-phosphate-lr/">เครื่องวัดปริมาณฟอสเฟต ช่วงต่ำ รุ่น HI713</a> | https://www.hannathailand.com/wp-content/uploads/2021/11/hi701-500x500.jpg , https://www.hannathailand.com/wp-content/uploads/2021/07/11-500x500.jpg , https://www.hannathailand.com/wp-content/uploads/2022/06/hi700_400pxl-600x600.jpg , https://www.hannathailand.com/wp-content/uploads/2022/06/miniphotometerfuriod829_11-600x600.jpg , https://www.hannathailand.com/wp-content/uploads/2022/06/miniphotometerfureisen832_11-600x600.jpg , https://www.hannathailand.com/wp-content/uploads/2021/07/9-500x500.jpg , https://www.hannathailand.com/wp-content/uploads/2022/06/hi705400-600x600.jpg , https://www.hannathailand.com/wp-content/uploads/2022/06/hi713_lg51caffcdce23e-600x600.jpg
84 | HI3840 CTK Hardness | ชุดทดสอบเคมี , สินค้าทั้งหมด , แบบไทเทรต | https://www.hannathailand.com/product-category/test-kit/titrate/ | https://www.hannathailand.com/product/ctk-harte-gesamt-2/ | HI3840 | 642.00 |  | <div aria-labelledby="tab-title-additional_information" class="woocommerce-Tabs-panel woocommerce-Tabs-panel--additional_information panel entry-content" id="tab-additional_information" role="tabpanel"> </div> | HI3840 คือชุดทดสอบทางเคมีที่วัดความกระด้างทั้งหมดในรูปแบบ CaCO3 โดยการไตเตรทด้วย EDTA HI3840 มาพร้อมกับรีเอเจนต์และอุปกรณ์ทั้งหมดที่จำเป็นสำหรับการทดสอบประมาณ 50 ครั้ง Chemischer Testkit zur Bestimmung der Härte im Bereich 0 bis 150 mg/l (ppm). Packungsgröse: 50 Tests Messbereich 0 bis 150 mg/l Auflösung 5 mg/l Methode Titrimetrisch – EDTA | <div aria-labelledby="tab-title-description" class="woocommerce-Tabs-panel woocommerce-Tabs-panel--description panel entry-content active" id="tab-description" role="tabpanel"> <p>HI3840 คือชุดทดสอบทางเคมีที่วัดความกระด้างทั้งหมดในรูปแบบ CaCO3 โดยการไตเตรทด้วย EDTA HI3840 มาพร้อมกับรีเอเจนต์และอุปกรณ์ทั้งหมดที่จำเป็นสำหรับการทดสอบประมาณ 50 ครั้ง</p> <p>Chemischer Testkit zur Bestimmung der <strong>Härte </strong>im Bereich 0 bis 150 mg/l (ppm).<br/> Packungsgröse: 50 Tests</p> <table border="0" cellpadding="0" cellspacing="0" class="mceItemTable"> <colgroup> <col width="187"/> <col width="340"/></colgroup> <tbody> <tr> <td class="xl63" height="20" width="187">Messbereich</td> <td class="xl64" width="340">0 bis 150 mg/l</td> </tr> <tr> <td class="xl63" height="20" width="187"><span class="hps">Auflösung</span></td> <td class="xl64" width="340">5 mg/l</td> </tr> <tr> <td class="xl63" height="20" width="187">Methode</td> <td class="xl64" width="340">Titrimetrisch – EDTA</td> </tr> </tbody> </table> <p> </p> </div> | Chemischer Testkit zur Bestimmung der Härte im Bereich 0 bis 150 mg/l (ppm). Packungsgröse: 50 Tests | <div class="product-short-description"> <p>Chemischer Testkit zur Bestimmung der Härte im Bereich 0 bis 150 mg/l (ppm).<br/> Packungsgröse: 50 Tests</p> </div> | https://www.hannathailand.com/wp-content/uploads/2022/06/31gluhj8kul__sl500_aa300_51e068e166014.jpg | น้ำยามาตรฐานสำหรับค่าโซเดียม , เครื่องวัดปริมาณไนไตรท์ ช่วงสูง ในตัวอย่างน้ำ รุ่น HI708 , เครื่องวัดปริมาณซิลิกา ช่วงต่ำ ในตัวอย่างน้ำ รุ่น HI705 , เครื่องวัดปริมาณนิกเกิล ช่วงสูง รุ่น HI726 , เครื่องวัดปริมาณคลอรีนรวม รุ่น HI711 , เครื่องวัดปริมาณฟอสฟอรัส ช่วงสูง รุ่น HI706 , เครื่องวัดปริมาณแอมโมเนีย ช่วงต่ำ รุ่น HI700 , เครื่องวัดปริมาณฟอสเฟต ช่วงสูง รุ่น HI717 | <a class="woocommerce-LoopProduct-link woocommerce-loop-product__link" href="https://www.hannathailand.com/product/hi7090l/">น้ำยามาตรฐานสำหรับค่าโซเดียม</a> , <a class="woocommerce-LoopProduct-link woocommerce-loop-product__link" href="https://www.hannathailand.com/product/hi708-checker-hc-nitrite-hr/">เครื่องวัดปริมาณไนไตรท์ ช่วงสูง ในตัวอย่างน้ำ รุ่น HI708</a> , <a class="woocommerce-LoopProduct-link woocommerce-loop-product__link" href="https://www.hannathailand.com/product/hi705-checker-hc-silica-lr/">เครื่องวัดปริมาณซิลิกา ช่วงต่ำ ในตัวอย่างน้ำ รุ่น HI705</a> , <a class="woocommerce-LoopProduct-link woocommerce-loop-product__link" href="https://www.hannathailand.com/product/hi726-checker-hc-nickel-hr/">เครื่องวัดปริมาณนิกเกิล ช่วงสูง รุ่น HI726</a> , <a class="woocommerce-LoopProduct-link woocommerce-loop-product__link" href="https://www.hannathailand.com/product/hi711-checker-hc-total-chlorine/">เครื่องวัดปริมาณคลอรีนรวม รุ่น HI711</a> , <a class="woocommerce-LoopProduct-link woocommerce-loop-product__link" href="https://www.hannathailand.com/product/hi706-checker-hc-phosphorous-hr/">เครื่องวัดปริมาณฟอสฟอรัส ช่วงสูง รุ่น HI706</a> , <a class="woocommerce-LoopProduct-link woocommerce-loop-product__link" href="https://www.hannathailand.com/product/hi700-checker-hc-ammonia-lr/">เครื่องวัดปริมาณแอมโมเนีย ช่วงต่ำ รุ่น HI700</a> , <a class="woocommerce-LoopProduct-link woocommerce-loop-product__link" href="https://www.hannathailand.com/product/hi717-checker-hc-phosphate-hr/">เครื่องวัดปริมาณฟอสเฟต ช่วงสูง รุ่น HI717</a> | https://www.hannathailand.com/wp-content/uploads/2021/07/12-500x500.jpg , https://www.hannathailand.com/wp-content/uploads/2022/06/miniphotometerfurnitrithoch2420_11-600x600.jpg , https://www.hannathailand.com/wp-content/uploads/2022/06/hi705400-600x600.jpg , https://www.hannathailand.com/wp-content/uploads/2022/06/miniphotometerfurnickelhoch841_11-600x600.jpg , https://www.hannathailand.com/wp-content/uploads/2022/06/hi711_lg-600x600.jpg , https://www.hannathailand.com/wp-content/uploads/2022/06/hi706_400-600x600.jpg , https://www.hannathailand.com/wp-content/uploads/2022/06/hi700_400pxl-600x600.jpg , https://www.hannathailand.com/wp-content/uploads/2022/06/miniphotometerfurphosphathoch827_11-600x600.jpg
85 | HI3841 CTK Hardness | ชุดทดสอบเคมี , สินค้าทั้งหมด , แบบไทเทรต | https://www.hannathailand.com/product-category/test-kit/titrate/ | https://www.hannathailand.com/product/ctk-harte-gesamt-4/ | HI3841 | 642.00 |  | <div aria-labelledby="tab-title-additional_information" class="woocommerce-Tabs-panel woocommerce-Tabs-panel--additional_information panel entry-content" id="tab-additional_information" role="tabpanel"> </div> | HI3841 เป็นชุดทดสอบทางเคมีที่วัดความกระด้างทั้งหมดในรูปแบบ CaCO3 โดยการไตเตรทด้วย EDTA HI3841 มาพร้อมกับรีเอเจนต์และอุปกรณ์ทั้งหมดที่จำเป็นสำหรับการทดสอบประมาณ 50 ครั้ง Chemischer Testkit zur Bestimmung der Härte im Bereich 40 bis 500 mg/l (ppm). Packungsgröse: 50 Tests Messbereich 40 bis 500 mg/l Auflösung 20 mg/l Methode Titrimetrisch – EDTA | <div aria-labelledby="tab-title-description" class="woocommerce-Tabs-panel woocommerce-Tabs-panel--description panel entry-content active" id="tab-description" role="tabpanel"> <p>HI3841 เป็นชุดทดสอบทางเคมีที่วัดความกระด้างทั้งหมดในรูปแบบ CaCO3 โดยการไตเตรทด้วย EDTA HI3841 มาพร้อมกับรีเอเจนต์และอุปกรณ์ทั้งหมดที่จำเป็นสำหรับการทดสอบประมาณ 50 ครั้ง</p> <p>Chemischer Testkit zur Bestimmung der <strong>Härte </strong>im Bereich 40 bis 500 mg/l (ppm).<br/> Packungsgröse: 50 Tests</p> <table border="0" cellpadding="0" cellspacing="0" class="mceItemTable"> <colgroup> <col width="187"/> <col width="340"/></colgroup> <tbody> <tr> <td class="xl63" height="20" width="187">Messbereich</td> <td class="xl64" width="340">40 bis 500 mg/l</td> </tr> <tr> <td class="xl63" height="20" width="187"><span class="hps">Auflösung</span></td> <td class="xl64" width="340">20 mg/l</td> </tr> <tr> <td class="xl63" height="20" width="187">Methode</td> <td class="xl64" width="340">Titrimetrisch – EDTA</td> </tr> </tbody> </table> <p> </p> </div> | Chemischer Testkit zur Bestimmung der Härte im Bereich 40 bis 500 mg/l (ppm). Packungsgröse: 50 Tests | <div class="product-short-description"> <p>Chemischer Testkit zur Bestimmung der Härte im Bereich 40 bis 500 mg/l (ppm).<br/> Packungsgröse: 50 Tests</p> </div> | https://www.hannathailand.com/wp-content/uploads/2022/06/31gluhj8kul__sl500_aa300_51e068e166014.jpg | เครื่องวัดสีในน้ำตัวอย่าง HI727 , เครื่องวัดค่าเหล็ก รุ่น HI721 , เครื่องวัดปริมาณฟอสฟอรัส ช่วงต่ำมาก รุ่น HI736 , เครื่องวัดปริมาณคลอรีนรวม รุ่น HI711 , เครื่องวัดปริมาณไนไตรท์ ช่วงสูง ในตัวอย่างน้ำ รุ่น HI708 , น้ำยามาตรฐานสอบเทียบ ค่ามาตรฐานความเค็ม , เครื่องวัดปริมาณฟลูออไรด์ ช่วงต่ำ รุ่น HI729 , เครื่องวัดคลอรีน | <a class="woocommerce-LoopProduct-link woocommerce-loop-product__link" href="https://www.hannathailand.com/product/hi727-checker-hc-color-of-water/">เครื่องวัดสีในน้ำตัวอย่าง HI727</a> , <a class="woocommerce-LoopProduct-link woocommerce-loop-product__link" href="https://www.hannathailand.com/product/hi721-checker-hc-iron/">เครื่องวัดค่าเหล็ก รุ่น HI721</a> , <a class="woocommerce-LoopProduct-link woocommerce-loop-product__link" href="https://www.hannathailand.com/product/phosphorous-marine/">เครื่องวัดปริมาณฟอสฟอรัส ช่วงต่ำมาก รุ่น HI736</a> , <a class="woocommerce-LoopProduct-link woocommerce-loop-product__link" href="https://www.hannathailand.com/product/hi711-checker-hc-total-chlorine/">เครื่องวัดปริมาณคลอรีนรวม รุ่น HI711</a> , <a class="woocommerce-LoopProduct-link woocommerce-loop-product__link" href="https://www.hannathailand.com/product/hi708-checker-hc-nitrite-hr/">เครื่องวัดปริมาณไนไตรท์ ช่วงสูง ในตัวอย่างน้ำ รุ่น HI708</a> , <a class="woocommerce-LoopProduct-link woocommerce-loop-product__link" href="https://www.hannathailand.com/product/hi7080l/">น้ำยามาตรฐานสอบเทียบ ค่ามาตรฐานความเค็ม</a> , <a class="woocommerce-LoopProduct-link woocommerce-loop-product__link" href="https://www.hannathailand.com/product/hi729-checker-hc-fluoride-lr/">เครื่องวัดปริมาณฟลูออไรด์ ช่วงต่ำ รุ่น HI729</a> , <a class="woocommerce-LoopProduct-link woocommerce-loop-product__link" href="https://www.hannathailand.com/product/free-chlorine/">เครื่องวัดคลอรีน</a> | https://www.hannathailand.com/wp-content/uploads/2022/06/miniphotometerfurfarbe843_11-600x600.jpg , https://www.hannathailand.com/wp-content/uploads/2022/06/miniphotometerfureisen832_11-600x600.jpg , https://www.hannathailand.com/wp-content/uploads/2021/12/HI736-600x600.jpg , https://www.hannathailand.com/wp-content/uploads/2022/06/hi711_lg-600x600.jpg , https://www.hannathailand.com/wp-content/uploads/2022/06/miniphotometerfurnitrithoch2420_11-600x600.jpg , https://www.hannathailand.com/wp-content/uploads/2021/07/11-500x500.jpg , https://www.hannathailand.com/wp-content/uploads/2022/06/miniphotometerfurfluoridniedrig844_11-600x600.jpg , https://www.hannathailand.com/wp-content/uploads/2021/07/1-500x500.jpg
86 | HI3842 CTK Hardness | ชุดทดสอบเคมี , สินค้าทั้งหมด , แบบไทเทรต | https://www.hannathailand.com/product-category/test-kit/titrate/ | https://www.hannathailand.com/product/ctk-harte-gesamt-3/ | HI3842 | 642.00 |  | <div aria-labelledby="tab-title-additional_information" class="woocommerce-Tabs-panel woocommerce-Tabs-panel--additional_information panel entry-content" id="tab-additional_information" role="tabpanel"> </div> | HI3842 เป็นชุดทดสอบทางเคมีที่วัดความกระด้างทั้งหมดในรูปแบบ CaCO3 โดยการไตเตรทด้วย EDTA HI3842 มาพร้อมกับรีเอเจนต์และอุปกรณ์ทั้งหมดที่จำเป็นสำหรับการทดสอบประมาณ 50 ครั้ง Chemischer Testkit zur Bestimmung der Härte im Bereich 400 bis 3000 mg/l (ppm). Packungsgröse: 50 Tests Messbereich 400 bis 3000 mg/l Auflösung 100 mg/l Methode Titrimetrisch – EDTA | <div aria-labelledby="tab-title-description" class="woocommerce-Tabs-panel woocommerce-Tabs-panel--description panel entry-content active" id="tab-description" role="tabpanel"> <p>HI3842 เป็นชุดทดสอบทางเคมีที่วัดความกระด้างทั้งหมดในรูปแบบ CaCO3 โดยการไตเตรทด้วย EDTA HI3842 มาพร้อมกับรีเอเจนต์และอุปกรณ์ทั้งหมดที่จำเป็นสำหรับการทดสอบประมาณ 50 ครั้ง</p> <p>Chemischer Testkit zur Bestimmung der <strong>Härte </strong>im Bereich 400 bis 3000 mg/l (ppm).<br/> Packungsgröse: 50 Tests</p> <table border="0" cellpadding="0" cellspacing="0" class="mceItemTable"> <colgroup> <col width="187"/> <col width="340"/></colgroup> <tbody> <tr> <td class="xl63" height="20" width="187">Messbereich</td> <td class="xl64" width="340">400 bis 3000 mg/l</td> </tr> <tr> <td class="xl63" height="20" width="187"><span class="hps">Auflösung</span></td> <td class="xl64" width="340">100 mg/l</td> </tr> <tr> <td class="xl63" height="20" width="187">Methode</td> <td class="xl64" width="340">Titrimetrisch – EDTA</td> </tr> </tbody> </table> <p> </p> </div> | Chemischer Testkit zur Bestimmung der Härte im Bereich 400 bis 3000 mg/l (ppm). Packungsgröse: 50 Tests | <div class="product-short-description"> <p>Chemischer Testkit zur Bestimmung der Härte im Bereich 400 bis 3000 mg/l (ppm).<br/> Packungsgröse: 50 Tests</p> </div> | https://www.hannathailand.com/wp-content/uploads/2022/06/31gluhj8kul__sl500_aa300_51e06ae152905.jpg | เครื่องวัดปริมาณแอมโมเนีย ในน้ำ รุ่น HI715 , เครื่องวัดคลอรีน , เครื่องวัดสีในน้ำตัวอย่าง HI727 , น้ำยามาตรฐานสอบเทียบ ค่ามาตรฐานความเค็ม , เครื่องวัดปริมาณโบรมีน ในตัวอย่างน้ำ รุ่น HI716 , น้ำยามาตรฐานสอบเทียบ ค่ามาตรฐานความเค็ม , สารละลายมาตรฐานความขุ่น 20 NTU , เครื่องวัดปริมาณฟลูออไรด์ ช่วงต่ำ รุ่น HI729 | <a class="woocommerce-LoopProduct-link woocommerce-loop-product__link" href="https://www.hannathailand.com/product/hi715-checker-hc-ammonia-mr/">เครื่องวัดปริมาณแอมโมเนีย ในน้ำ รุ่น HI715</a> , <a class="woocommerce-LoopProduct-link woocommerce-loop-product__link" href="https://www.hannathailand.com/product/free-chlorine/">เครื่องวัดคลอรีน</a> , <a class="woocommerce-LoopProduct-link woocommerce-loop-product__link" href="https://www.hannathailand.com/product/hi727-checker-hc-color-of-water/">เครื่องวัดสีในน้ำตัวอย่าง HI727</a> , <a class="woocommerce-LoopProduct-link woocommerce-loop-product__link" href="https://www.hannathailand.com/product/hi7083l/">น้ำยามาตรฐานสอบเทียบ ค่ามาตรฐานความเค็ม</a> , <a class="woocommerce-LoopProduct-link woocommerce-loop-product__link" href="https://www.hannathailand.com/product/hi716-checker-hc-bromine/">เครื่องวัดปริมาณโบรมีน ในตัวอย่างน้ำ รุ่น HI716</a> , <a class="woocommerce-LoopProduct-link woocommerce-loop-product__link" href="https://www.hannathailand.com/product/hi7080l/">น้ำยามาตรฐานสอบเทียบ ค่ามาตรฐานความเค็ม</a> , <a class="woocommerce-LoopProduct-link woocommerce-loop-product__link" href="https://www.hannathailand.com/product/hi93102-20/">สารละลายมาตรฐานความขุ่น 20 NTU</a> , <a class="woocommerce-LoopProduct-link woocommerce-loop-product__link" href="https://www.hannathailand.com/product/hi729-checker-hc-fluoride-lr/">เครื่องวัดปริมาณฟลูออไรด์ ช่วงต่ำ รุ่น HI729</a> | https://www.hannathailand.com/wp-content/uploads/2022/06/miniphotometerfurammoniakmittel2416_11-600x600.jpg , https://www.hannathailand.com/wp-content/uploads/2021/07/1-500x500.jpg , https://www.hannathailand.com/wp-content/uploads/2022/06/miniphotometerfurfarbe843_11-600x600.jpg , https://www.hannathailand.com/wp-content/uploads/2021/07/10-500x500.jpg , https://www.hannathailand.com/wp-content/uploads/2022/06/miniphotometerfurfreiesgesamtchlor704_11-600x600.jpg , https://www.hannathailand.com/wp-content/uploads/2021/07/11-500x500.jpg , https://www.hannathailand.com/wp-content/uploads/2021/07/9-500x500.jpg , https://www.hannathailand.com/wp-content/uploads/2022/06/miniphotometerfurfluoridniedrig844_11-600x600.jpg
87 | CTK Hypochlorid HI3843 | ชุดทดสอบเคมี , สินค้าทั้งหมด , แบบจานเทียบสี , แบบเทียบสี , แบบไทเทรต | https://www.hannathailand.com/product-category/test-kit/titrate/ | https://www.hannathailand.com/product/ctk-hypochlorid/ | HI3843 | 4,922.00 |  | <div aria-labelledby="tab-title-additional_information" class="woocommerce-Tabs-panel woocommerce-Tabs-panel--additional_information panel entry-content" id="tab-additional_information" role="tabpanel"> </div> | HI3843 เป็นชุดทดสอบทางเคมีที่ตรวจวัดไฮโปคลอไรต์โดยการไทเทรตแบบไอโอโดเมตริก HI3843 มาพร้อมกับรีเอเจนต์และอุปกรณ์ทั้งหมดที่จำเป็นในการทดสอบประมาณ 100 ครั้ง Chemischer Testkit zur Bestimmung von Hypochlorid im Bereich 50-150 g/L (ppt). Packungsgröse: 100 Tests Messbereich 50-150 g/L (ppt) Auflösung 5 g/L (ppt) (0.5%) Methode Titration Iodometric | <div aria-labelledby="tab-title-description" class="woocommerce-Tabs-panel woocommerce-Tabs-panel--description panel entry-content active" id="tab-description" role="tabpanel"> <p>HI3843 เป็นชุดทดสอบทางเคมีที่ตรวจวัดไฮโปคลอไรต์โดยการไทเทรตแบบไอโอโดเมตริก HI3843 มาพร้อมกับรีเอเจนต์และอุปกรณ์ทั้งหมดที่จำเป็นในการทดสอบประมาณ 100 ครั้ง</p> <p>Chemischer Testkit zur Bestimmung von <strong>Hypochlorid </strong>im Bereich 50-150 g/L (ppt).<br/> Packungsgröse: 100 Tests</p> <table border="0" cellpadding="0" cellspacing="0" class="mceItemTable"> <colgroup> <col width="187"/> <col width="340"/></colgroup> <tbody> <tr> <td class="xl63" height="20" width="187">Messbereich</td> <td class="xl64" width="340">50-150 g/L (ppt)</td> </tr> <tr> <td class="xl63" height="20" width="187"><span class="hps">Auflösung</span></td> <td class="xl64" width="340">5 g/L (ppt) (0.5%)</td> </tr> <tr> <td class="xl63" height="20" width="187">Methode</td> <td class="xl64" width="340">Titration Iodometric</td> </tr> </tbody> </table> <p> </p> </div> | Chemischer Testkit zur Bestimmung von Hypochlorid im Bereich 50-150 g/L (ppt). Packungsgröse: 100 Tests | <div class="product-short-description"> <p>Chemischer Testkit zur Bestimmung von Hypochlorid im Bereich 50-150 g/L (ppt).<br/> Packungsgröse: 100 Tests</p> </div> | https://www.hannathailand.com/wp-content/uploads/2022/06/31gluhj8kul__sl500_aa300_51e3c29430582.jpg | เครื่องวัดปริมาณแอมโมเนีย ช่วงต่ำ รุ่น HI700 , เครื่องวัดปริมาณแอมโมเนีย ช่วงสูง รุ่น HI733 , เครื่องวัดปริมาณโครเมี่ยม ช่วงสูง รุ่น HI723 , สารละลายมาตรฐานความขุ่น 20 NTU , เครื่องวัดปริมาณไอโอดีน รุ่น HI718 , เครื่องวัดปริมาณฟอสเฟต ช่วงสูง รุ่น HI717 , เครื่องวัดปริมาณไนไตรท์ ช่วงต่ำ รุ่น HI707 , เครื่องวัดคลอรีน | <a class="woocommerce-LoopProduct-link woocommerce-loop-product__link" href="https://www.hannathailand.com/product/hi700-checker-hc-ammonia-lr/">เครื่องวัดปริมาณแอมโมเนีย ช่วงต่ำ รุ่น HI700</a> , <a class="woocommerce-LoopProduct-link woocommerce-loop-product__link" href="https://www.hannathailand.com/product/hi733-checker-hc-ammonia-hr/">เครื่องวัดปริมาณแอมโมเนีย ช่วงสูง รุ่น HI733</a> , <a class="woocommerce-LoopProduct-link woocommerce-loop-product__link" href="https://www.hannathailand.com/product/hi723-checker-hc-chromium-vi-hr/">เครื่องวัดปริมาณโครเมี่ยม ช่วงสูง รุ่น HI723</a> , <a class="woocommerce-LoopProduct-link woocommerce-loop-product__link" href="https://www.hannathailand.com/product/hi93102-20/">สารละลายมาตรฐานความขุ่น 20 NTU</a> , <a class="woocommerce-LoopProduct-link woocommerce-loop-product__link" href="https://www.hannathailand.com/product/hi718-checker-hc-iodine/">เครื่องวัดปริมาณไอโอดีน รุ่น HI718</a> , <a class="woocommerce-LoopProduct-link woocommerce-loop-product__link" href="https://www.hannathailand.com/product/hi717-checker-hc-phosphate-hr/">เครื่องวัดปริมาณฟอสเฟต ช่วงสูง รุ่น HI717</a> , <a class="woocommerce-LoopProduct-link woocommerce-loop-product__link" href="https://www.hannathailand.com/product/hi707-checker-hc-nitrite-lr/">เครื่องวัดปริมาณไนไตรท์ ช่วงต่ำ รุ่น HI707</a> , <a class="woocommerce-LoopProduct-link woocommerce-loop-product__link" href="https://www.hannathailand.com/product/free-chlorine/">เครื่องวัดคลอรีน</a> | https://www.hannathailand.com/wp-content/uploads/2022/06/hi700_400pxl-600x600.jpg , https://www.hannathailand.com/wp-content/uploads/2022/06/miniphotometerfurammoniumhoch2418_11-600x600.jpg , https://www.hannathailand.com/wp-content/uploads/2022/06/miniphotometerfurchromvihoch839_11-600x600.jpg , https://www.hannathailand.com/wp-content/uploads/2021/07/9-500x500.jpg , https://www.hannathailand.com/wp-content/uploads/2022/06/miniphotometerfuriod829_11-600x600.jpg , https://www.hannathailand.com/wp-content/uploads/2022/06/miniphotometerfurphosphathoch827_11-600x600.jpg , https://www.hannathailand.com/wp-content/uploads/2022/06/hi707400-600x600.jpg , https://www.hannathailand.com/wp-content/uploads/2021/07/1-500x500.jpg
88 | FC099 Blade attachment for Electrode – 35mm | สินค้าทั้งหมด , หัววัด , อุตสาหกรรมอาหาร , เครื่องวัดความเป็นกรด-ด่าง/โออาร์พี | https://www.hannathailand.com/product-category/ph-meter/ | https://www.hannathailand.com/product/fc099-blade-attachment-for-electrode-35mm/ | FC099 | 10,165.00 |  | <div aria-labelledby="tab-title-additional_information" class="woocommerce-Tabs-panel woocommerce-Tabs-panel--additional_information panel entry-content" id="tab-additional_information" role="tabpanel"> </div> | Knife attachment for FC 230, 231 & 232 (penetration depth 35 mm) | <div aria-labelledby="tab-title-description" class="woocommerce-Tabs-panel woocommerce-Tabs-panel--description panel entry-content active" id="tab-description" role="tabpanel"> <p><span class="hps">Knife attachment</span> <span class="hps">for</span> <span class="hps">FC</span> <span class="hps">230</span><span>, 231</span> <span class="hps">&amp;</span> <span class="hps atn">232 (</span><span>penetration depth</span> <span class="hps">35</span> <span class="hps">mm)</span></p> </div> | Knife attachment for FC 230, 231 & 232 (penetration depth 35 mm) | <div class="product-short-description"> <p>Knife attachment for FC 230, 231 &amp; 232 (penetration depth 35 mm)</p> </div> | https://www.hannathailand.com/wp-content/uploads/2022/06/31z5rmvkrl_sl500_aa300_1.jpg | เครื่องวัดปริมาณซิลิกา ช่วงต่ำ ในตัวอย่างน้ำ รุ่น HI705 , เครื่องวัดปริมาณโครเมี่ยม ช่วงสูง รุ่น HI723 , น้ำยามาตรฐานสอบเทียบ ค่ามาตรฐานความเค็ม , น้ำยามาตรฐานสอบเทียบ , เครื่องวัดปริมาณแอมโมเนีย ช่วงสูง รุ่น HI733 , เครื่องวัดปริมาณฟอสฟอรัส ช่วงต่ำมาก รุ่น HI736 , เครื่องวัดค่าเหล็ก รุ่น HI721 , เครื่องวัดปริมาณฟอสฟอรัส ช่วงสูง รุ่น HI706 | <a class="woocommerce-LoopProduct-link woocommerce-loop-product__link" href="https://www.hannathailand.com/product/hi705-checker-hc-silica-lr/">เครื่องวัดปริมาณซิลิกา ช่วงต่ำ ในตัวอย่างน้ำ รุ่น HI705</a> , <a class="woocommerce-LoopProduct-link woocommerce-loop-product__link" href="https://www.hannathailand.com/product/hi723-checker-hc-chromium-vi-hr/">เครื่องวัดปริมาณโครเมี่ยม ช่วงสูง รุ่น HI723</a> , <a class="woocommerce-LoopProduct-link woocommerce-loop-product__link" href="https://www.hannathailand.com/product/hi7083l/">น้ำยามาตรฐานสอบเทียบ ค่ามาตรฐานความเค็ม</a> , <a class="woocommerce-LoopProduct-link woocommerce-loop-product__link" href="https://www.hannathailand.com/product/hi9828-25/">น้ำยามาตรฐานสอบเทียบ</a> , <a class="woocommerce-LoopProduct-link woocommerce-loop-product__link" href="https://www.hannathailand.com/product/hi733-checker-hc-ammonia-hr/">เครื่องวัดปริมาณแอมโมเนีย ช่วงสูง รุ่น HI733</a> , <a class="woocommerce-LoopProduct-link woocommerce-loop-product__link" href="https://www.hannathailand.com/product/phosphorous-marine/">เครื่องวัดปริมาณฟอสฟอรัส ช่วงต่ำมาก รุ่น HI736</a> , <a class="woocommerce-LoopProduct-link woocommerce-loop-product__link" href="https://www.hannathailand.com/product/hi721-checker-hc-iron/">เครื่องวัดค่าเหล็ก รุ่น HI721</a> , <a class="woocommerce-LoopProduct-link woocommerce-loop-product__link" href="https://www.hannathailand.com/product/hi706-checker-hc-phosphorous-hr/">เครื่องวัดปริมาณฟอสฟอรัส ช่วงสูง รุ่น HI706</a> | https://www.hannathailand.com/wp-content/uploads/2022/06/31z5rmvkrl_sl500_aa300_1-600x600.jpg , https://www.hannathailand.com/wp-content/uploads/2021/12/lameenacierinox35mmpourfc230fc231etfc23247_11-500x500.jpg , https://www.hannathailand.com/wp-content/uploads/2022/06/hi705400-600x600.jpg , https://www.hannathailand.com/wp-content/uploads/2022/06/miniphotometerfurchromvihoch839_11-600x600.jpg , https://www.hannathailand.com/wp-content/uploads/2021/07/10-500x500.jpg , https://www.hannathailand.com/wp-content/uploads/2021/07/8-500x500.jpg , https://www.hannathailand.com/wp-content/uploads/2022/06/miniphotometerfurammoniumhoch2418_11-600x600.jpg , https://www.hannathailand.com/wp-content/uploads/2021/12/HI736-600x600.jpg , https://www.hannathailand.com/wp-content/uploads/2022/06/miniphotometerfureisen832_11-600x600.jpg , https://www.hannathailand.com/wp-content/uploads/2022/06/hi706_400-600x600.jpg
89 | FC100B – pH Elektrode | สินค้าทั้งหมด , หัววัด , อุตสาหกรรมอาหาร , เครื่องวัดความเป็นกรด-ด่าง/โออาร์พี | https://www.hannathailand.com/product-category/ph-meter/ | https://www.hannathailand.com/product/fc100b-ph-elektrode/ | FC100B | 9,095.00 |  | <div aria-labelledby="tab-title-additional_information" class="woocommerce-Tabs-panel woocommerce-Tabs-panel--additional_information panel entry-content" id="tab-additional_information" role="tabpanel"> </div> | pH Elektrode aus PVDF mit einfachem Diaphragma, ausgelegt für Frischkäse. Referenz doppelt, Ag/AgCl Diaphragma einfach Keramik Elektrolyt KCO 3.5 Max. Druck 0,1 bar Messbereiche pH: 0 bis 13 pH; Temperatur: 0 bis 80°C Spitze Kugelförmig (Ø 7,5 mm) Temperatursensor Nein Verstärker Nein Körper PVDF Kabel Koaxial; 1 m (3.3’) Weitere Erklärung: Die Elektrode ist mit BNC Stecker verfügbar. | <div aria-labelledby="tab-title-description" class="woocommerce-Tabs-panel woocommerce-Tabs-panel--description panel entry-content active" id="tab-description" role="tabpanel"> <p><strong>pH Elektrode</strong> aus PVDF mit einfachem Diaphragma, ausgelegt für Frischkäse.</p> <table border="0" cellpadding="0" cellspacing="0" class="mceItemTable"> <colgroup> <col width="187"/> <col width="340"/></colgroup> <tbody> <tr> <td class="xl63" height="20" width="187">Referenz</td> <td class="xl64" width="340">doppelt, Ag/AgCl</td> </tr> <tr> <td class="xl63" height="20" width="187">Diaphragma</td> <td class="xl64" width="340">einfach Keramik</td> </tr> <tr> <td class="xl63" height="20" width="187">Elektrolyt</td> <td class="xl64" width="340">KCO 3.5</td> </tr> <tr> <td class="xl63" height="20" width="187">Max. Druck</td> <td class="xl64" width="340">0,1 bar</td> </tr> <tr> <td class="xl63" height="20" width="187">Messbereiche</td> <td>pH: 0 bis 13 pH; Temperatur: 0 bis 80°C</td> </tr> <tr> <td class="xl63" height="20" width="187">Spitze</td> <td class="xl64" width="340">Kugelförmig (Ø 7,5 mm)</td> </tr> <tr> <td class="xl63" height="20" width="187">Temperatursensor</td> <td class="xl64" width="340">Nein</td> </tr> <tr> <td class="xl63" height="20" width="187">Verstärker</td> <td class="xl64" width="340">Nein</td> </tr> <tr> <td class="xl63" height="20" width="187">Körper</td> <td class="xl64" width="340">PVDF</td> </tr> <tr> <td class="xl63" height="20" width="187">Kabel</td> <td class="xl64" width="340">Koaxial; 1 m (3.3’)</td> </tr> </tbody> </table> <p>Weitere Erklärung:</p> <p>Die Elektrode ist mit BNC Stecker verfügbar.</p> </div> | pH Elektrode aus PVDF mit einfachem Diaphragma, ausgelegt für Frischkäse. | <div class="product-short-description"> <p>pH Elektrode aus PVDF mit einfachem Diaphragma, ausgelegt für Frischkäse.</p> </div> | https://www.hannathailand.com/wp-content/uploads/2022/06/31gluhj8kul__sl500_aa300_51e1cb0b8a7f1.jpg | เครื่องวัดสีในน้ำตัวอย่าง HI727 , เครื่องวัดปริมาณซิลิกา ช่วงต่ำ ในตัวอย่างน้ำ รุ่น HI705 , สารละลายมาตรฐานความขุ่น 20 NTU , เครื่องวัดปริมาณฟอสเฟต ช่วงสูง รุ่น HI717 , เครื่องวัดปริมาณคลอรีนอิสระ รุ่น HI701 , เครื่องวัดปริมาณไนไตรท์ ช่วงต่ำ รุ่น HI707 , เครื่องวัดปริมาณแอมโมเนีย ในน้ำ รุ่น HI715 , เครื่องวัดปริมาณฟลูออไรด์ ช่วงต่ำ รุ่น HI729 | <a class="woocommerce-LoopProduct-link woocommerce-loop-product__link" href="https://www.hannathailand.com/product/hi727-checker-hc-color-of-water/">เครื่องวัดสีในน้ำตัวอย่าง HI727</a> , <a class="woocommerce-LoopProduct-link woocommerce-loop-product__link" href="https://www.hannathailand.com/product/hi705-checker-hc-silica-lr/">เครื่องวัดปริมาณซิลิกา ช่วงต่ำ ในตัวอย่างน้ำ รุ่น HI705</a> , <a class="woocommerce-LoopProduct-link woocommerce-loop-product__link" href="https://www.hannathailand.com/product/hi93102-20/">สารละลายมาตรฐานความขุ่น 20 NTU</a> , <a class="woocommerce-LoopProduct-link woocommerce-loop-product__link" href="https://www.hannathailand.com/product/hi717-checker-hc-phosphate-hr/">เครื่องวัดปริมาณฟอสเฟต ช่วงสูง รุ่น HI717</a> , <a class="woocommerce-LoopProduct-link woocommerce-loop-product__link" href="https://www.hannathailand.com/product/hi701-checker-hc-free-chlorine/">เครื่องวัดปริมาณคลอรีนอิสระ รุ่น HI701</a> , <a class="woocommerce-LoopProduct-link woocommerce-loop-product__link" href="https://www.hannathailand.com/product/hi707-checker-hc-nitrite-lr/">เครื่องวัดปริมาณไนไตรท์ ช่วงต่ำ รุ่น HI707</a> , <a class="woocommerce-LoopProduct-link woocommerce-loop-product__link" href="https://www.hannathailand.com/product/hi715-checker-hc-ammonia-mr/">เครื่องวัดปริมาณแอมโมเนีย ในน้ำ รุ่น HI715</a> , <a class="woocommerce-LoopProduct-link woocommerce-loop-product__link" href="https://www.hannathailand.com/product/hi729-checker-hc-fluoride-lr/">เครื่องวัดปริมาณฟลูออไรด์ ช่วงต่ำ รุ่น HI729</a> | https://www.hannathailand.com/wp-content/uploads/2022/06/miniphotometerfurfarbe843_11-600x600.jpg , https://www.hannathailand.com/wp-content/uploads/2022/06/hi705400-600x600.jpg , https://www.hannathailand.com/wp-content/uploads/2021/07/9-500x500.jpg , https://www.hannathailand.com/wp-content/uploads/2022/06/miniphotometerfurphosphathoch827_11-600x600.jpg , https://www.hannathailand.com/wp-content/uploads/2021/11/hi701-500x500.jpg , https://www.hannathailand.com/wp-content/uploads/2022/06/hi707400-600x600.jpg , https://www.hannathailand.com/wp-content/uploads/2022/06/miniphotometerfurammoniakmittel2416_11-600x600.jpg , https://www.hannathailand.com/wp-content/uploads/2022/06/miniphotometerfurfluoridniedrig844_11-600x600.jpg
90 | FC200B – pH Electrode | สินค้าทั้งหมด | https://www.hannathailand.com/product-category/product-all/ | https://www.hannathailand.com/product/fc200b-ph-electrode/ | FC200B | 9,951.00 | น้ำหนัก 0.000 กก. Connector - Type BNC, DIN | <div aria-labelledby="tab-title-additional_information" class="woocommerce-Tabs-panel woocommerce-Tabs-panel--additional_information panel entry-content" id="tab-additional_information" role="tabpanel"> <table class="woocommerce-product-attributes shop_attributes"> <tr class="woocommerce-product-attributes-item woocommerce-product-attributes-item--weight"> <th class="woocommerce-product-attributes-item__label">น้ำหนัก</th> <td class="woocommerce-product-attributes-item__value">0.000 กก.</td> </tr> <tr class="woocommerce-product-attributes-item woocommerce-product-attributes-item--attribute_pa_connector-type"> <th class="woocommerce-product-attributes-item__label">Connector - Type</th> <td class="woocommerce-product-attributes-item__value"><p>BNC, DIN</p> </td> </tr> </table> </div> | Food industry specific electrode recommended for milk, yogurt, dairy products, semi-solid foods applications. Reference Single, Ag/AgCl Junction Open Connector See Chart Electrolyte Viscolene Max Pressure 0.1 bar Range 0 to 12 pH; 0 to 50°C (32 to 122°F) Tip Shape Conic (6 x 10 mm) Temperature Sensor No Amplifier No Body Material PVDF Cable Coaxial; 1 m (3.3′) Recommended Use Milk, yogurt, dairy products, semi solid foods | <div aria-labelledby="tab-title-description" class="woocommerce-Tabs-panel woocommerce-Tabs-panel--description panel entry-content active" id="tab-description" role="tabpanel"> <p>Food industry specific electrode recommended for milk, yogurt, dairy products, semi-solid foods applications.</p> <table class="spec_table mceItemTable"> <tbody> <tr> <td>Reference</td> <td> </td> <td>Single, Ag/AgCl</td> </tr> <tr> <td>Junction</td> <td> </td> <td>Open</td> </tr> <tr> <td>Connector</td> <td> </td> <td>See Chart</td> </tr> <tr> <td>Electrolyte</td> <td> </td> <td>Viscolene</td> </tr> <tr> <td>Max Pressure</td> <td> </td> <td>0.1 bar</td> </tr> <tr> <td>Range</td> <td> </td> <td>0 to 12 pH; 0 to 50°C (32 to 122°F)</td> </tr> <tr> <td>Tip Shape</td> <td> </td> <td>Conic (6 x 10 mm)</td> </tr> <tr> <td>Temperature Sensor</td> <td> </td> <td>No</td> </tr> <tr> <td>Amplifier</td> <td> </td> <td>No</td> </tr> <tr> <td>Body Material</td> <td> </td> <td>PVDF</td> </tr> <tr> <td>Cable</td> <td> </td> <td>Coaxial; 1 m (3.3′)</td> </tr> <tr> <td>Recommended Use</td> <td> </td> <td>Milk, yogurt, dairy products, semi solid foods</td> </tr> </tbody> </table> </div> | pH electrode with open PVDF diaphragm, designed for dairy products, semi-solid media in the food industry. | <div class="product-short-description"> <p>pH electrode with open PVDF diaphragm, designed for dairy products, semi-solid media in the food industry.</p> </div> | https://www.hannathailand.com/wp-content/uploads/2021/12/31gluhj8kul__sl500_aa300_51e1cc3531b0c.jpg | เครื่องวัดปริมาณคลอรีนรวม รุ่น HI711 , เซ็นเซอร์วัดออกซิเจนในน้ำสำหรับ HI9829 มัลติพารามิเตอร์ , เครื่องวัดปริมาณไนไตรท์ ช่วงต่ำ รุ่น HI707 , น้ำยามาตรฐานสำหรับค่าโซเดียม , เครื่องวัดปริมาณฟลูออไรด์ ช่วงต่ำ รุ่น HI729 , เครื่องวัดปริมาณนิกเกิล ช่วงสูง รุ่น HI726 , เครื่องวัดค่าเหล็ก รุ่น HI721 , เครื่องวัดปริมาณโบรมีน ในตัวอย่างน้ำ รุ่น HI716 | <a class="woocommerce-LoopProduct-link woocommerce-loop-product__link" href="https://www.hannathailand.com/product/hi711-checker-hc-total-chlorine/">เครื่องวัดปริมาณคลอรีนรวม รุ่น HI711</a> , <a class="woocommerce-LoopProduct-link woocommerce-loop-product__link" href="https://www.hannathailand.com/product/hi7609829-2/">เซ็นเซอร์วัดออกซิเจนในน้ำสำหรับ HI9829 มัลติพารามิเตอร์</a> , <a class="woocommerce-LoopProduct-link woocommerce-loop-product__link" href="https://www.hannathailand.com/product/hi707-checker-hc-nitrite-lr/">เครื่องวัดปริมาณไนไตรท์ ช่วงต่ำ รุ่น HI707</a> , <a class="woocommerce-LoopProduct-link woocommerce-loop-product__link" href="https://www.hannathailand.com/product/hi7090l/">น้ำยามาตรฐานสำหรับค่าโซเดียม</a> , <a class="woocommerce-LoopProduct-link woocommerce-loop-product__link" href="https://www.hannathailand.com/product/hi729-checker-hc-fluoride-lr/">เครื่องวัดปริมาณฟลูออไรด์ ช่วงต่ำ รุ่น HI729</a> , <a class="woocommerce-LoopProduct-link woocommerce-loop-product__link" href="https://www.hannathailand.com/product/hi726-checker-hc-nickel-hr/">เครื่องวัดปริมาณนิกเกิล ช่วงสูง รุ่น HI726</a> , <a class="woocommerce-LoopProduct-link woocommerce-loop-product__link" href="https://www.hannathailand.com/product/hi721-checker-hc-iron/">เครื่องวัดค่าเหล็ก รุ่น HI721</a> , <a class="woocommerce-LoopProduct-link woocommerce-loop-product__link" href="https://www.hannathailand.com/product/hi716-checker-hc-bromine/">เครื่องวัดปริมาณโบรมีน ในตัวอย่างน้ำ รุ่น HI716</a> | https://www.hannathailand.com/wp-content/uploads/2022/06/hi711_lg-600x600.jpg , https://www.hannathailand.com/wp-content/uploads/2021/07/5-500x500.jpg , https://www.hannathailand.com/wp-content/uploads/2022/06/hi707400-600x600.jpg , https://www.hannathailand.com/wp-content/uploads/2021/07/12-500x500.jpg , https://www.hannathailand.com/wp-content/uploads/2022/06/miniphotometerfurfluoridniedrig844_11-600x600.jpg , https://www.hannathailand.com/wp-content/uploads/2022/06/miniphotometerfurnickelhoch841_11-600x600.jpg , https://www.hannathailand.com/wp-content/uploads/2022/06/miniphotometerfureisen832_11-600x600.jpg , https://www.hannathailand.com/wp-content/uploads/2022/06/miniphotometerfurfreiesgesamtchlor704_11-600x600.jpg
91 | FC202D – pH Electrode | สินค้าทั้งหมด , หัววัด , อุตสาหกรรมอาหาร , เครื่องวัดความเป็นกรด-ด่าง/โออาร์พี | https://www.hannathailand.com/product-category/ph-meter/ | https://www.hannathailand.com/product/fc202d-ph-electrode/ | FC202D | 11,770.00 |  | <div aria-labelledby="tab-title-additional_information" class="woocommerce-Tabs-panel woocommerce-Tabs-panel--additional_information panel entry-content" id="tab-additional_information" role="tabpanel"> </div> | pH electrode with open PVDF diaphragm, designed for dairy products, semi-solid media in the food industry. Reference Single, Ag/AgCl Junction Open Connector DIN Electrolyte Viscolene Max Pressure 0.1 bar Range 0 to 12 pH; 20 to 40°C (68 to 104°F) Tip Shape Conic (6 x 10 mm) Temperature Sensor Yes Amplifier Yes Body Material PVDF Cable 7-pole; 1 m (3.3′) | <div aria-labelledby="tab-title-description" class="woocommerce-Tabs-panel woocommerce-Tabs-panel--description panel entry-content active" id="tab-description" role="tabpanel"> <p><span class="hps">pH</span> <span class="hps">electrode</span> <span class="hps">with open</span> <span class="hps">PVDF</span> <span class="hps">diaphragm,</span> <span class="hps">designed for</span> <span class="hps">dairy products</span>, semi-solid <span class="hps">media</span> <span class="hps">in the food industry</span>.</p> <table class="spec_table mceItemTable"> <tbody> <tr> <td>Reference</td> <td> </td> <td>Single, Ag/AgCl</td> </tr> <tr> <td>Junction</td> <td> </td> <td>Open</td> </tr> <tr> <td>Connector</td> <td> </td> <td>DIN</td> </tr> <tr> <td>Electrolyte</td> <td> </td> <td>Viscolene</td> </tr> <tr> <td>Max Pressure</td> <td> </td> <td>0.1 bar</td> </tr> <tr> <td>Range</td> <td> </td> <td>0 to 12 pH; 20 to 40°C (68 to 104°F)</td> </tr> <tr> <td>Tip Shape</td> <td> </td> <td>Conic (6 x 10 mm)</td> </tr> <tr> <td>Temperature Sensor</td> <td> </td> <td>Yes</td> </tr> <tr> <td>Amplifier</td> <td> </td> <td>Yes</td> </tr> <tr> <td>Body Material</td> <td> </td> <td>PVDF</td> </tr> <tr> <td>Cable</td> <td> </td> <td>7-pole; 1 m (3.3′)</td> </tr> </tbody> </table> </div> | pH electrode with open PVDF diaphragm, designed for dairy products, semi-solid media in the food industry. | <div class="product-short-description"> <p>pH electrode with open PVDF diaphragm, designed for dairy products, semi-solid media in the food industry.</p> </div> | https://www.hannathailand.com/wp-content/uploads/2022/06/31gluhj8kul__sl500_aa300_51e1ce480a55b.jpg | เครื่องวัดปริมาณโครเมี่ยม ช่วงสูง รุ่น HI723 , เครื่องวัดปริมาณไนไตรท์ ช่วงต่ำ รุ่น HI707 , เครื่องวัดปริมาณแอมโมเนีย ในน้ำ รุ่น HI715 , เครื่องวัดปริมาณแอมโมเนีย ช่วงต่ำ รุ่น HI700 , ซัลไฟด์สารต้านอนุมูลอิสระบัฟเฟอร์ , เครื่องวัดปริมาณคลอรีนอิสระ รุ่น HI701 , เครื่องวัดปริมาณซิลิกา ช่วงต่ำ ในตัวอย่างน้ำ รุ่น HI705 , เครื่องวัดปริมาณฟอสฟอรัส ช่วงสูง รุ่น HI706 | <a class="woocommerce-LoopProduct-link woocommerce-loop-product__link" href="https://www.hannathailand.com/product/hi723-checker-hc-chromium-vi-hr/">เครื่องวัดปริมาณโครเมี่ยม ช่วงสูง รุ่น HI723</a> , <a class="woocommerce-LoopProduct-link woocommerce-loop-product__link" href="https://www.hannathailand.com/product/hi707-checker-hc-nitrite-lr/">เครื่องวัดปริมาณไนไตรท์ ช่วงต่ำ รุ่น HI707</a> , <a class="woocommerce-LoopProduct-link woocommerce-loop-product__link" href="https://www.hannathailand.com/product/hi715-checker-hc-ammonia-mr/">เครื่องวัดปริมาณแอมโมเนีย ในน้ำ รุ่น HI715</a> , <a class="woocommerce-LoopProduct-link woocommerce-loop-product__link" href="https://www.hannathailand.com/product/hi700-checker-hc-ammonia-lr/">เครื่องวัดปริมาณแอมโมเนีย ช่วงต่ำ รุ่น HI700</a> , <a class="woocommerce-LoopProduct-link woocommerce-loop-product__link" href="https://www.hannathailand.com/product/hi4015-00/">ซัลไฟด์สารต้านอนุมูลอิสระบัฟเฟอร์</a> , <a class="woocommerce-LoopProduct-link woocommerce-loop-product__link" href="https://www.hannathailand.com/product/hi701-checker-hc-free-chlorine/">เครื่องวัดปริมาณคลอรีนอิสระ รุ่น HI701</a> , <a class="woocommerce-LoopProduct-link woocommerce-loop-product__link" href="https://www.hannathailand.com/product/hi705-checker-hc-silica-lr/">เครื่องวัดปริมาณซิลิกา ช่วงต่ำ ในตัวอย่างน้ำ รุ่น HI705</a> , <a class="woocommerce-LoopProduct-link woocommerce-loop-product__link" href="https://www.hannathailand.com/product/hi706-checker-hc-phosphorous-hr/">เครื่องวัดปริมาณฟอสฟอรัส ช่วงสูง รุ่น HI706</a> | https://www.hannathailand.com/wp-content/uploads/2022/06/miniphotometerfurchromvihoch839_11-600x600.jpg , https://www.hannathailand.com/wp-content/uploads/2022/06/hi707400-600x600.jpg , https://www.hannathailand.com/wp-content/uploads/2022/06/miniphotometerfurammoniakmittel2416_11-600x600.jpg , https://www.hannathailand.com/wp-content/uploads/2022/06/hi700_400pxl-600x600.jpg , https://www.hannathailand.com/wp-content/uploads/2021/07/7-500x500.jpg , https://www.hannathailand.com/wp-content/uploads/2021/11/hi701-500x500.jpg , https://www.hannathailand.com/wp-content/uploads/2022/06/hi705400-600x600.jpg , https://www.hannathailand.com/wp-content/uploads/2022/06/hi706_400-600x600.jpg
92 | FC210B – pH Elektrode | สินค้าทั้งหมด , หัววัด , อุตสาหกรรมอาหาร , เครื่องวัดความเป็นกรด-ด่าง/โออาร์พี | https://www.hannathailand.com/product-category/ph-meter/ | https://www.hannathailand.com/product/fc210b-ph-elektrode/ | FC210B | 128,400.00 |  | <div aria-labelledby="tab-title-additional_information" class="woocommerce-Tabs-panel woocommerce-Tabs-panel--additional_information panel entry-content" id="tab-additional_information" role="tabpanel"> </div> | pH Elektrode aus Glas mit offenem Diaphragma, ausgelegt für Milchprodukte, Cremes. Referenz Einfach, Ag/AgCl Diaphragma Offen Elektrolyt Viscolen Max. Druck 0,1 bar Messbereiche pH: 0 bis 12 pH: Temperatur: 0 bis 50°C Spitze Konisch (6 x 10 mm) Temperatursensor Nein Verstärker Nein Körper Glas Kabel Koaxial; 1 m (3.3’) Weitere Erklärung: Die Elektrode ist mit BNC und DIN Stecker verfügbar. | <div aria-labelledby="tab-title-description" class="woocommerce-Tabs-panel woocommerce-Tabs-panel--description panel entry-content active" id="tab-description" role="tabpanel"> <p><strong>pH Elektrode</strong> aus Glas mit offenem Diaphragma, ausgelegt für Milchprodukte, Cremes.</p> <table border="0" cellpadding="0" cellspacing="0" class="mceItemTable"> <colgroup> <col width="187"/> <col width="340"/></colgroup> <tbody> <tr> <td class="xl63" height="20" width="187">Referenz</td> <td class="xl64" width="340">Einfach, Ag/AgCl</td> </tr> <tr> <td class="xl63" height="20" width="187">Diaphragma</td> <td class="xl64" width="340">Offen</td> </tr> <tr> <td class="xl63" height="20" width="187">Elektrolyt</td> <td class="xl64" width="340">Viscolen</td> </tr> <tr> <td class="xl63" height="20" width="187">Max. Druck</td> <td class="xl64" width="340">0,1 bar</td> </tr> <tr> <td class="xl63" height="20" width="187">Messbereiche</td> <td>pH: 0 bis 12 pH: Temperatur: 0 bis 50°C</td> </tr> <tr> <td class="xl63" height="20" width="187">Spitze</td> <td class="xl64" width="340">Konisch (6 x 10 mm)</td> </tr> <tr> <td class="xl63" height="20" width="187">Temperatursensor</td> <td class="xl64" width="340">Nein</td> </tr> <tr> <td class="xl63" height="20" width="187">Verstärker</td> <td class="xl64" width="340">Nein</td> </tr> <tr> <td class="xl63" height="20" width="187">Körper</td> <td class="xl64" width="340">Glas</td> </tr> <tr> <td class="xl63" height="20" width="187">Kabel</td> <td class="xl64" width="340">Koaxial; 1 m (3.3’)</td> </tr> </tbody> </table> <p>Weitere Erklärung:</p> <p>Die Elektrode ist mit BNC und DIN Stecker verfügbar.</p> </div> | pH Elektrode aus Glas mit offenem Diaphragma, ausgelegt für Milchprodukte, Cremes. | <div class="product-short-description"> <p>pH Elektrode aus Glas mit offenem Diaphragma, ausgelegt für Milchprodukte, Cremes.</p> </div> | https://www.hannathailand.com/wp-content/uploads/2022/06/31gluhj8kul__sl500_aa300_51e1cf29938c4.jpg | เครื่องวัดปริมาณฟอสฟอรัส ช่วงสูง รุ่น HI706 , เครื่องวัดคลอรีน , เครื่องวัดปริมาณฟอสฟอรัส ช่วงต่ำมาก รุ่น HI736 , เซ็นเซอร์วัดออกซิเจนในน้ำสำหรับ HI9829 มัลติพารามิเตอร์ , เครื่องวัดปริมาณคลอรีนอิสระ รุ่น HI701 , น้ำยามาตรฐานสอบเทียบ ค่ามาตรฐานความเค็ม , เครื่องวัดปริมาณแอมโมเนีย ช่วงต่ำ รุ่น HI700 , เครื่องวัดปริมาณฟอสเฟต ช่วงต่ำ รุ่น HI713 | <a class="woocommerce-LoopProduct-link woocommerce-loop-product__link" href="https://www.hannathailand.com/product/hi706-checker-hc-phosphorous-hr/">เครื่องวัดปริมาณฟอสฟอรัส ช่วงสูง รุ่น HI706</a> , <a class="woocommerce-LoopProduct-link woocommerce-loop-product__link" href="https://www.hannathailand.com/product/free-chlorine/">เครื่องวัดคลอรีน</a> , <a class="woocommerce-LoopProduct-link woocommerce-loop-product__link" href="https://www.hannathailand.com/product/phosphorous-marine/">เครื่องวัดปริมาณฟอสฟอรัส ช่วงต่ำมาก รุ่น HI736</a> , <a class="woocommerce-LoopProduct-link woocommerce-loop-product__link" href="https://www.hannathailand.com/product/hi7609829-2/">เซ็นเซอร์วัดออกซิเจนในน้ำสำหรับ HI9829 มัลติพารามิเตอร์</a> , <a class="woocommerce-LoopProduct-link woocommerce-loop-product__link" href="https://www.hannathailand.com/product/hi701-checker-hc-free-chlorine/">เครื่องวัดปริมาณคลอรีนอิสระ รุ่น HI701</a> , <a class="woocommerce-LoopProduct-link woocommerce-loop-product__link" href="https://www.hannathailand.com/product/hi7080l/">น้ำยามาตรฐานสอบเทียบ ค่ามาตรฐานความเค็ม</a> , <a class="woocommerce-LoopProduct-link woocommerce-loop-product__link" href="https://www.hannathailand.com/product/hi700-checker-hc-ammonia-lr/">เครื่องวัดปริมาณแอมโมเนีย ช่วงต่ำ รุ่น HI700</a> , <a class="woocommerce-LoopProduct-link woocommerce-loop-product__link" href="https://www.hannathailand.com/product/hi713-checker-hc-phosphate-lr/">เครื่องวัดปริมาณฟอสเฟต ช่วงต่ำ รุ่น HI713</a> | https://www.hannathailand.com/wp-content/uploads/2022/06/hi706_400-600x600.jpg , https://www.hannathailand.com/wp-content/uploads/2021/07/1-500x500.jpg , https://www.hannathailand.com/wp-content/uploads/2021/12/HI736-600x600.jpg , https://www.hannathailand.com/wp-content/uploads/2021/07/5-500x500.jpg , https://www.hannathailand.com/wp-content/uploads/2021/11/hi701-500x500.jpg , https://www.hannathailand.com/wp-content/uploads/2021/07/11-500x500.jpg , https://www.hannathailand.com/wp-content/uploads/2022/06/hi700_400pxl-600x600.jpg , https://www.hannathailand.com/wp-content/uploads/2022/06/hi713_lg51caffcdce23e-600x600.jpg
93 | FC220B – pH Elektrode | สินค้าทั้งหมด , หัววัด , อุตสาหกรรมอาหาร , เครื่องวัดความเป็นกรด-ด่าง/โออาร์พี | https://www.hannathailand.com/product-category/ph-meter/ | https://www.hannathailand.com/product/fc220b-ph-elektrode/ | FC220B | 12,305.00 |  | <div aria-labelledby="tab-title-additional_information" class="woocommerce-Tabs-panel woocommerce-Tabs-panel--additional_information panel entry-content" id="tab-additional_information" role="tabpanel"> </div> | pH Elektrode aus Glas mit dreifach Diaphragma, ausgelegt für Cremes, Fruchtsaft, Soßen. Referenz Einfach, Ag/AgCl Diaphragma Keramik, dreifach Elektrolyt KCl 3,5M + AgCl Max. Druck 0,1 bar Messbereiche pH: 0 bis 12 pH; Temperatur: 0 bis 100°C Spitze Konisch (6 x 10 mm) Temperatursensor Nein Verstärker Nein Körper Glas Kabel Koaxial; 1 m (3.3’) Weitere Erklärung: Die Elektrode ist mit BNC Stecker verfügbar. | <div aria-labelledby="tab-title-description" class="woocommerce-Tabs-panel woocommerce-Tabs-panel--description panel entry-content active" id="tab-description" role="tabpanel"> <p><strong>pH Elektrode</strong> aus Glas mit dreifach Diaphragma, ausgelegt für Cremes, Fruchtsaft, Soßen.</p> <table border="0" cellpadding="0" cellspacing="0" class="mceItemTable"> <colgroup> <col width="187"/> <col width="340"/></colgroup> <tbody> <tr> <td class="xl63" height="20" width="187">Referenz</td> <td class="xl64" width="340">Einfach, Ag/AgCl</td> </tr> <tr> <td class="xl63" height="20" width="187">Diaphragma</td> <td class="xl64" width="340">Keramik, dreifach</td> </tr> <tr> <td class="xl63" height="20" width="187">Elektrolyt</td> <td class="xl64" width="340">KCl 3,5M + AgCl</td> </tr> <tr> <td class="xl63" height="20" width="187">Max. Druck</td> <td class="xl64" width="340">0,1 bar</td> </tr> <tr> <td class="xl63" height="20" width="187">Messbereiche</td> <td>pH: 0 bis 12 pH; Temperatur: 0 bis 100°C</td> </tr> <tr> <td class="xl63" height="20" width="187">Spitze</td> <td class="xl64" width="340">Konisch (6 x 10 mm)</td> </tr> <tr> <td class="xl63" height="20" width="187">Temperatursensor</td> <td class="xl64" width="340">Nein</td> </tr> <tr> <td class="xl63" height="20" width="187">Verstärker</td> <td class="xl64" width="340">Nein</td> </tr> <tr> <td class="xl63" height="20" width="187">Körper</td> <td class="xl64" width="340">Glas</td> </tr> <tr> <td class="xl63" height="20" width="187">Kabel</td> <td class="xl64" width="340">Koaxial; 1 m (3.3’)</td> </tr> </tbody> </table> <p>Weitere Erklärung:</p> <p>Die Elektrode ist mit BNC Stecker verfügbar.</p> </div> | pH Elektrode aus Glas mit dreifach Diaphragma, ausgelegt für Cremes, Fruchtsaft, Soßen. | <div class="product-short-description"> <p>pH Elektrode aus Glas mit dreifach Diaphragma, ausgelegt für Cremes, Fruchtsaft, Soßen.</p> </div> | https://www.hannathailand.com/wp-content/uploads/2022/06/31gluhj8kul__sl500_aa300_51e1cff79216e.jpg | เครื่องวัดปริมาณโบรมีน ในตัวอย่างน้ำ รุ่น HI716 , เครื่องวัดปริมาณไนไตรท์ ช่วงต่ำ รุ่น HI707 , เครื่องวัดปริมาณไนไตรท์ ช่วงสูง ในตัวอย่างน้ำ รุ่น HI708 , น้ำยามาตรฐานสำหรับค่าโซเดียม , เครื่องวัดปริมาณคลอรีนอิสระ รุ่น HI701 , เครื่องวัดคลอรีน , เครื่องวัดปริมาณฟลูออไรด์ ช่วงต่ำ รุ่น HI729 , เซ็นเซอร์วัดออกซิเจนในน้ำสำหรับ HI9829 มัลติพารามิเตอร์ | <a class="woocommerce-LoopProduct-link woocommerce-loop-product__link" href="https://www.hannathailand.com/product/hi716-checker-hc-bromine/">เครื่องวัดปริมาณโบรมีน ในตัวอย่างน้ำ รุ่น HI716</a> , <a class="woocommerce-LoopProduct-link woocommerce-loop-product__link" href="https://www.hannathailand.com/product/hi707-checker-hc-nitrite-lr/">เครื่องวัดปริมาณไนไตรท์ ช่วงต่ำ รุ่น HI707</a> , <a class="woocommerce-LoopProduct-link woocommerce-loop-product__link" href="https://www.hannathailand.com/product/hi708-checker-hc-nitrite-hr/">เครื่องวัดปริมาณไนไตรท์ ช่วงสูง ในตัวอย่างน้ำ รุ่น HI708</a> , <a class="woocommerce-LoopProduct-link woocommerce-loop-product__link" href="https://www.hannathailand.com/product/hi7090l/">น้ำยามาตรฐานสำหรับค่าโซเดียม</a> , <a class="woocommerce-LoopProduct-link woocommerce-loop-product__link" href="https://www.hannathailand.com/product/hi701-checker-hc-free-chlorine/">เครื่องวัดปริมาณคลอรีนอิสระ รุ่น HI701</a> , <a class="woocommerce-LoopProduct-link woocommerce-loop-product__link" href="https://www.hannathailand.com/product/free-chlorine/">เครื่องวัดคลอรีน</a> , <a class="woocommerce-LoopProduct-link woocommerce-loop-product__link" href="https://www.hannathailand.com/product/hi729-checker-hc-fluoride-lr/">เครื่องวัดปริมาณฟลูออไรด์ ช่วงต่ำ รุ่น HI729</a> , <a class="woocommerce-LoopProduct-link woocommerce-loop-product__link" href="https://www.hannathailand.com/product/hi7609829-2/">เซ็นเซอร์วัดออกซิเจนในน้ำสำหรับ HI9829 มัลติพารามิเตอร์</a> | https://www.hannathailand.com/wp-content/uploads/2022/06/miniphotometerfurfreiesgesamtchlor704_11-600x600.jpg , https://www.hannathailand.com/wp-content/uploads/2022/06/hi707400-600x600.jpg , https://www.hannathailand.com/wp-content/uploads/2022/06/miniphotometerfurnitrithoch2420_11-600x600.jpg , https://www.hannathailand.com/wp-content/uploads/2021/07/12-500x500.jpg , https://www.hannathailand.com/wp-content/uploads/2021/11/hi701-500x500.jpg , https://www.hannathailand.com/wp-content/uploads/2021/07/1-500x500.jpg , https://www.hannathailand.com/wp-content/uploads/2022/06/miniphotometerfurfluoridniedrig844_11-600x600.jpg , https://www.hannathailand.com/wp-content/uploads/2021/07/5-500x500.jpg
94 | FC230B – FoodCare combined pH electrode, PVDF (meat, semi-frozen products) | สินค้าทั้งหมด , หัววัด , อุตสาหกรรมอาหาร , เครื่องวัดความเป็นกรด-ด่าง/โออาร์พี | https://www.hannathailand.com/product-category/ph-meter/ | https://www.hannathailand.com/product/fc230b-foodcare-combined-ph-electrode-pvdf-meat-semi-frozen-products/ | FC230B | 14,445.00 |  | <div aria-labelledby="tab-title-additional_information" class="woocommerce-Tabs-panel woocommerce-Tabs-panel--additional_information panel entry-content" id="tab-additional_information" role="tabpanel"> </div> | Combination pH electrode for meat and semi-frozen products. Reference single, Ag/AgCl Junction/Flow Rate open Electrolyte viscolene Max Pressure 0.1 bar Range pH: 0 to 12 Recommended Operating Temp. 20 to 40°C (68 to 104°F) Tip/Shape conic (6 x 10 mm) Temperature Sensor no Amplifier no Body Material PVDF Cable coaxial; 1 m (3.3’) Connection BNC | <div aria-labelledby="tab-title-description" class="woocommerce-Tabs-panel woocommerce-Tabs-panel--description panel entry-content active" id="tab-description" role="tabpanel"> <p>Combination pH electrode for meat and semi-frozen products.</p> <table class="spec_table mceItemTable"> <tbody> <tr> <td>Reference</td> <td> </td> <td>single, Ag/AgCl</td> </tr> <tr> <td>Junction/Flow Rate</td> <td> </td> <td>open</td> </tr> <tr> <td>Electrolyte</td> <td> </td> <td>viscolene</td> </tr> <tr> <td>Max Pressure</td> <td> </td> <td>0.1 bar</td> </tr> <tr> <td>Range</td> <td> </td> <td>pH: 0 to 12</td> </tr> <tr> <td>Recommended Operating Temp.</td> <td> </td> <td>20 to 40°C (68 to 104°F)</td> </tr> <tr> <td>Tip/Shape</td> <td> </td> <td>conic (6 x 10 mm)</td> </tr> <tr> <td>Temperature Sensor</td> <td> </td> <td>no</td> </tr> <tr> <td>Amplifier</td> <td> </td> <td>no</td> </tr> <tr> <td>Body Material</td> <td> </td> <td>PVDF</td> </tr> <tr> <td>Cable</td> <td> </td> <td>coaxial; 1 m (3.3’)</td> </tr> <tr> <td>Connection</td> <td> </td> <td>BNC</td> </tr> </tbody> </table> </div> | Combination pH electrode for meat and semi-frozen products. | <div class="product-short-description"> <p>Combination pH electrode for meat and semi-frozen products.</p> </div> | https://www.hannathailand.com/wp-content/uploads/2022/06/hanna_instrumentsfc230bimage1.jpg | เครื่องวัดปริมาณฟอสเฟต ช่วงต่ำ รุ่น HI713 , เครื่องควบคุมค่าความนำไฟฟ้า , เครื่องวัดปริมาณแอมโมเนีย ช่วงต่ำ รุ่น HI700 , น้ำยามาตรฐานสอบเทียบ ค่ามาตรฐานความเค็ม , น้ำยามาตรฐานสอบเทียบ , เซ็นเซอร์วัดออกซิเจนในน้ำสำหรับ HI9829 มัลติพารามิเตอร์ , เครื่องวัดคลอรีน , เครื่องวัดปริมาณโครเมี่ยม ช่วงสูง รุ่น HI723 | <a class="woocommerce-LoopProduct-link woocommerce-loop-product__link" href="https://www.hannathailand.com/product/hi713-checker-hc-phosphate-lr/">เครื่องวัดปริมาณฟอสเฟต ช่วงต่ำ รุ่น HI713</a> , <a class="woocommerce-LoopProduct-link woocommerce-loop-product__link" href="https://www.hannathailand.com/product/hi8931cn/">เครื่องควบคุมค่าความนำไฟฟ้า</a> , <a class="woocommerce-LoopProduct-link woocommerce-loop-product__link" href="https://www.hannathailand.com/product/hi700-checker-hc-ammonia-lr/">เครื่องวัดปริมาณแอมโมเนีย ช่วงต่ำ รุ่น HI700</a> , <a class="woocommerce-LoopProduct-link woocommerce-loop-product__link" href="https://www.hannathailand.com/product/hi7083l/">น้ำยามาตรฐานสอบเทียบ ค่ามาตรฐานความเค็ม</a> , <a class="woocommerce-LoopProduct-link woocommerce-loop-product__link" href="https://www.hannathailand.com/product/hi9828-25/">น้ำยามาตรฐานสอบเทียบ</a> , <a class="woocommerce-LoopProduct-link woocommerce-loop-product__link" href="https://www.hannathailand.com/product/hi7609829-2/">เซ็นเซอร์วัดออกซิเจนในน้ำสำหรับ HI9829 มัลติพารามิเตอร์</a> , <a class="woocommerce-LoopProduct-link woocommerce-loop-product__link" href="https://www.hannathailand.com/product/free-chlorine/">เครื่องวัดคลอรีน</a> , <a class="woocommerce-LoopProduct-link woocommerce-loop-product__link" href="https://www.hannathailand.com/product/hi723-checker-hc-chromium-vi-hr/">เครื่องวัดปริมาณโครเมี่ยม ช่วงสูง รุ่น HI723</a> | https://www.hannathailand.com/wp-content/uploads/2022/06/hi713_lg51caffcdce23e-600x600.jpg , https://www.hannathailand.com/wp-content/uploads/2021/07/2-500x500.jpg , https://www.hannathailand.com/wp-content/uploads/2022/06/hi700_400pxl-600x600.jpg , https://www.hannathailand.com/wp-content/uploads/2021/07/10-500x500.jpg , https://www.hannathailand.com/wp-content/uploads/2021/07/8-500x500.jpg , https://www.hannathailand.com/wp-content/uploads/2021/07/5-500x500.jpg , https://www.hannathailand.com/wp-content/uploads/2021/07/1-500x500.jpg , https://www.hannathailand.com/wp-content/uploads/2022/06/miniphotometerfurchromvihoch839_11-600x600.jpg
95 | FC232D – Foodcare pH-Elektrode für HI 99161, DIN, 1 m Kabel (Fleisch) | สินค้าทั้งหมด , หัววัด , อุตสาหกรรมอาหาร , เครื่องวัดความเป็นกรด-ด่าง/โออาร์พี | https://www.hannathailand.com/product-category/ph-meter/ | https://www.hannathailand.com/product/fc232d-foodcare-ph-elektrode-fur-hi-99161-din-1-m-kabel-fleisch/ | FC232D | 14,980.00 |  | <div aria-labelledby="tab-title-additional_information" class="woocommerce-Tabs-panel woocommerce-Tabs-panel--additional_information panel entry-content" id="tab-additional_information" role="tabpanel"> </div> | pH Elektrode aus PVDF mit offem Diaphragma, ausgelegt für Fleisch, halbgefrorene Medien im Lebensmittelbereich. Referenz Einfach, Ag/AgCl Diaphragma Offen Elektrolyt Viscolen Max. Druck 0,1 bar Messbereiche pH: 0 bis 12 pH; Temperatur: 0 bis 50°C Spitze Konisch (6 x 10 mm) Temperatursensor Ja Verstärker Ja Körper PVDF Kabel 7-polig; 1 m | <div aria-labelledby="tab-title-description" class="woocommerce-Tabs-panel woocommerce-Tabs-panel--description panel entry-content active" id="tab-description" role="tabpanel"> <p><strong>pH Elektrode</strong> aus PVDF mit offem Diaphragma, ausgelegt für Fleisch, halbgefrorene Medien im Lebensmittelbereich.</p> <table border="0" cellpadding="0" cellspacing="0" class="mceItemTable"> <colgroup> <col width="187"/> <col width="340"/></colgroup> <tbody> <tr> <td class="xl63" height="20" width="187">Referenz</td> <td class="xl64" width="340">Einfach, Ag/AgCl</td> </tr> <tr> <td class="xl63" height="20" width="187">Diaphragma</td> <td class="xl64" width="340">Offen</td> </tr> <tr> <td class="xl63" height="20" width="187">Elektrolyt</td> <td class="xl64" width="340">Viscolen</td> </tr> <tr> <td class="xl63" height="20" width="187">Max. Druck</td> <td class="xl64" width="340">0,1 bar</td> </tr> <tr> <td class="xl63" height="20" width="187">Messbereiche</td> <td>pH: 0 bis 12 pH; Temperatur: 0 bis 50°C</td> </tr> <tr> <td class="xl63" height="20" width="187">Spitze</td> <td class="xl64" width="340">Konisch (6 x 10 mm)</td> </tr> <tr> <td class="xl63" height="20" width="187">Temperatursensor</td> <td class="xl64" width="340">Ja</td> </tr> <tr> <td class="xl63" height="20" width="187">Verstärker</td> <td class="xl64" width="340">Ja</td> </tr> <tr> <td class="xl63" height="20" width="187">Körper</td> <td class="xl64" width="340">PVDF</td> </tr> <tr> <td class="xl63" height="20" width="187">Kabel</td> <td class="xl64" width="340">7-polig; 1 m</td> </tr> </tbody> </table> <p></p> </div> | pH Elektrode aus PVDF mit offem Diaphragma, für Fleisch, halbgefrorene Medien im Lebensmittelbereich. | <div class="product-short-description"> <p>pH Elektrode aus PVDF mit offem Diaphragma, für Fleisch, halbgefrorene Medien im Lebensmittelbereich.</p> </div> | https://www.hannathailand.com/wp-content/uploads/2022/06/31gluhj8kul__sl500_aa300_51e1d1328cb97.jpg | เครื่องวัดคลอรีน , เครื่องวัดปริมาณฟอสเฟต ช่วงต่ำ รุ่น HI713 , น้ำยามาตรฐานสอบเทียบ ค่ามาตรฐานความเค็ม , เครื่องวัดปริมาณฟลูออไรด์ ช่วงต่ำ รุ่น HI729 , เครื่องวัดปริมาณโบรมีน ในตัวอย่างน้ำ รุ่น HI716 , เครื่องวัดค่าเหล็ก รุ่น HI721 , เครื่องวัดสีในน้ำตัวอย่าง HI727 , เครื่องวัดปริมาณฟอสฟอรัส ช่วงสูง รุ่น HI706 | <a class="woocommerce-LoopProduct-link woocommerce-loop-product__link" href="https://www.hannathailand.com/product/free-chlorine/">เครื่องวัดคลอรีน</a> , <a class="woocommerce-LoopProduct-link woocommerce-loop-product__link" href="https://www.hannathailand.com/product/hi713-checker-hc-phosphate-lr/">เครื่องวัดปริมาณฟอสเฟต ช่วงต่ำ รุ่น HI713</a> , <a class="woocommerce-LoopProduct-link woocommerce-loop-product__link" href="https://www.hannathailand.com/product/hi7083l/">น้ำยามาตรฐานสอบเทียบ ค่ามาตรฐานความเค็ม</a> , <a class="woocommerce-LoopProduct-link woocommerce-loop-product__link" href="https://www.hannathailand.com/product/hi729-checker-hc-fluoride-lr/">เครื่องวัดปริมาณฟลูออไรด์ ช่วงต่ำ รุ่น HI729</a> , <a class="woocommerce-LoopProduct-link woocommerce-loop-product__link" href="https://www.hannathailand.com/product/hi716-checker-hc-bromine/">เครื่องวัดปริมาณโบรมีน ในตัวอย่างน้ำ รุ่น HI716</a> , <a class="woocommerce-LoopProduct-link woocommerce-loop-product__link" href="https://www.hannathailand.com/product/hi721-checker-hc-iron/">เครื่องวัดค่าเหล็ก รุ่น HI721</a> , <a class="woocommerce-LoopProduct-link woocommerce-loop-product__link" href="https://www.hannathailand.com/product/hi727-checker-hc-color-of-water/">เครื่องวัดสีในน้ำตัวอย่าง HI727</a> , <a class="woocommerce-LoopProduct-link woocommerce-loop-product__link" href="https://www.hannathailand.com/product/hi706-checker-hc-phosphorous-hr/">เครื่องวัดปริมาณฟอสฟอรัส ช่วงสูง รุ่น HI706</a> | https://www.hannathailand.com/wp-content/uploads/2021/07/1-500x500.jpg , https://www.hannathailand.com/wp-content/uploads/2022/06/hi713_lg51caffcdce23e-600x600.jpg , https://www.hannathailand.com/wp-content/uploads/2021/07/10-500x500.jpg , https://www.hannathailand.com/wp-content/uploads/2022/06/miniphotometerfurfluoridniedrig844_11-600x600.jpg , https://www.hannathailand.com/wp-content/uploads/2022/06/miniphotometerfurfreiesgesamtchlor704_11-600x600.jpg , https://www.hannathailand.com/wp-content/uploads/2022/06/miniphotometerfureisen832_11-600x600.jpg , https://www.hannathailand.com/wp-content/uploads/2022/06/miniphotometerfurfarbe843_11-600x600.jpg , https://www.hannathailand.com/wp-content/uploads/2022/06/hi706_400-600x600.jpg
96 | FC300B Sodium ISE | สินค้าทั้งหมด , หัววัด , อุตสาหกรรมอาหาร , เครื่องวัดความเป็นกรด-ด่าง/โออาร์พี | https://www.hannathailand.com/product-category/ph-meter/ | https://www.hannathailand.com/product/fc300b-sodium-ise/ | FC300B | 18,190.00 |  | <div aria-labelledby="tab-title-additional_information" class="woocommerce-Tabs-panel woocommerce-Tabs-panel--additional_information panel entry-content" id="tab-additional_information" role="tabpanel"> </div> | Sodium ISE FC300B, BNC connection Measurement Range 1.0M to 1X 10-5M 39100 to 0.039 ppm Optimum pH Range 9.75 to 14 pH Temperature Range 0 to 80°C Approximate Slope +57 Body O.D. 12 mm Insertion Length 120 mm Body Material glass Cable 1m coaxial Connector BNC Possible Applications water, food products, soup, dairy, brines, laboratory | <div aria-labelledby="tab-title-description" class="woocommerce-Tabs-panel woocommerce-Tabs-panel--description panel entry-content active" id="tab-description" role="tabpanel"> <p>Sodium ISE FC300B, BNC connection</p> <table class="spec_table"> <tbody> <tr> <td><strong>Measurement Range</strong></td> <td> </td> <td><small>1.0M to 1X 10<sup>-5</sup>M 39100 to 0.039 ppm</small></td> </tr> <tr> <td><strong>Optimum pH Range</strong></td> <td> </td> <td><small>9.75 to 14 pH</small></td> </tr> <tr> <td><strong>Temperature Range</strong></td> <td> </td> <td><small>0 to 80°C</small></td> </tr> <tr> <td><strong>Approximate Slope</strong></td> <td> </td> <td><small>+57</small></td> </tr> <tr> <td><strong>Body O.D.</strong></td> <td> </td> <td><small>12 mm</small></td> </tr> <tr> <td><strong>Insertion Length</strong></td> <td> </td> <td><small>120 mm</small></td> </tr> <tr> <td><strong>Body Material</strong></td> <td> </td> <td><small>glass</small></td> </tr> <tr> <td><strong>Cable</strong></td> <td> </td> <td><small>1m coaxial</small></td> </tr> <tr> <td><strong>Connector</strong></td> <td> </td> <td><small>BNC</small></td> </tr> <tr> <td><strong>Possible Applications</strong></td> <td> </td> <td><small>water, food products, soup, dairy, brines, laboratory</small></td> </tr> </tbody> </table> </div> | pH glass electrode with single diaphragm, designed for food laboratories. | <div class="product-short-description"> <p>pH glass electrode with single diaphragm, designed for food laboratories.</p> </div> | https://www.hannathailand.com/wp-content/uploads/2022/06/31gluhj8kul__sl500_aa300_51e1d7bc4265b.jpg | เครื่องวัดปริมาณคลอรีนรวม รุ่น HI711 , เครื่องวัดปริมาณแอมโมเนีย ในน้ำ รุ่น HI715 , เครื่องวัดปริมาณไนไตรท์ ช่วงสูง ในตัวอย่างน้ำ รุ่น HI708 , น้ำยามาตรฐานสอบเทียบ ค่ามาตรฐานความเค็ม , เครื่องวัดปริมาณฟอสฟอรัส ช่วงต่ำมาก รุ่น HI736 , เครื่องวัดปริมาณฟอสเฟต ช่วงสูง รุ่น HI717 , เครื่องวัดคลอรีน , เครื่องวัดปริมาณคลอรีนอิสระ รุ่น HI701 | <a class="woocommerce-LoopProduct-link woocommerce-loop-product__link" href="https://www.hannathailand.com/product/hi711-checker-hc-total-chlorine/">เครื่องวัดปริมาณคลอรีนรวม รุ่น HI711</a> , <a class="woocommerce-LoopProduct-link woocommerce-loop-product__link" href="https://www.hannathailand.com/product/hi715-checker-hc-ammonia-mr/">เครื่องวัดปริมาณแอมโมเนีย ในน้ำ รุ่น HI715</a> , <a class="woocommerce-LoopProduct-link woocommerce-loop-product__link" href="https://www.hannathailand.com/product/hi708-checker-hc-nitrite-hr/">เครื่องวัดปริมาณไนไตรท์ ช่วงสูง ในตัวอย่างน้ำ รุ่น HI708</a> , <a class="woocommerce-LoopProduct-link woocommerce-loop-product__link" href="https://www.hannathailand.com/product/hi7083l/">น้ำยามาตรฐานสอบเทียบ ค่ามาตรฐานความเค็ม</a> , <a class="woocommerce-LoopProduct-link woocommerce-loop-product__link" href="https://www.hannathailand.com/product/phosphorous-marine/">เครื่องวัดปริมาณฟอสฟอรัส ช่วงต่ำมาก รุ่น HI736</a> , <a class="woocommerce-LoopProduct-link woocommerce-loop-product__link" href="https://www.hannathailand.com/product/hi717-checker-hc-phosphate-hr/">เครื่องวัดปริมาณฟอสเฟต ช่วงสูง รุ่น HI717</a> , <a class="woocommerce-LoopProduct-link woocommerce-loop-product__link" href="https://www.hannathailand.com/product/free-chlorine/">เครื่องวัดคลอรีน</a> , <a class="woocommerce-LoopProduct-link woocommerce-loop-product__link" href="https://www.hannathailand.com/product/hi701-checker-hc-free-chlorine/">เครื่องวัดปริมาณคลอรีนอิสระ รุ่น HI701</a> | https://www.hannathailand.com/wp-content/uploads/2022/06/hi711_lg-600x600.jpg , https://www.hannathailand.com/wp-content/uploads/2022/06/miniphotometerfurammoniakmittel2416_11-600x600.jpg , https://www.hannathailand.com/wp-content/uploads/2022/06/miniphotometerfurnitrithoch2420_11-600x600.jpg , https://www.hannathailand.com/wp-content/uploads/2021/07/10-500x500.jpg , https://www.hannathailand.com/wp-content/uploads/2021/12/HI736-600x600.jpg , https://www.hannathailand.com/wp-content/uploads/2022/06/miniphotometerfurphosphathoch827_11-600x600.jpg , https://www.hannathailand.com/wp-content/uploads/2021/07/1-500x500.jpg , https://www.hannathailand.com/wp-content/uploads/2021/11/hi701-500x500.jpg
97 | H3895 CTK Agriculture, Basic | ชุดทดสอบเคมี , สินค้าทั้งหมด , แบบจานเทียบสี , แบบเทียบสี , แบบไทเทรต | https://www.hannathailand.com/product-category/test-kit/titrate/ | https://www.hannathailand.com/product/h3895-ctk-agriculture-basic/ | HI3895 | 1,765.50 |  | <div aria-labelledby="tab-title-additional_information" class="woocommerce-Tabs-panel woocommerce-Tabs-panel--additional_information panel entry-content" id="tab-additional_information" role="tabpanel"> </div> | In agricultural applications, monitoring the quality of the soil is extremely important for the health and growth of crops. The pH level is an excellent guide as to which plants may thrive in a particular terrain, as well as indicating which conditioners and fertilizers to use. HANNA combination test kits allow you to test not only for pH, but for nitrogen, phosphorous and potassium which are all important for the quality of soil as well. HANNA’s quick Soiltest provides growers with an economical way to quickly test pH as well as the three basic elements needed for a healthier plant: nitrogen (N), phosphorus (P) and potassium (K). Order Information: HI 3895 test kit includes 40 powder packets (10 each for pH, N, P & K), 1 mL plastic pipette, test tubes (4), color cards (4) and one graduated card. Product Manuals Manual: Download Specification : Dimensions 113 x 113 x 62 mm (4.4 x 4.4 x 2.4″) Weight 105 g (3.7 oz.) Multi Parameter Chemical Test Kit Specifications Parameter Range Method Smallest Increment Chemical Method Number Of Test Nitrogen traces, low, medium, high Colorimetric N/A Ned 10 pH 4 to 9 pH Colorimetric 1 pH pH Indicator 10 Phosphorus traces, low, medium, high Colorimetric N/A Ascorbic Acid 10 Potassium traces, low, medium, high Turbidimetric N/A Tetraphenylborate 10 | <div aria-labelledby="tab-title-description" class="woocommerce-Tabs-panel woocommerce-Tabs-panel--description panel entry-content active" id="tab-description" role="tabpanel"> <p>In agricultural applications, monitoring the quality of the soil is extremely important for the health and growth of crops. The pH level is an excellent guide as to which plants may thrive in a particular terrain, as well as indicating which conditioners and fertilizers to use. HANNA combination test kits allow you to test not only for pH, but for nitrogen, phosphorous and potassium which are all important for the quality of soil as well.</p> <p>HANNA’s quick Soiltest provides growers with an economical way to quickly test pH as well as the three basic elements needed for a healthier plant: nitrogen (N), phosphorus (P) and potassium (K).</p> <p> </p> <p><strong>Order Information:</strong><br/> HI 3895 test kit includes 40 powder packets (10 each for pH, N, P &amp; K), 1 mL plastic pipette, test tubes (4), color cards (4) and one graduated card.</p> <div><strong>Product Manuals</strong></div> <p><img align="absmiddle" alt="" border="0" decoding="async" height="22" loading="lazy" src="http://www.hannainst.com/usa/images/icon-pdf.gif" width="20"/> Manual: <a href="http://www.hannainst.com/manuals/istr3895gb_03_13.pdf" rel="noopener" target="_blank" title="Download Product Manual">Download</a></p> <p><strong>Specification :</strong></p> <table class="spec_table"> <tbody> <tr> <td>Dimensions</td> <td> </td> <td>113 x 113 x 62 mm (4.4 x 4.4 x 2.4″)</td> </tr> <tr> <td>Weight</td> <td> </td> <td>105 g (3.7 oz.)</td> </tr> </tbody> </table> <p><strong>Multi Parameter Chemical Test Kit Specifications</strong></p> <table> <tbody> <tr align="left"> <th><span style="font-size: small;">Parameter</span></th> <th><span style="font-size: small;">Range</span></th> <th><span style="font-size: small;">Method</span></th> <th><span style="font-size: small;">Smallest Increment</span></th> <th><span style="font-size: small;">Chemical Method</span></th> <th><span style="font-size: small;">Number Of Test</span></th> </tr> <tr align="left"> <td><span style="font-size: small;">Nitrogen</span></td> <td><span style="font-size: small;"><small>traces, low, medium, high</small></span></td> <td><span style="font-size: small;"><small>Colorimetric</small></span></td> <td><span style="font-size: small;"><small>N/A</small></span></td> <td><span style="font-size: small;"><small>Ned</small></span></td> <td><span style="font-size: small;"><small>10</small></span></td> </tr> <tr align="left"> <td><span style="font-size: small;">pH</span></td> <td><span style="font-size: small;"><small>4 to 9 pH</small></span></td> <td><span style="font-size: small;"><small>Colorimetric</small></span></td> <td><span style="font-size: small;"><small>1 pH</small></span></td> <td><span style="font-size: small;"><small>pH Indicator</small></span></td> <td><span style="font-size: small;"><small>10</small></span></td> </tr> <tr align="left"> <td><span style="font-size: small;">Phosphorus</span></td> <td><span style="font-size: small;"><small>traces, low, medium, high</small></span></td> <td><span style="font-size: small;"><small>Colorimetric</small></span></td> <td><span style="font-size: small;"><small>N/A</small></span></td> <td><span style="font-size: small;"><small>Ascorbic Acid</small></span></td> <td><span style="font-size: small;"><small>10</small></span></td> </tr> <tr align="left"> <td><span style="font-size: small;">Potassium</span></td> <td><span style="font-size: small;"><small>traces, low, medium, high</small></span></td> <td><span style="font-size: small;"><small>Turbidimetric</small></span></td> <td><span style="font-size: small;"><small>N/A</small></span></td> <td><span style="font-size: small;"><small>Tetraphenylborate</small></span></td> <td><span style="font-size: small;"><small>10</small></span></td> </tr> </tbody> </table> <p> </p> </div> | Chemical test kit for the determination of nitrogen: colorimetric: NED phosphorus: colorimetric ascorbic acid Potassium: turbidimetric: tetraphenylborate. | <div class="product-short-description"> <p>Chemical test kit for the determination of nitrogen: colorimetric: NED phosphorus: colorimetric ascorbic acid Potassium: turbidimetric: tetraphenylborate.</p> </div> | https://www.hannathailand.com/wp-content/uploads/2022/06/31gluhj8kul__sl500_aa300_51e0816c94dd0.jpg | น้ำยามาตรฐานสอบเทียบ ค่ามาตรฐานความเค็ม , เครื่องวัดปริมาณแอมโมเนีย ในน้ำ รุ่น HI715 , เครื่องวัดปริมาณไนไตรท์ ช่วงสูง ในตัวอย่างน้ำ รุ่น HI708 , เครื่องวัดปริมาณฟอสเฟต ช่วงต่ำ รุ่น HI713 , เครื่องวัดปริมาณโบรมีน ในตัวอย่างน้ำ รุ่น HI716 , เครื่องวัดปริมาณไอโอดีน รุ่น HI718 , เครื่องวัดปริมาณไนไตรท์ ช่วงต่ำ รุ่น HI707 , เครื่องวัดค่าเหล็ก รุ่น HI721 | <a class="woocommerce-LoopProduct-link woocommerce-loop-product__link" href="https://www.hannathailand.com/product/hi7083l/">น้ำยามาตรฐานสอบเทียบ ค่ามาตรฐานความเค็ม</a> , <a class="woocommerce-LoopProduct-link woocommerce-loop-product__link" href="https://www.hannathailand.com/product/hi715-checker-hc-ammonia-mr/">เครื่องวัดปริมาณแอมโมเนีย ในน้ำ รุ่น HI715</a> , <a class="woocommerce-LoopProduct-link woocommerce-loop-product__link" href="https://www.hannathailand.com/product/hi708-checker-hc-nitrite-hr/">เครื่องวัดปริมาณไนไตรท์ ช่วงสูง ในตัวอย่างน้ำ รุ่น HI708</a> , <a class="woocommerce-LoopProduct-link woocommerce-loop-product__link" href="https://www.hannathailand.com/product/hi713-checker-hc-phosphate-lr/">เครื่องวัดปริมาณฟอสเฟต ช่วงต่ำ รุ่น HI713</a> , <a class="woocommerce-LoopProduct-link woocommerce-loop-product__link" href="https://www.hannathailand.com/product/hi716-checker-hc-bromine/">เครื่องวัดปริมาณโบรมีน ในตัวอย่างน้ำ รุ่น HI716</a> , <a class="woocommerce-LoopProduct-link woocommerce-loop-product__link" href="https://www.hannathailand.com/product/hi718-checker-hc-iodine/">เครื่องวัดปริมาณไอโอดีน รุ่น HI718</a> , <a class="woocommerce-LoopProduct-link woocommerce-loop-product__link" href="https://www.hannathailand.com/product/hi707-checker-hc-nitrite-lr/">เครื่องวัดปริมาณไนไตรท์ ช่วงต่ำ รุ่น HI707</a> , <a class="woocommerce-LoopProduct-link woocommerce-loop-product__link" href="https://www.hannathailand.com/product/hi721-checker-hc-iron/">เครื่องวัดค่าเหล็ก รุ่น HI721</a> | https://www.hannathailand.com/wp-content/uploads/2021/07/10-500x500.jpg , https://www.hannathailand.com/wp-content/uploads/2022/06/miniphotometerfurammoniakmittel2416_11-600x600.jpg , https://www.hannathailand.com/wp-content/uploads/2022/06/miniphotometerfurnitrithoch2420_11-600x600.jpg , https://www.hannathailand.com/wp-content/uploads/2022/06/hi713_lg51caffcdce23e-600x600.jpg , https://www.hannathailand.com/wp-content/uploads/2022/06/miniphotometerfurfreiesgesamtchlor704_11-600x600.jpg , https://www.hannathailand.com/wp-content/uploads/2022/06/miniphotometerfuriod829_11-600x600.jpg , https://www.hannathailand.com/wp-content/uploads/2022/06/hi707400-600x600.jpg , https://www.hannathailand.com/wp-content/uploads/2022/06/miniphotometerfureisen832_11-600x600.jpg
98 | HI1001 Industrial-pH-Electrode “Flow-thru” Monitoring, PVDF BNC, 3 m Cable | วัดความเป็นกรด-ด่าง/โออาร์พี , สินค้าทั้งหมด , หัววัด , เครื่องควบคุมแบบต่อเนื่อง | https://www.hannathailand.com/product-category/pneumatics-control/ | https://www.hannathailand.com/product/hi1001-industrial-ph-electrode-flow-thru-monitoring-pvdf-bnc-3-m-cable/ | HI1001 | 9,095.00 |  | <div aria-labelledby="tab-title-additional_information" class="woocommerce-Tabs-panel woocommerce-Tabs-panel--additional_information panel entry-content" id="tab-additional_information" role="tabpanel"> </div> | Flow-thru monitoring pH electrode with BNC connection and 3 m cable. Specifically Built for Industrial Applications ½” NPT external thread for in-line installation pH electrode with exclusive PTFE non-clogging membrane Double-junction technology PVDF body Models with built-in matching pin and amplifier In order to reduce normal contamination coming from industrial use, these electrodes combine a polymer reference and double-junction technology. With this technology, no refilling is required and the electrode can be used in samples such as organic compounds, proteins and heavy metals. In addition, the pH electrodes use a unique annular PTFE junction that minimizes clogging. These industrial probes have a glass body electrode for use in aggressive chemicals and are easy to clean. A PEI protective sleeve gives the electrodes resistance against mechanical stress. Operating limits are -5 to 80°C (23 to 176°F) and pressure up to 6 bar (87 psi). Both pH and ORP models are available, many of which include a built-in matching pin. Some models also feature a built-in amplifier, which allows for measurements to be taken far from the location of the instrument without requiring a transmitter. HI 1000 and HI 2000 series incorporate a BNC connector that enables connection to any pH/ORP meter quick and easy; models with 3 or 5 meters (9.8 or 16 feet) cable are available. Specification : Junction double, PTFE Electrolyte polymer Temperature -5 to 80°C Max Pressure 6 bar (87 psi) Connection BNC Cable 3 m Body PVDF | <div aria-labelledby="tab-title-description" class="woocommerce-Tabs-panel woocommerce-Tabs-panel--description panel entry-content active" id="tab-description" role="tabpanel"> <p>Flow-thru monitoring pH electrode with BNC connection and 3 m cable.</p> <p><big><br/><span style="font-size: medium;"> Specifically Built for Industrial Applications</span></big></p> <p> </p> <ul> <li>½” NPT external thread for in-line installation</li> <li>pH electrode with exclusive PTFE non-clogging membrane</li> <li>Double-junction technology</li> <li>PVDF body</li> <li>Models with built-in matching pin and amplifier</li> </ul> <p> </p> <p>In order to reduce normal contamination coming from industrial use, these electrodes combine a polymer reference and double-junction technology. With this technology, no refilling is required and the electrode can be used in samples such as organic compounds, proteins and heavy metals. In addition, the pH electrodes use a unique annular PTFE junction that minimizes clogging. These industrial probes have a glass body electrode for use in aggressive chemicals and are easy to clean. A PEI protective sleeve gives the electrodes resistance against mechanical stress. Operating limits are -5 to 80°C (23 to 176°F) and pressure up to 6 bar (87 psi).</p> <p>Both pH and ORP models are available, many of which include a built-in matching pin. Some models also feature a built-in amplifier, which allows for measurements to be taken far from the location of the instrument without requiring a transmitter.</p> <p>HI 1000 and HI 2000 series incorporate a BNC connector that enables connection to any pH/ORP meter quick and easy; models with 3 or 5 meters (9.8 or 16 feet) cable are available.</p> <p><strong>Specification :</strong></p> <table class="spec_table mceItemTable"> <tbody> <tr> <td><strong>Junction</strong></td> <td> </td> <td><small><span data-mce-style="font-size: small;" style="font-size: small;">double, PTFE</span></small></td> </tr> <tr> <td><strong>Electrolyte</strong></td> <td> </td> <td><small><span data-mce-style="font-size: small;" style="font-size: small;">polymer</span></small></td> </tr> <tr> <td><strong>Temperature</strong></td> <td> </td> <td><small><span data-mce-style="font-size: small;" style="font-size: small;">-5 to 80°C</span></small></td> </tr> <tr> <td><strong>Max Pressure</strong></td> <td> </td> <td><small><span data-mce-style="font-size: small;" style="font-size: small;">6 bar (87 psi)</span></small></td> </tr> <tr> <td><strong>Connection</strong></td> <td> </td> <td><small><span data-mce-style="font-size: small;" style="font-size: small;">BNC</span></small></td> </tr> <tr> <td><strong>Cable</strong></td> <td> </td> <td><small><span data-mce-style="font-size: small;" style="font-size: small;">3 m</span></small></td> </tr> <tr> <td><strong>Body</strong></td> <td> </td> <td><small><span data-mce-style="font-size: small;" style="font-size: small;">PVDF</span></small></td> </tr> </tbody> </table> <p><br mce_bogus="1"/></p> </div> | Flow-thru monitoring pH electrode with BNC connection and 3 m cable. | <div class="product-short-description"> <p>Flow-thru monitoring pH electrode with BNC connection and 3 m cable.</p> </div> | https://www.hannathailand.com/wp-content/uploads/2022/06/hi1001_4001.jpg | น้ำยามาตรฐานสอบเทียบ ค่ามาตรฐานความเค็ม , เครื่องวัดปริมาณแอมโมเนีย ในน้ำ รุ่น HI715 , เครื่องวัดค่าเหล็ก รุ่น HI721 , เครื่องควบคุมค่าความนำไฟฟ้า , เครื่องวัดปริมาณฟอสเฟต ช่วงสูง รุ่น HI717 , เครื่องวัดปริมาณแอมโมเนีย ช่วงต่ำ รุ่น HI700 , น้ำยามาตรฐานสอบเทียบ ค่ามาตรฐานความเค็ม , เครื่องวัดปริมาณคลอรีนรวม รุ่น HI711 | <a class="woocommerce-LoopProduct-link woocommerce-loop-product__link" href="https://www.hannathailand.com/product/hi7083l/">น้ำยามาตรฐานสอบเทียบ ค่ามาตรฐานความเค็ม</a> , <a class="woocommerce-LoopProduct-link woocommerce-loop-product__link" href="https://www.hannathailand.com/product/hi715-checker-hc-ammonia-mr/">เครื่องวัดปริมาณแอมโมเนีย ในน้ำ รุ่น HI715</a> , <a class="woocommerce-LoopProduct-link woocommerce-loop-product__link" href="https://www.hannathailand.com/product/hi721-checker-hc-iron/">เครื่องวัดค่าเหล็ก รุ่น HI721</a> , <a class="woocommerce-LoopProduct-link woocommerce-loop-product__link" href="https://www.hannathailand.com/product/hi8931cn/">เครื่องควบคุมค่าความนำไฟฟ้า</a> , <a class="woocommerce-LoopProduct-link woocommerce-loop-product__link" href="https://www.hannathailand.com/product/hi717-checker-hc-phosphate-hr/">เครื่องวัดปริมาณฟอสเฟต ช่วงสูง รุ่น HI717</a> , <a class="woocommerce-LoopProduct-link woocommerce-loop-product__link" href="https://www.hannathailand.com/product/hi700-checker-hc-ammonia-lr/">เครื่องวัดปริมาณแอมโมเนีย ช่วงต่ำ รุ่น HI700</a> , <a class="woocommerce-LoopProduct-link woocommerce-loop-product__link" href="https://www.hannathailand.com/product/hi7080l/">น้ำยามาตรฐานสอบเทียบ ค่ามาตรฐานความเค็ม</a> , <a class="woocommerce-LoopProduct-link woocommerce-loop-product__link" href="https://www.hannathailand.com/product/hi711-checker-hc-total-chlorine/">เครื่องวัดปริมาณคลอรีนรวม รุ่น HI711</a> | https://www.hannathailand.com/wp-content/uploads/2022/06/hi1001_4001-600x600.jpg , https://www.hannathailand.com/wp-content/uploads/2021/12/imgdia_1001_20011-500x251.jpg , https://www.hannathailand.com/wp-content/uploads/2021/07/10-500x500.jpg , https://www.hannathailand.com/wp-content/uploads/2022/06/miniphotometerfurammoniakmittel2416_11-600x600.jpg , https://www.hannathailand.com/wp-content/uploads/2022/06/miniphotometerfureisen832_11-600x600.jpg , https://www.hannathailand.com/wp-content/uploads/2021/07/2-500x500.jpg , https://www.hannathailand.com/wp-content/uploads/2022/06/miniphotometerfurphosphathoch827_11-600x600.jpg , https://www.hannathailand.com/wp-content/uploads/2022/06/hi700_400pxl-600x600.jpg , https://www.hannathailand.com/wp-content/uploads/2021/07/11-500x500.jpg , https://www.hannathailand.com/wp-content/uploads/2022/06/hi711_lg-600x600.jpg
99 | HI1002/x – pH Electrode, Flow-thru Monitoring, BNC | วัดความเป็นกรด-ด่าง/โออาร์พี , สินค้าทั้งหมด , หัววัด , เครื่องควบคุมแบบต่อเนื่อง | https://www.hannathailand.com/product-category/pneumatics-control/ | https://www.hannathailand.com/product/hi1002x-ph-electrode-flow-thru-monitoring-bnc/ | HI1002-5 | 8,881.00 | น้ำหนัก 0.000 กก. Cable Length 3m, 5m | <div aria-labelledby="tab-title-additional_information" class="woocommerce-Tabs-panel woocommerce-Tabs-panel--additional_information panel entry-content" id="tab-additional_information" role="tabpanel"> <table class="woocommerce-product-attributes shop_attributes"> <tr class="woocommerce-product-attributes-item woocommerce-product-attributes-item--weight"> <th class="woocommerce-product-attributes-item__label">น้ำหนัก</th> <td class="woocommerce-product-attributes-item__value">0.000 กก.</td> </tr> <tr class="woocommerce-product-attributes-item woocommerce-product-attributes-item--attribute_pa_cable-length"> <th class="woocommerce-product-attributes-item__label">Cable Length</th> <td class="woocommerce-product-attributes-item__value"><p>3m, 5m</p> </td> </tr> </table> </div> | Flow-thru monitoring pH electrode with BNC connection and 3 m cable. Specifically Built for Industrial Applications ½” NPT external thread for in-line installation pH electrode with exclusive PTFE non-clogging membrane Double-junction technology PVDF body Models with built-in matching pin and amplifier In order to reduce normal contamination coming from industrial use, these electrodes combine a polymer reference and double-junction technology. With this technology, no refilling is required and the electrode can be used in samples such as organic compounds, proteins and heavy metals. In addition, the pH electrodes use a unique annular PTFE junction that minimizes clogging. These industrial probes have a glass body electrode for use in aggressive chemicals and are easy to clean. A PEI protective sleeve gives the electrodes resistance against mechanical stress. Operating limits are -5 to 80°C (23 to 176°F) and pressure up to 6 bar (87 psi). Both pH and ORP models are available, many of which include a built-in matching pin. Some models also feature a built-in amplifier, which allows for measurements to be taken far from the location of the instrument without requiring a transmitter. HI 1000 and HI 2000 series incorporate a BNC connector that enables connection to any pH/ORP meter quick and easy; models with 3 or 5 meters (9.8 or 16 feet) cable are available. Specification : Junction double, PTFE Electrolyte polymer Matching Pin no Amplifier no Temperature -5 to 80°C Max Pressure 6 bar (87 psi) Connection BNC Cable 3 m | <div aria-labelledby="tab-title-description" class="woocommerce-Tabs-panel woocommerce-Tabs-panel--description panel entry-content active" id="tab-description" role="tabpanel"> <p>Flow-thru monitoring pH electrode with BNC connection and 3 m cable.</p> <p><big><br/><span style="font-size: medium;"> Specifically Built for Industrial Applications</span></big></p> <p> </p> <ul> <li>½” NPT external thread for in-line installation</li> <li>pH electrode with exclusive PTFE non-clogging membrane</li> <li>Double-junction technology</li> <li>PVDF body</li> <li>Models with built-in matching pin and amplifier</li> </ul> <p> </p> <p>In order to reduce normal contamination coming from industrial use, these electrodes combine a polymer reference and double-junction technology. With this technology, no refilling is required and the electrode can be used in samples such as organic compounds, proteins and heavy metals. In addition, the pH electrodes use a unique annular PTFE junction that minimizes clogging. These industrial probes have a glass body electrode for use in aggressive chemicals and are easy to clean. A PEI protective sleeve gives the electrodes resistance against mechanical stress. Operating limits are -5 to 80°C (23 to 176°F) and pressure up to 6 bar (87 psi).</p> <p>Both pH and ORP models are available, many of which include a built-in matching pin. Some models also feature a built-in amplifier, which allows for measurements to be taken far from the location of the instrument without requiring a transmitter.</p> <p>HI 1000 and HI 2000 series incorporate a BNC connector that enables connection to any pH/ORP meter quick and easy; models with 3 or 5 meters (9.8 or 16 feet) cable are available.</p> <p><strong>Specification :</strong></p> <table class="spec_table mceItemTable"> <tbody> <tr> <td><strong>Junction</strong></td> <td> </td> <td><small><span data-mce-style="font-size: small;" style="font-size: small;">double, PTFE</span></small></td> </tr> <tr> <td><strong>Electrolyte</strong></td> <td> </td> <td><small><span data-mce-style="font-size: small;" style="font-size: small;">polymer</span></small></td> </tr> <tr> <td><strong>Matching Pin</strong></td> <td> </td> <td><small><span data-mce-style="font-size: small;" style="font-size: small;">no</span></small></td> </tr> <tr> <td><strong>Amplifier</strong></td> <td> </td> <td><small><span data-mce-style="font-size: small;" style="font-size: small;">no</span></small></td> </tr> <tr> <td><strong>Temperature</strong></td> <td> </td> <td><small><span data-mce-style="font-size: small;" style="font-size: small;">-5 to 80°C</span></small></td> </tr> <tr> <td><strong>Max Pressure</strong></td> <td> </td> <td><small><span data-mce-style="font-size: small;" style="font-size: small;">6 bar (87 psi)</span></small></td> </tr> <tr> <td><strong>Connection</strong></td> <td> </td> <td><small><span data-mce-style="font-size: small;" style="font-size: small;">BNC</span></small></td> </tr> <tr> <td><strong>Cable</strong></td> <td> </td> <td><small><span data-mce-style="font-size: small;" style="font-size: small;">3 m</span></small></td> </tr> </tbody> </table> <p><br mce_bogus="1"/></p> </div> | HI1002 – pH electrode, flow-thru monitoring, BNC, 3 or 5 m cable, high-pressure applications. | <div class="product-short-description"> <p>HI1002 – pH electrode, flow-thru monitoring, BNC, 3 or 5 m cable, high-pressure applications.</p> </div> | https://www.hannathailand.com/wp-content/uploads/2021/12/unbenannt.png | เครื่องวัดค่าเหล็ก รุ่น HI721 , เครื่องวัดปริมาณคลอรีนอิสระ รุ่น HI701 , เครื่องวัดปริมาณฟลูออไรด์ ช่วงต่ำ รุ่น HI729 , เครื่องวัดปริมาณคลอรีนรวม รุ่น HI711 , เครื่องวัดปริมาณแอมโมเนีย ช่วงต่ำ รุ่น HI700 , เครื่องวัดปริมาณโบรมีน ในตัวอย่างน้ำ รุ่น HI716 , เครื่องวัดปริมาณฟอสฟอรัส ช่วงต่ำมาก รุ่น HI736 , เครื่องวัดปริมาณแอมโมเนีย ในน้ำ รุ่น HI715 | <a class="woocommerce-LoopProduct-link woocommerce-loop-product__link" href="https://www.hannathailand.com/product/hi721-checker-hc-iron/">เครื่องวัดค่าเหล็ก รุ่น HI721</a> , <a class="woocommerce-LoopProduct-link woocommerce-loop-product__link" href="https://www.hannathailand.com/product/hi701-checker-hc-free-chlorine/">เครื่องวัดปริมาณคลอรีนอิสระ รุ่น HI701</a> , <a class="woocommerce-LoopProduct-link woocommerce-loop-product__link" href="https://www.hannathailand.com/product/hi729-checker-hc-fluoride-lr/">เครื่องวัดปริมาณฟลูออไรด์ ช่วงต่ำ รุ่น HI729</a> , <a class="woocommerce-LoopProduct-link woocommerce-loop-product__link" href="https://www.hannathailand.com/product/hi711-checker-hc-total-chlorine/">เครื่องวัดปริมาณคลอรีนรวม รุ่น HI711</a> , <a class="woocommerce-LoopProduct-link woocommerce-loop-product__link" href="https://www.hannathailand.com/product/hi700-checker-hc-ammonia-lr/">เครื่องวัดปริมาณแอมโมเนีย ช่วงต่ำ รุ่น HI700</a> , <a class="woocommerce-LoopProduct-link woocommerce-loop-product__link" href="https://www.hannathailand.com/product/hi716-checker-hc-bromine/">เครื่องวัดปริมาณโบรมีน ในตัวอย่างน้ำ รุ่น HI716</a> , <a class="woocommerce-LoopProduct-link woocommerce-loop-product__link" href="https://www.hannathailand.com/product/phosphorous-marine/">เครื่องวัดปริมาณฟอสฟอรัส ช่วงต่ำมาก รุ่น HI736</a> , <a class="woocommerce-LoopProduct-link woocommerce-loop-product__link" href="https://www.hannathailand.com/product/hi715-checker-hc-ammonia-mr/">เครื่องวัดปริมาณแอมโมเนีย ในน้ำ รุ่น HI715</a> | https://www.hannathailand.com/wp-content/uploads/2021/12/unbenannt-500x500.jpg , https://www.hannathailand.com/wp-content/uploads/2021/12/766a51e595c93aa5f-500x320.png , https://www.hannathailand.com/wp-content/uploads/2022/06/miniphotometerfureisen832_11-600x600.jpg , https://www.hannathailand.com/wp-content/uploads/2021/11/hi701-500x500.jpg , https://www.hannathailand.com/wp-content/uploads/2022/06/miniphotometerfurfluoridniedrig844_11-600x600.jpg , https://www.hannathailand.com/wp-content/uploads/2022/06/hi711_lg-600x600.jpg , https://www.hannathailand.com/wp-content/uploads/2022/06/hi700_400pxl-600x600.jpg , https://www.hannathailand.com/wp-content/uploads/2022/06/miniphotometerfurfreiesgesamtchlor704_11-600x600.jpg , https://www.hannathailand.com/wp-content/uploads/2021/12/HI736-600x600.jpg , https://www.hannathailand.com/wp-content/uploads/2022/06/miniphotometerfurammoniakmittel2416_11-600x600.jpg
100 | HI1005 – pH Electrode, Flow-thru Monitoring for PCA | วัดความเป็นกรด-ด่าง/โออาร์พี , สินค้าทั้งหมด , หัววัด , เครื่องควบคุมแบบต่อเนื่อง | https://www.hannathailand.com/product-category/pneumatics-control/ | https://www.hannathailand.com/product/hi1005-ph-electrode-flow-thru-monitoring-for-pca/ | HI1005 | 9,095.00 |  | <div aria-labelledby="tab-title-additional_information" class="woocommerce-Tabs-panel woocommerce-Tabs-panel--additional_information panel entry-content" id="tab-additional_information" role="tabpanel"> </div> | Flow-thru monitoring pH electrode with DIN connection and 0.5 m cable. ½” NPT external thread for in-line installation pH electrode with exclusive PTFE non-clogging membrane Double-junction technology PVDF body Models with built-in matching pin and amplifier In order to reduce normal contamination coming from industrial use, these electrodes combine a polymer reference and double-junction technology. With this technology, no refilling is required and the electrode can be used in samples such as organic compounds, proteins and heavy metals. In addition, the pH electrodes use a unique annular PTFE junction that minimizes clogging. These industrial probes have a glass body electrode for use in aggressive chemicals and are easy to clean. A PEI protective sleeve gives the electrodes resistance against mechanical stress. Operating limits are -5 to 80°C (23 to 176°F) and pressure up to 6 bar (87 psi). Both pH and ORP models are available, many of which include a built-in matching pin. Some models also feature a built-in amplifier, which allows for measurements to be taken far from the location of the instrument without requiring a transmitter. HI 1000 and HI 2000 series incorporate a BNC connector that enables connection to any pH/ORP meter quick and easy. Junction double, PTFE Electrolyte polymer Temperature -5 to 80°C Max Pressure 6 bar (87 psi) Connection BNC Cable 3 m | <div aria-labelledby="tab-title-description" class="woocommerce-Tabs-panel woocommerce-Tabs-panel--description panel entry-content active" id="tab-description" role="tabpanel"> <p>Flow-thru monitoring pH electrode with DIN connection and 0.5 m cable.</p> <ul> <li> ½” NPT external thread for in-line installation</li> <li>pH electrode with exclusive PTFE non-clogging membrane</li> <li>Double-junction technology</li> <li>PVDF body</li> <li>Models with built-in matching pin and amplifier</li> </ul> <p> </p> <p>In order to reduce normal contamination coming from industrial use, these electrodes combine a polymer reference and double-junction technology. With this technology, no refilling is required and the electrode can be used in samples such as organic compounds, proteins and heavy metals. In addition, the pH electrodes use a unique annular PTFE junction that minimizes clogging. These industrial probes have a glass body electrode for use in aggressive chemicals and are easy to clean. A PEI protective sleeve gives the electrodes resistance against mechanical stress. Operating limits are -5 to 80°C (23 to 176°F) and pressure up to 6 bar (87 psi).</p> <p>Both pH and ORP models are available, many of which include a built-in matching pin. Some models also feature a built-in amplifier, which allows for measurements to be taken far from the location of the instrument without requiring a transmitter.</p> <p>HI 1000 and HI 2000 series incorporate a BNC connector that enables connection to any pH/ORP meter quick and easy.</p> <table class="spec_table mceItemTable"> <tbody> <tr> <td><strong>Junction</strong></td> <td> </td> <td><small><span data-mce-style="font-size: small;" style="font-size: small;">double, PTFE</span></small></td> </tr> <tr> <td><strong>Electrolyte</strong></td> <td> </td> <td><small><span data-mce-style="font-size: small;" style="font-size: small;">polymer</span></small></td> </tr> <tr> <td><strong>Temperature</strong></td> <td> </td> <td><small><span data-mce-style="font-size: small;" style="font-size: small;">-5 to 80°C</span></small></td> </tr> <tr> <td><strong>Max Pressure</strong></td> <td> </td> <td><small><span data-mce-style="font-size: small;" style="font-size: small;">6 bar (87 psi)</span></small></td> </tr> <tr> <td><strong>Connection</strong></td> <td> </td> <td><small><span data-mce-style="font-size: small;" style="font-size: small;">BNC</span></small></td> </tr> <tr> <td><strong>Cable</strong></td> <td> </td> <td><small><span data-mce-style="font-size: small;" style="font-size: small;">3 m</span></small></td> </tr> </tbody> </table> <p><br mce_bogus="1"/></p> </div> | pH electrode PVDF designed for high pressure applications (recommended for PCA 330 and 320) | <div class="product-short-description"> <p>pH electrode PVDF designed for high pressure applications (recommended for PCA 330 and 320)</p> </div> | https://www.hannathailand.com/wp-content/uploads/2022/06/hi1005_4001.jpg | เครื่องวัดปริมาณฟอสเฟต ช่วงต่ำ รุ่น HI713 , เครื่องวัดปริมาณนิกเกิล ช่วงสูง รุ่น HI726 , เซ็นเซอร์วัดออกซิเจนในน้ำสำหรับ HI9829 มัลติพารามิเตอร์ , เครื่องควบคุมค่าความนำไฟฟ้า , ซัลไฟด์สารต้านอนุมูลอิสระบัฟเฟอร์ , น้ำยามาตรฐานสอบเทียบ ค่ามาตรฐานความเค็ม , น้ำยามาตรฐานสอบเทียบ ค่ามาตรฐานความเค็ม , เครื่องวัดสีในน้ำตัวอย่าง HI727 | <a class="woocommerce-LoopProduct-link woocommerce-loop-product__link" href="https://www.hannathailand.com/product/hi713-checker-hc-phosphate-lr/">เครื่องวัดปริมาณฟอสเฟต ช่วงต่ำ รุ่น HI713</a> , <a class="woocommerce-LoopProduct-link woocommerce-loop-product__link" href="https://www.hannathailand.com/product/hi726-checker-hc-nickel-hr/">เครื่องวัดปริมาณนิกเกิล ช่วงสูง รุ่น HI726</a> , <a class="woocommerce-LoopProduct-link woocommerce-loop-product__link" href="https://www.hannathailand.com/product/hi7609829-2/">เซ็นเซอร์วัดออกซิเจนในน้ำสำหรับ HI9829 มัลติพารามิเตอร์</a> , <a class="woocommerce-LoopProduct-link woocommerce-loop-product__link" href="https://www.hannathailand.com/product/hi8931cn/">เครื่องควบคุมค่าความนำไฟฟ้า</a> , <a class="woocommerce-LoopProduct-link woocommerce-loop-product__link" href="https://www.hannathailand.com/product/hi4015-00/">ซัลไฟด์สารต้านอนุมูลอิสระบัฟเฟอร์</a> , <a class="woocommerce-LoopProduct-link woocommerce-loop-product__link" href="https://www.hannathailand.com/product/hi7080l/">น้ำยามาตรฐานสอบเทียบ ค่ามาตรฐานความเค็ม</a> , <a class="woocommerce-LoopProduct-link woocommerce-loop-product__link" href="https://www.hannathailand.com/product/hi7083l/">น้ำยามาตรฐานสอบเทียบ ค่ามาตรฐานความเค็ม</a> , <a class="woocommerce-LoopProduct-link woocommerce-loop-product__link" href="https://www.hannathailand.com/product/hi727-checker-hc-color-of-water/">เครื่องวัดสีในน้ำตัวอย่าง HI727</a> | https://www.hannathailand.com/wp-content/uploads/2022/06/hi1005_4001-600x600.jpg , https://www.hannathailand.com/wp-content/uploads/2021/12/photometerfarbevonhonigbis150mmpfund1433_151e58d2a3d462-500x251.jpg , https://www.hannathailand.com/wp-content/uploads/2022/06/hi713_lg51caffcdce23e-600x600.jpg , https://www.hannathailand.com/wp-content/uploads/2022/06/miniphotometerfurnickelhoch841_11-600x600.jpg , https://www.hannathailand.com/wp-content/uploads/2021/07/5-500x500.jpg , https://www.hannathailand.com/wp-content/uploads/2021/07/2-500x500.jpg , https://www.hannathailand.com/wp-content/uploads/2021/07/7-500x500.jpg , https://www.hannathailand.com/wp-content/uploads/2021/07/11-500x500.jpg , https://www.hannathailand.com/wp-content/uploads/2021/07/10-500x500.jpg , https://www.hannathailand.com/wp-content/uploads/2022/06/miniphotometerfurfarbe843_11-600x600.jpg
101 | HI1006 pH Process Electrode | วัดความเป็นกรด-ด่าง/โออาร์พี , สินค้าทั้งหมด , หัววัด , เครื่องควบคุมแบบต่อเนื่อง | https://www.hannathailand.com/product-category/pneumatics-control/ | https://www.hannathailand.com/product/hi1006-ph-process-electrode/ | HI1006-3005 | 17,976.00 | น้ำหนัก 0.000 กก. Flat Tip HI1006-3005, HI1006-4005 | <div aria-labelledby="tab-title-additional_information" class="woocommerce-Tabs-panel woocommerce-Tabs-panel--additional_information panel entry-content" id="tab-additional_information" role="tabpanel"> <table class="woocommerce-product-attributes shop_attributes"> <tr class="woocommerce-product-attributes-item woocommerce-product-attributes-item--weight"> <th class="woocommerce-product-attributes-item__label">น้ำหนัก</th> <td class="woocommerce-product-attributes-item__value">0.000 กก.</td> </tr> <tr class="woocommerce-product-attributes-item woocommerce-product-attributes-item--attribute_pa_flat-tip"> <th class="woocommerce-product-attributes-item__label">Flat Tip</th> <td class="woocommerce-product-attributes-item__value"><p>HI1006-3005, HI1006-4005</p> </td> </tr> </table> </div> |  | <div aria-labelledby="tab-title-description" class="woocommerce-Tabs-panel woocommerce-Tabs-panel--description panel entry-content active" id="tab-description" role="tabpanel"> <p><img alt="766a51e65e8e69c21" class="tinymce-editor-image" decoding="async" height="536" loading="lazy" src="https://hannathailand.com/wp-content/uploads/content/766a51e65e8e69c21.png" width="422"/></p> </div> | Flat Tip Industrial pH Electrodes. | <div class="product-short-description"> <p>Flat Tip Industrial pH Electrodes.</p> </div> | https://www.hannathailand.com/wp-content/uploads/2021/12/unbenannt51e65f6b14e8d.png | เครื่องวัดปริมาณแอมโมเนีย ช่วงสูง รุ่น HI733 , เครื่องวัดปริมาณไนไตรท์ ช่วงสูง ในตัวอย่างน้ำ รุ่น HI708 , น้ำยามาตรฐานสอบเทียบ ค่ามาตรฐานความเค็ม , เครื่องวัดค่าเหล็ก รุ่น HI721 , เครื่องวัดปริมาณฟลูออไรด์ ช่วงต่ำ รุ่น HI729 , เครื่องวัดปริมาณโบรมีน ในตัวอย่างน้ำ รุ่น HI716 , เครื่องวัดปริมาณฟอสเฟต ช่วงสูง รุ่น HI717 , เครื่องวัดปริมาณนิกเกิล ช่วงสูง รุ่น HI726 | <a class="woocommerce-LoopProduct-link woocommerce-loop-product__link" href="https://www.hannathailand.com/product/hi733-checker-hc-ammonia-hr/">เครื่องวัดปริมาณแอมโมเนีย ช่วงสูง รุ่น HI733</a> , <a class="woocommerce-LoopProduct-link woocommerce-loop-product__link" href="https://www.hannathailand.com/product/hi708-checker-hc-nitrite-hr/">เครื่องวัดปริมาณไนไตรท์ ช่วงสูง ในตัวอย่างน้ำ รุ่น HI708</a> , <a class="woocommerce-LoopProduct-link woocommerce-loop-product__link" href="https://www.hannathailand.com/product/hi7083l/">น้ำยามาตรฐานสอบเทียบ ค่ามาตรฐานความเค็ม</a> , <a class="woocommerce-LoopProduct-link woocommerce-loop-product__link" href="https://www.hannathailand.com/product/hi721-checker-hc-iron/">เครื่องวัดค่าเหล็ก รุ่น HI721</a> , <a class="woocommerce-LoopProduct-link woocommerce-loop-product__link" href="https://www.hannathailand.com/product/hi729-checker-hc-fluoride-lr/">เครื่องวัดปริมาณฟลูออไรด์ ช่วงต่ำ รุ่น HI729</a> , <a class="woocommerce-LoopProduct-link woocommerce-loop-product__link" href="https://www.hannathailand.com/product/hi716-checker-hc-bromine/">เครื่องวัดปริมาณโบรมีน ในตัวอย่างน้ำ รุ่น HI716</a> , <a class="woocommerce-LoopProduct-link woocommerce-loop-product__link" href="https://www.hannathailand.com/product/hi717-checker-hc-phosphate-hr/">เครื่องวัดปริมาณฟอสเฟต ช่วงสูง รุ่น HI717</a> , <a class="woocommerce-LoopProduct-link woocommerce-loop-product__link" href="https://www.hannathailand.com/product/hi726-checker-hc-nickel-hr/">เครื่องวัดปริมาณนิกเกิล ช่วงสูง รุ่น HI726</a> | https://www.hannathailand.com/wp-content/uploads/2021/12/unbenannt51e65f6b14e8d-500x500.jpg , https://www.hannathailand.com/wp-content/uploads/2021/12/766a51e65f05063ea.png , https://www.hannathailand.com/wp-content/uploads/2021/12/unbenannt51e65f08c6c00.png , https://www.hannathailand.com/wp-content/uploads/2021/12/766a51e65f67bbda5-500x418.png , https://www.hannathailand.com/wp-content/uploads/2022/06/miniphotometerfurammoniumhoch2418_11-600x600.jpg , https://www.hannathailand.com/wp-content/uploads/2022/06/miniphotometerfurnitrithoch2420_11-600x600.jpg , https://www.hannathailand.com/wp-content/uploads/2021/07/10-500x500.jpg , https://www.hannathailand.com/wp-content/uploads/2022/06/miniphotometerfureisen832_11-600x600.jpg , https://www.hannathailand.com/wp-content/uploads/2022/06/miniphotometerfurfluoridniedrig844_11-600x600.jpg , https://www.hannathailand.com/wp-content/uploads/2022/06/miniphotometerfurfreiesgesamtchlor704_11-600x600.jpg , https://www.hannathailand.com/wp-content/uploads/2022/06/miniphotometerfurphosphathoch827_11-600x600.jpg , https://www.hannathailand.com/wp-content/uploads/2022/06/miniphotometerfurnickelhoch841_11-600x600.jpg
102 | HI1043B – pH Electrode for high temperature & strong acid | สินค้าทั้งหมด , หัววัด , อุตสาหกรรมอาหาร , เครื่องวัดความเป็นกรด-ด่าง/โออาร์พี | https://www.hannathailand.com/product-category/ph-meter/ | https://www.hannathailand.com/product/hi1043b-ph-electrode-for-high-temperature-strong-acid/ | HI1043B | 11,770.00 |  | <div aria-labelledby="tab-title-additional_information" class="woocommerce-Tabs-panel woocommerce-Tabs-panel--additional_information panel entry-content" id="tab-additional_information" role="tabpanel"> </div> | Combination pH Electrode, Refillable w/ Double Junction BNC Connection. Recommended for use with hydrocarbon, paints, solvents, sea water, strong acid and base, high conductivity samples, Tris buffer. Reference double, Ag/AgCl Junction/Flow Rate ceramic, single / 15-20 µL/h Electrolyte KCl 3.5M Max Pressure 0.1 bar Range pH: 0 to 14 Recommended Operating Temp. 30 to 85°C (86 to 185°F) Tip/Shape spheric (dia: 9.5 mm) Temperature Sensor no Amplifier no Body Material glass Cable coaxial; 1 m (3.3’) Connection BNC | <div aria-labelledby="tab-title-description" class="woocommerce-Tabs-panel woocommerce-Tabs-panel--description panel entry-content active" id="tab-description" role="tabpanel"> <p>Combination pH Electrode, Refillable w/ Double Junction BNC Connection. Recommended for use with hydrocarbon, paints, solvents, sea water, strong acid and base, high conductivity samples, Tris buffer.</p> <table class="spec_table"> <tbody> <tr> <td>Reference</td> <td> </td> <td>double, Ag/AgCl</td> </tr> <tr> <td>Junction/Flow Rate</td> <td> </td> <td>ceramic, single / 15-20 µL/h</td> </tr> <tr> <td>Electrolyte</td> <td> </td> <td>KCl 3.5M</td> </tr> <tr> <td>Max Pressure</td> <td> </td> <td>0.1 bar</td> </tr> <tr> <td>Range</td> <td> </td> <td>pH: 0 to 14</td> </tr> <tr> <td>Recommended Operating Temp.</td> <td> </td> <td>30 to 85°C (86 to 185°F)</td> </tr> <tr> <td>Tip/Shape</td> <td> </td> <td>spheric (dia: 9.5 mm)</td> </tr> <tr> <td>Temperature Sensor</td> <td> </td> <td>no</td> </tr> <tr> <td>Amplifier</td> <td> </td> <td>no</td> </tr> <tr> <td>Body Material</td> <td> </td> <td>glass</td> </tr> <tr> <td>Cable</td> <td> </td> <td>coaxial; 1 m (3.3’)</td> </tr> <tr> <td>Connection</td> <td> </td> <td>BNC</td> </tr> </tbody> </table> </div> | Combination pH Electrode, Refillable w/ Double Junction BNC Connection. Recommended for use with hydrocarbon, paints, solvents, sea water, strong acid and base, high conductivity samples, Tris buffer. | <div class="product-short-description"> <p>Combination pH Electrode, Refillable w/ Double Junction BNC Connection. Recommended for use with hydrocarbon, paints, solvents, sea water, strong acid and base, high conductivity samples, Tris buffer.</p> </div> | https://www.hannathailand.com/wp-content/uploads/2022/06/31gluhj8kul__sl500_aa300_51e11c9220657.jpg | เครื่องวัดปริมาณแอมโมเนีย ช่วงต่ำ รุ่น HI700 , เครื่องวัดปริมาณนิกเกิล ช่วงสูง รุ่น HI726 , เครื่องวัดปริมาณไนไตรท์ ช่วงต่ำ รุ่น HI707 , เครื่องวัดคลอรีน , ซัลไฟด์สารต้านอนุมูลอิสระบัฟเฟอร์ , เครื่องวัดปริมาณโบรมีน ในตัวอย่างน้ำ รุ่น HI716 , เครื่องวัดปริมาณซิลิกา ช่วงต่ำ ในตัวอย่างน้ำ รุ่น HI705 , เครื่องวัดปริมาณฟลูออไรด์ ช่วงต่ำ รุ่น HI729 | <a class="woocommerce-LoopProduct-link woocommerce-loop-product__link" href="https://www.hannathailand.com/product/hi700-checker-hc-ammonia-lr/">เครื่องวัดปริมาณแอมโมเนีย ช่วงต่ำ รุ่น HI700</a> , <a class="woocommerce-LoopProduct-link woocommerce-loop-product__link" href="https://www.hannathailand.com/product/hi726-checker-hc-nickel-hr/">เครื่องวัดปริมาณนิกเกิล ช่วงสูง รุ่น HI726</a> , <a class="woocommerce-LoopProduct-link woocommerce-loop-product__link" href="https://www.hannathailand.com/product/hi707-checker-hc-nitrite-lr/">เครื่องวัดปริมาณไนไตรท์ ช่วงต่ำ รุ่น HI707</a> , <a class="woocommerce-LoopProduct-link woocommerce-loop-product__link" href="https://www.hannathailand.com/product/free-chlorine/">เครื่องวัดคลอรีน</a> , <a class="woocommerce-LoopProduct-link woocommerce-loop-product__link" href="https://www.hannathailand.com/product/hi4015-00/">ซัลไฟด์สารต้านอนุมูลอิสระบัฟเฟอร์</a> , <a class="woocommerce-LoopProduct-link woocommerce-loop-product__link" href="https://www.hannathailand.com/product/hi716-checker-hc-bromine/">เครื่องวัดปริมาณโบรมีน ในตัวอย่างน้ำ รุ่น HI716</a> , <a class="woocommerce-LoopProduct-link woocommerce-loop-product__link" href="https://www.hannathailand.com/product/hi705-checker-hc-silica-lr/">เครื่องวัดปริมาณซิลิกา ช่วงต่ำ ในตัวอย่างน้ำ รุ่น HI705</a> , <a class="woocommerce-LoopProduct-link woocommerce-loop-product__link" href="https://www.hannathailand.com/product/hi729-checker-hc-fluoride-lr/">เครื่องวัดปริมาณฟลูออไรด์ ช่วงต่ำ รุ่น HI729</a> | https://www.hannathailand.com/wp-content/uploads/2022/06/hi700_400pxl-600x600.jpg , https://www.hannathailand.com/wp-content/uploads/2022/06/miniphotometerfurnickelhoch841_11-600x600.jpg , https://www.hannathailand.com/wp-content/uploads/2022/06/hi707400-600x600.jpg , https://www.hannathailand.com/wp-content/uploads/2021/07/1-500x500.jpg , https://www.hannathailand.com/wp-content/uploads/2021/07/7-500x500.jpg , https://www.hannathailand.com/wp-content/uploads/2022/06/miniphotometerfurfreiesgesamtchlor704_11-600x600.jpg , https://www.hannathailand.com/wp-content/uploads/2022/06/hi705400-600x600.jpg , https://www.hannathailand.com/wp-content/uploads/2022/06/miniphotometerfurfluoridniedrig844_11-600x600.jpg
103 | HI1048x – pH-Elektrode, Glas, BNC, 1 m Kabel (Wein und Most) | สินค้าทั้งหมด , หัววัด , เครื่องวัดความเป็นกรด-ด่าง/โออาร์พี | https://www.hannathailand.com/product-category/ph-meter/ | https://www.hannathailand.com/product/hi1048x-ph-elektrode-glas-bnc-1-m-kabel-wein-und-most/ | HI1048P | 11,984.00 | น้ำหนัก 0.000 กก. Connector - Type BNC, BNC + pin* | <div aria-labelledby="tab-title-additional_information" class="woocommerce-Tabs-panel woocommerce-Tabs-panel--additional_information panel entry-content" id="tab-additional_information" role="tabpanel"> <table class="woocommerce-product-attributes shop_attributes"> <tr class="woocommerce-product-attributes-item woocommerce-product-attributes-item--weight"> <th class="woocommerce-product-attributes-item__label">น้ำหนัก</th> <td class="woocommerce-product-attributes-item__value">0.000 กก.</td> </tr> <tr class="woocommerce-product-attributes-item woocommerce-product-attributes-item--attribute_pa_connector-type"> <th class="woocommerce-product-attributes-item__label">Connector - Type</th> <td class="woocommerce-product-attributes-item__value"><p>BNC, BNC + pin*</p> </td> </tr> </table> </div> | pH Elektrode aus Glas mit doppeltem Diaphragma offen und nachfüllbar. CalCheck-Funktion: prüft den Elektrodenzustand (Alterung, Sauberkeit), lässt mögliche Fehlerursachen bei der Kalibrierung erkennen (verschmutzte Elektrode, verunreinigte Puffer), weist auf die Notwendigkeit einer Neukalibrierung hin oder warnt bei Messungen ausserhalb des Kalibrierbereiches- Robust Offenes PTFE-Diaphragma, unempfindlich gegen Verschmutzung Leicht zu reinigen Referenz Doppelt Ag/AgCl Diaphragma Offen, CPS Elektrolyt KCl 3.5M max. Druck 0.1 Bar Messbereich pH 0 bis 13 Messbereich Temperatur -5 bis 80 °C Spitze Kugelförmig (Durchm.: 8 mm) Körper Glas Kabel Koaxial; 1 m Anwendungen Wein, Most | <div aria-labelledby="tab-title-description" class="woocommerce-Tabs-panel woocommerce-Tabs-panel--description panel entry-content active" id="tab-description" role="tabpanel"> <p><strong>pH Elektrode</strong> aus Glas mit doppeltem Diaphragma offen und nachfüllbar.</p> <p>CalCheck-Funktion: prüft den Elektrodenzustand (Alterung, Sauberkeit), lässt mögliche Fehlerursachen bei der Kalibrierung erkennen (verschmutzte Elektrode, verunreinigte Puffer), weist auf die Notwendigkeit einer Neukalibrierung hin oder warnt bei Messungen ausserhalb des Kalibrierbereiches-</p> <ul class="listePointsForts"> <li class="textePointsForts">Robust </li> <li class="textePointsForts">Offenes PTFE-Diaphragma, unempfindlich gegen Verschmutzung </li> <li class="textePointsForts">Leicht zu reinigen</li> </ul> <table bgcolor="#ffffff" border="0" cellpadding="3" cellspacing="0" class="tab mceItemTable" data-mce-style="width: 100%;" style="width: 100%;"> <tbody> <tr> <td align="left" class="specifications" valign="top" width="100">Referenz</td> <td align="left" class="tdspecifications" valign="top">Doppelt Ag/AgCl</td> </tr> <tr> <td align="left" class="specifications" valign="top" width="100">Diaphragma</td> <td align="left" class="tdspecifications" valign="top">Offen, CPS</td> </tr> <tr> <td align="left" class="specifications" valign="top" width="100">Elektrolyt</td> <td align="left" class="tdspecifications" valign="top">KCl 3.5M</td> </tr> <tr> <td align="left" class="specifications" valign="top" width="100">max. Druck</td> <td align="left" class="tdspecifications" valign="top">0.1 Bar</td> </tr> <tr> <td align="left" class="specifications" valign="top" width="100">Messbereich pH</td> <td align="left" class="tdspecifications" valign="top">0 bis 13</td> </tr> <tr> <td align="left" class="specifications" valign="top" width="100">Messbereich Temperatur</td> <td align="left" class="tdspecifications" valign="top">-5 bis 80 °C</td> </tr> <tr> <td align="left" class="specifications" valign="top" width="100">Spitze</td> <td align="left" class="tdspecifications" valign="top">Kugelförmig (Durchm.: 8 mm)</td> </tr> <tr> <td align="left" class="specifications" valign="top" width="100">Körper</td> <td align="left" class="tdspecifications" valign="top">Glas</td> </tr> <tr> <td align="left" class="specifications" valign="top" width="100">Kabel</td> <td align="left" class="tdspecifications" valign="top">Koaxial; 1 m</td> </tr> <tr> <td align="left" class="specifications" valign="top" width="100">Anwendungen</td> <td align="left" class="tdspecifications" valign="top">Wein, Most</td> </tr> </tbody> </table> <p></p> </div> | pH Elektrode aus Glas mit doppeltem Diaphragma offen für Wein und Most mit BNC oder BNC+Pin Stecker | <div class="product-short-description"> <p>pH Elektrode aus Glas mit doppeltem Diaphragma offen für Wein und Most mit BNC oder BNC+Pin Stecker</p> </div> | https://www.hannathailand.com/wp-content/uploads/2021/12/electrodephpourvinetmoutbnccable1m88_11.jpg | เครื่องวัดปริมาณฟอสฟอรัส ช่วงต่ำมาก รุ่น HI736 , เครื่องวัดปริมาณฟอสเฟต ช่วงสูง รุ่น HI717 , เครื่องวัดคลอรีน , สารละลายมาตรฐานความขุ่น 20 NTU , น้ำยามาตรฐานสอบเทียบ ค่ามาตรฐานความเค็ม , เครื่องวัดปริมาณฟลูออไรด์ ช่วงต่ำ รุ่น HI729 , เครื่องวัดปริมาณนิกเกิล ช่วงสูง รุ่น HI726 , เครื่องวัดค่าเหล็ก รุ่น HI721 | <a class="woocommerce-LoopProduct-link woocommerce-loop-product__link" href="https://www.hannathailand.com/product/phosphorous-marine/">เครื่องวัดปริมาณฟอสฟอรัส ช่วงต่ำมาก รุ่น HI736</a> , <a class="woocommerce-LoopProduct-link woocommerce-loop-product__link" href="https://www.hannathailand.com/product/hi717-checker-hc-phosphate-hr/">เครื่องวัดปริมาณฟอสเฟต ช่วงสูง รุ่น HI717</a> , <a class="woocommerce-LoopProduct-link woocommerce-loop-product__link" href="https://www.hannathailand.com/product/free-chlorine/">เครื่องวัดคลอรีน</a> , <a class="woocommerce-LoopProduct-link woocommerce-loop-product__link" href="https://www.hannathailand.com/product/hi93102-20/">สารละลายมาตรฐานความขุ่น 20 NTU</a> , <a class="woocommerce-LoopProduct-link woocommerce-loop-product__link" href="https://www.hannathailand.com/product/hi7080l/">น้ำยามาตรฐานสอบเทียบ ค่ามาตรฐานความเค็ม</a> , <a class="woocommerce-LoopProduct-link woocommerce-loop-product__link" href="https://www.hannathailand.com/product/hi729-checker-hc-fluoride-lr/">เครื่องวัดปริมาณฟลูออไรด์ ช่วงต่ำ รุ่น HI729</a> , <a class="woocommerce-LoopProduct-link woocommerce-loop-product__link" href="https://www.hannathailand.com/product/hi726-checker-hc-nickel-hr/">เครื่องวัดปริมาณนิกเกิล ช่วงสูง รุ่น HI726</a> , <a class="woocommerce-LoopProduct-link woocommerce-loop-product__link" href="https://www.hannathailand.com/product/hi721-checker-hc-iron/">เครื่องวัดค่าเหล็ก รุ่น HI721</a> | https://www.hannathailand.com/wp-content/uploads/2021/12/electrodephpourvinetmoutbnccable1m88_11-500x500.jpg , https://www.hannathailand.com/wp-content/uploads/2021/12/imghi_1048_series_lg1.jpg , https://www.hannathailand.com/wp-content/uploads/2021/12/HI736-600x600.jpg , https://www.hannathailand.com/wp-content/uploads/2022/06/miniphotometerfurphosphathoch827_11-600x600.jpg , https://www.hannathailand.com/wp-content/uploads/2021/07/1-500x500.jpg , https://www.hannathailand.com/wp-content/uploads/2021/07/9-500x500.jpg , https://www.hannathailand.com/wp-content/uploads/2021/07/11-500x500.jpg , https://www.hannathailand.com/wp-content/uploads/2022/06/miniphotometerfurfluoridniedrig844_11-600x600.jpg , https://www.hannathailand.com/wp-content/uploads/2022/06/miniphotometerfurnickelhoch841_11-600x600.jpg , https://www.hannathailand.com/wp-content/uploads/2022/06/miniphotometerfureisen832_11-600x600.jpg
104 | HI1053B – pH Electrode for semi solid samples or low conductivity solutions | สินค้าทั้งหมด , หัววัด , เครื่องวัดความเป็นกรด-ด่าง/โออาร์พี | https://www.hannathailand.com/product-category/ph-meter/ | https://www.hannathailand.com/product/hi1053b-ph-electrode-for-semi-solid-samples-or-low-conductivity-solutions/ | HI1053B | 11,770.00 |  | <div aria-labelledby="tab-title-additional_information" class="woocommerce-Tabs-panel woocommerce-Tabs-panel--additional_information panel entry-content" id="tab-additional_information" role="tabpanel"> </div> | Combination pH Electrode, Refillable w/ Conical Tip. Recommended for use with fats and creams, soil samples, potable water, semi solid products, low conductivity solutions, emulsions. Single, Ag/AgCl Junction Ceramic, Triple Connector BNC Electrolyte KCl 3.5M + AgCl Max Pressure 0.1 bar Range 0 to 12 pH; -5 to 100°C (23 to 212°F) Tip Shape Conic (12 x 12 mm) Temperature Sensor No Amplifier No Body Material Glass Cable Coaxial; 1 m (3.3′) Connection BNC | <div aria-labelledby="tab-title-description" class="woocommerce-Tabs-panel woocommerce-Tabs-panel--description panel entry-content active" id="tab-description" role="tabpanel"> <p>Combination pH Electrode, Refillable w/ Conical Tip. Recommended for use with fats and creams, soil samples, potable water, semi solid products, low conductivity solutions, emulsions.</p> <table class="spec_table"> <tbody> <tr> <td>Single, Ag/AgCl</td> </tr> <tr> <td>Junction</td> <td> </td> <td>Ceramic, Triple</td> </tr> <tr> <td>Connector</td> <td> </td> <td>BNC</td> </tr> <tr> <td>Electrolyte</td> <td> </td> <td>KCl 3.5M + AgCl</td> </tr> <tr> <td>Max Pressure</td> <td> </td> <td>0.1 bar</td> </tr> <tr> <td>Range</td> <td> </td> <td>0 to 12 pH; -5 to 100°C (23 to 212°F)</td> </tr> <tr> <td>Tip Shape</td> <td> </td> <td>Conic (12 x 12 mm)</td> </tr> <tr> <td>Temperature Sensor</td> <td> </td> <td>No</td> </tr> <tr> <td>Amplifier</td> <td> </td> <td>No</td> </tr> <tr> <td>Body Material</td> <td> </td> <td>Glass</td> </tr> <tr> <td>Cable</td> <td> </td> <td>Coaxial; 1 m (3.3′)</td> </tr> <tr> <td>Connection</td> <td> </td> <td>BNC</td> </tr> </tbody> </table> </div> | Combination pH Electrode, Refillable w/ Conical Tip. Recommended for use with fats and creams, soil samples, potable water, semi solid products, low conductivity solutions, emulsions. | <div class="product-short-description"> <p>Combination pH Electrode, Refillable w/ Conical Tip. Recommended for use with fats and creams, soil samples, potable water, semi solid products, low conductivity solutions, emulsions.</p> </div> | https://www.hannathailand.com/wp-content/uploads/2022/06/766a51e1214051368.png | น้ำยามาตรฐานสำหรับค่าโซเดียม , เครื่องวัดปริมาณฟอสเฟต ช่วงต่ำ รุ่น HI713 , เครื่องควบคุมค่าความนำไฟฟ้า , เครื่องวัดปริมาณฟลูออไรด์ ช่วงต่ำ รุ่น HI729 , ซัลไฟด์สารต้านอนุมูลอิสระบัฟเฟอร์ , เครื่องวัดปริมาณไอโอดีน รุ่น HI718 , เครื่องวัดปริมาณโบรมีน ในตัวอย่างน้ำ รุ่น HI716 , เครื่องวัดค่าเหล็ก รุ่น HI721 | <a class="woocommerce-LoopProduct-link woocommerce-loop-product__link" href="https://www.hannathailand.com/product/hi7090l/">น้ำยามาตรฐานสำหรับค่าโซเดียม</a> , <a class="woocommerce-LoopProduct-link woocommerce-loop-product__link" href="https://www.hannathailand.com/product/hi713-checker-hc-phosphate-lr/">เครื่องวัดปริมาณฟอสเฟต ช่วงต่ำ รุ่น HI713</a> , <a class="woocommerce-LoopProduct-link woocommerce-loop-product__link" href="https://www.hannathailand.com/product/hi8931cn/">เครื่องควบคุมค่าความนำไฟฟ้า</a> , <a class="woocommerce-LoopProduct-link woocommerce-loop-product__link" href="https://www.hannathailand.com/product/hi729-checker-hc-fluoride-lr/">เครื่องวัดปริมาณฟลูออไรด์ ช่วงต่ำ รุ่น HI729</a> , <a class="woocommerce-LoopProduct-link woocommerce-loop-product__link" href="https://www.hannathailand.com/product/hi4015-00/">ซัลไฟด์สารต้านอนุมูลอิสระบัฟเฟอร์</a> , <a class="woocommerce-LoopProduct-link woocommerce-loop-product__link" href="https://www.hannathailand.com/product/hi718-checker-hc-iodine/">เครื่องวัดปริมาณไอโอดีน รุ่น HI718</a> , <a class="woocommerce-LoopProduct-link woocommerce-loop-product__link" href="https://www.hannathailand.com/product/hi716-checker-hc-bromine/">เครื่องวัดปริมาณโบรมีน ในตัวอย่างน้ำ รุ่น HI716</a> , <a class="woocommerce-LoopProduct-link woocommerce-loop-product__link" href="https://www.hannathailand.com/product/hi721-checker-hc-iron/">เครื่องวัดค่าเหล็ก รุ่น HI721</a> | https://www.hannathailand.com/wp-content/uploads/2021/07/12-500x500.jpg , https://www.hannathailand.com/wp-content/uploads/2022/06/hi713_lg51caffcdce23e-600x600.jpg , https://www.hannathailand.com/wp-content/uploads/2021/07/2-500x500.jpg , https://www.hannathailand.com/wp-content/uploads/2022/06/miniphotometerfurfluoridniedrig844_11-600x600.jpg , https://www.hannathailand.com/wp-content/uploads/2021/07/7-500x500.jpg , https://www.hannathailand.com/wp-content/uploads/2022/06/miniphotometerfuriod829_11-600x600.jpg , https://www.hannathailand.com/wp-content/uploads/2022/06/miniphotometerfurfreiesgesamtchlor704_11-600x600.jpg , https://www.hannathailand.com/wp-content/uploads/2022/06/miniphotometerfureisen832_11-600x600.jpg
105 | HI1131B – Combination pH Electrode | สินค้าทั้งหมด , หัววัด , เครื่องวัดความเป็นกรด-ด่าง/โออาร์พี | https://www.hannathailand.com/product-category/ph-meter/ | https://www.hannathailand.com/product/hi1131b-combination-ph-electrode/ | HI1131B | 8,774.00 |  | <div aria-labelledby="tab-title-additional_information" class="woocommerce-Tabs-panel woocommerce-Tabs-panel--additional_information panel entry-content" id="tab-additional_information" role="tabpanel"> </div> | Refillable, combination pH electrode for general laboratory purposes as well as beer testing. Reference single, Ag/AgCl Junction/Flow Rate ceramic, single / 15-20 µL/h Electrolyte KCl 3.5M + AgCl Max Pressure 0.1 bar Range pH: 0 to 13 Recommended Operating Temp. 20 to 40°C (68 to 104°F) Tip/Shape spheric (dia: 9.5 mm) Temperature Sensor no Amplifier no Body Material glass Cable coaxial; 1 m (3.3’) Connection BNC | <div aria-labelledby="tab-title-description" class="woocommerce-Tabs-panel woocommerce-Tabs-panel--description panel entry-content active" id="tab-description" role="tabpanel"> <p>Refillable, combination pH electrode for general laboratory purposes as well as beer testing.</p> <table class="spec_table"> <tbody> <tr> <td>Reference</td> <td> </td> <td>single, Ag/AgCl</td> </tr> <tr> <td>Junction/Flow Rate</td> <td> </td> <td>ceramic, single / 15-20 µL/h</td> </tr> <tr> <td>Electrolyte</td> <td> </td> <td>KCl 3.5M + AgCl</td> </tr> <tr> <td>Max Pressure</td> <td> </td> <td>0.1 bar</td> </tr> <tr> <td>Range</td> <td> </td> <td>pH: 0 to 13</td> </tr> <tr> <td>Recommended Operating Temp.</td> <td> </td> <td>20 to 40°C (68 to 104°F)</td> </tr> <tr> <td>Tip/Shape</td> <td> </td> <td>spheric (dia: 9.5 mm)</td> </tr> <tr> <td>Temperature Sensor</td> <td> </td> <td>no</td> </tr> <tr> <td>Amplifier</td> <td> </td> <td>no</td> </tr> <tr> <td>Body Material</td> <td> </td> <td>glass</td> </tr> <tr> <td>Cable</td> <td> </td> <td>coaxial; 1 m (3.3’)</td> </tr> <tr> <td>Connection</td> <td> </td> <td>BNC</td> </tr> </tbody> </table> </div> | Refillable, combination pH electrode for general laboratory purposes as well as beer testing. | <div class="product-short-description"> <p>Refillable, combination pH electrode for general laboratory purposes as well as beer testing.</p> </div> | https://www.hannathailand.com/wp-content/uploads/2022/06/31gluhj8kul__sl500_aa300_51e1297f076c4.jpg | เครื่องวัดสีในน้ำตัวอย่าง HI727 , เครื่องวัดปริมาณคลอรีนอิสระ รุ่น HI701 , เครื่องวัดปริมาณซิลิกา ช่วงต่ำ ในตัวอย่างน้ำ รุ่น HI705 , เครื่องวัดค่าเหล็ก รุ่น HI721 , ซัลไฟด์สารต้านอนุมูลอิสระบัฟเฟอร์ , เครื่องวัดปริมาณฟอสเฟต ช่วงต่ำ รุ่น HI713 , เครื่องวัดปริมาณโครเมี่ยม ช่วงสูง รุ่น HI723 , เครื่องวัดปริมาณคลอรีนรวม รุ่น HI711 | <a class="woocommerce-LoopProduct-link woocommerce-loop-product__link" href="https://www.hannathailand.com/product/hi727-checker-hc-color-of-water/">เครื่องวัดสีในน้ำตัวอย่าง HI727</a> , <a class="woocommerce-LoopProduct-link woocommerce-loop-product__link" href="https://www.hannathailand.com/product/hi701-checker-hc-free-chlorine/">เครื่องวัดปริมาณคลอรีนอิสระ รุ่น HI701</a> , <a class="woocommerce-LoopProduct-link woocommerce-loop-product__link" href="https://www.hannathailand.com/product/hi705-checker-hc-silica-lr/">เครื่องวัดปริมาณซิลิกา ช่วงต่ำ ในตัวอย่างน้ำ รุ่น HI705</a> , <a class="woocommerce-LoopProduct-link woocommerce-loop-product__link" href="https://www.hannathailand.com/product/hi721-checker-hc-iron/">เครื่องวัดค่าเหล็ก รุ่น HI721</a> , <a class="woocommerce-LoopProduct-link woocommerce-loop-product__link" href="https://www.hannathailand.com/product/hi4015-00/">ซัลไฟด์สารต้านอนุมูลอิสระบัฟเฟอร์</a> , <a class="woocommerce-LoopProduct-link woocommerce-loop-product__link" href="https://www.hannathailand.com/product/hi713-checker-hc-phosphate-lr/">เครื่องวัดปริมาณฟอสเฟต ช่วงต่ำ รุ่น HI713</a> , <a class="woocommerce-LoopProduct-link woocommerce-loop-product__link" href="https://www.hannathailand.com/product/hi723-checker-hc-chromium-vi-hr/">เครื่องวัดปริมาณโครเมี่ยม ช่วงสูง รุ่น HI723</a> , <a class="woocommerce-LoopProduct-link woocommerce-loop-product__link" href="https://www.hannathailand.com/product/hi711-checker-hc-total-chlorine/">เครื่องวัดปริมาณคลอรีนรวม รุ่น HI711</a> | https://www.hannathailand.com/wp-content/uploads/2022/06/miniphotometerfurfarbe843_11-600x600.jpg , https://www.hannathailand.com/wp-content/uploads/2021/11/hi701-500x500.jpg , https://www.hannathailand.com/wp-content/uploads/2022/06/hi705400-600x600.jpg , https://www.hannathailand.com/wp-content/uploads/2022/06/miniphotometerfureisen832_11-600x600.jpg , https://www.hannathailand.com/wp-content/uploads/2021/07/7-500x500.jpg , https://www.hannathailand.com/wp-content/uploads/2022/06/hi713_lg51caffcdce23e-600x600.jpg , https://www.hannathailand.com/wp-content/uploads/2022/06/miniphotometerfurchromvihoch839_11-600x600.jpg , https://www.hannathailand.com/wp-content/uploads/2022/06/hi711_lg-600x600.jpg
106 | HI1131P – Refillable, Combination pH Electrode for the Laboratory (BNC & Pin) | สินค้าทั้งหมด , หัววัด , เครื่องวัดความเป็นกรด-ด่าง/โออาร์พี | https://www.hannathailand.com/product-category/ph-meter/ | https://www.hannathailand.com/product/hi1131p-refillable-combination-ph-electrode-for-the-laboratory-bnc-pin/ | HI1131P | 9,416.00 |  | <div aria-labelledby="tab-title-additional_information" class="woocommerce-Tabs-panel woocommerce-Tabs-panel--additional_information panel entry-content" id="tab-additional_information" role="tabpanel"> </div> | Refillable, combination pH electrode for general laboratory purposes as well as beer testing. Reference single, Ag/AgCl Junction/Flow Rate ceramic, single / 15-20 µL/h Electrolyte KCl 3.5M + AgCl Max Pressure 0.1 bar Range pH: 0 to 13 RecommendedOperating Temp. 20 to 40°C (68 to 104°F) Tip/Shape spheric (dia: 9.5 mm) Temperature Sensor no Amplifier no Body Material glass Cable coaxial; 1 m (3.3’) Connection BNC + pin | <div aria-labelledby="tab-title-description" class="woocommerce-Tabs-panel woocommerce-Tabs-panel--description panel entry-content active" id="tab-description" role="tabpanel"> <p>Refillable, combination pH electrode for general laboratory purposes as well as beer testing.</p> <table class="spec_table"> <tbody> <tr> <td>Reference</td> <td> </td> <td>single, Ag/AgCl</td> </tr> <tr> <td>Junction/Flow Rate</td> <td> </td> <td>ceramic, single / 15-20 µL/h</td> </tr> <tr> <td>Electrolyte</td> <td> </td> <td>KCl 3.5M + AgCl</td> </tr> <tr> <td>Max Pressure</td> <td> </td> <td>0.1 bar</td> </tr> <tr> <td>Range</td> <td> </td> <td>pH: 0 to 13</td> </tr> <tr> <td>Recommended<br/>Operating Temp.</td> <td> </td> <td>20 to 40°C (68 to 104°F)</td> </tr> <tr> <td>Tip/Shape</td> <td> </td> <td>spheric (dia: 9.5 mm)</td> </tr> <tr> <td>Temperature Sensor</td> <td> </td> <td>no</td> </tr> <tr> <td>Amplifier</td> <td> </td> <td>no</td> </tr> <tr> <td>Body Material</td> <td> </td> <td>glass</td> </tr> <tr> <td>Cable</td> <td> </td> <td>coaxial; 1 m (3.3’)</td> </tr> <tr> <td>Connection</td> <td> </td> <td>BNC + pin</td> </tr> </tbody> </table> <p> </p> </div> | HI 1131P Refillable, Combination pH Electrode for the Laboratory and Beer Testing BNC + pin Connection | <div class="product-short-description"> <p>HI 1131P Refillable, Combination pH Electrode for the Laboratory and Beer Testing<br/> BNC + pin Connection</p> </div> | https://www.hannathailand.com/wp-content/uploads/2022/06/31gluhj8kul__sl500_aa300_51e1297f076c4.jpg | เครื่องวัดปริมาณฟอสฟอรัส ช่วงสูง รุ่น HI706 , เครื่องวัดปริมาณนิกเกิล ช่วงสูง รุ่น HI726 , ซัลไฟด์สารต้านอนุมูลอิสระบัฟเฟอร์ , เครื่องวัดสีในน้ำตัวอย่าง HI727 , เครื่องวัดค่าเหล็ก รุ่น HI721 , เครื่องวัดปริมาณซิลิกา ช่วงต่ำ ในตัวอย่างน้ำ รุ่น HI705 , เครื่องวัดปริมาณโบรมีน ในตัวอย่างน้ำ รุ่น HI716 , เครื่องวัดปริมาณฟอสเฟต ช่วงสูง รุ่น HI717 | <a class="woocommerce-LoopProduct-link woocommerce-loop-product__link" href="https://www.hannathailand.com/product/hi706-checker-hc-phosphorous-hr/">เครื่องวัดปริมาณฟอสฟอรัส ช่วงสูง รุ่น HI706</a> , <a class="woocommerce-LoopProduct-link woocommerce-loop-product__link" href="https://www.hannathailand.com/product/hi726-checker-hc-nickel-hr/">เครื่องวัดปริมาณนิกเกิล ช่วงสูง รุ่น HI726</a> , <a class="woocommerce-LoopProduct-link woocommerce-loop-product__link" href="https://www.hannathailand.com/product/hi4015-00/">ซัลไฟด์สารต้านอนุมูลอิสระบัฟเฟอร์</a> , <a class="woocommerce-LoopProduct-link woocommerce-loop-product__link" href="https://www.hannathailand.com/product/hi727-checker-hc-color-of-water/">เครื่องวัดสีในน้ำตัวอย่าง HI727</a> , <a class="woocommerce-LoopProduct-link woocommerce-loop-product__link" href="https://www.hannathailand.com/product/hi721-checker-hc-iron/">เครื่องวัดค่าเหล็ก รุ่น HI721</a> , <a class="woocommerce-LoopProduct-link woocommerce-loop-product__link" href="https://www.hannathailand.com/product/hi705-checker-hc-silica-lr/">เครื่องวัดปริมาณซิลิกา ช่วงต่ำ ในตัวอย่างน้ำ รุ่น HI705</a> , <a class="woocommerce-LoopProduct-link woocommerce-loop-product__link" href="https://www.hannathailand.com/product/hi716-checker-hc-bromine/">เครื่องวัดปริมาณโบรมีน ในตัวอย่างน้ำ รุ่น HI716</a> , <a class="woocommerce-LoopProduct-link woocommerce-loop-product__link" href="https://www.hannathailand.com/product/hi717-checker-hc-phosphate-hr/">เครื่องวัดปริมาณฟอสเฟต ช่วงสูง รุ่น HI717</a> | https://www.hannathailand.com/wp-content/uploads/2022/06/hi706_400-600x600.jpg , https://www.hannathailand.com/wp-content/uploads/2022/06/miniphotometerfurnickelhoch841_11-600x600.jpg , https://www.hannathailand.com/wp-content/uploads/2021/07/7-500x500.jpg , https://www.hannathailand.com/wp-content/uploads/2022/06/miniphotometerfurfarbe843_11-600x600.jpg , https://www.hannathailand.com/wp-content/uploads/2022/06/miniphotometerfureisen832_11-600x600.jpg , https://www.hannathailand.com/wp-content/uploads/2022/06/hi705400-600x600.jpg , https://www.hannathailand.com/wp-content/uploads/2022/06/miniphotometerfurfreiesgesamtchlor704_11-600x600.jpg , https://www.hannathailand.com/wp-content/uploads/2022/06/miniphotometerfurphosphathoch827_11-600x600.jpg
107 | HI1143B – Electrode (Fluoride Application) | สินค้าทั้งหมด , หัววัด , เครื่องวัดความเป็นกรด-ด่าง/โออาร์พี | https://www.hannathailand.com/product-category/ph-meter/ | https://www.hannathailand.com/product/hi1143b-electrode-fluoride-application/ | HI1143B | 13,910.00 |  | <div aria-labelledby="tab-title-additional_information" class="woocommerce-Tabs-panel woocommerce-Tabs-panel--additional_information panel entry-content" id="tab-additional_information" role="tabpanel"> </div> | Refillable, combination pH electrode for samples with fluoride (max 2 g/L @ pH 2 and temperature < 60°C) Reference double, Ag/AgCl Junction/Flow Rate ceramic, single / 15-20 µL/h Electrolyte KCl 3.5M Max Pressure 0.1 bar Range pH: 0 to 10 Recommended Operating Temp. -5 to 30°C (23 to 86°F) Tip/Shape spheric (dia: 9.5 mm) Temperature Sensor no Amplifier no Body Material glass Cable coaxial; 1 m (3.3’) Connection BNC | <div aria-labelledby="tab-title-description" class="woocommerce-Tabs-panel woocommerce-Tabs-panel--description panel entry-content active" id="tab-description" role="tabpanel"> <p>Refillable, combination pH electrode for samples with fluoride (max 2 g/L @ pH 2 and temperature &lt; 60°C)</p> <table class="spec_table"> <tbody> <tr> <td>Reference</td> <td> </td> <td>double, Ag/AgCl</td> </tr> <tr> <td>Junction/Flow Rate</td> <td> </td> <td>ceramic, single / 15-20 µL/h</td> </tr> <tr> <td>Electrolyte</td> <td> </td> <td>KCl 3.5M</td> </tr> <tr> <td>Max Pressure</td> <td> </td> <td>0.1 bar</td> </tr> <tr> <td>Range</td> <td> </td> <td>pH: 0 to 10</td> </tr> <tr> <td>Recommended Operating Temp.</td> <td> </td> <td>-5 to 30°C (23 to 86°F)</td> </tr> <tr> <td>Tip/Shape</td> <td> </td> <td>spheric (dia: 9.5 mm)</td> </tr> <tr> <td>Temperature Sensor</td> <td> </td> <td>no</td> </tr> <tr> <td>Amplifier</td> <td> </td> <td>no</td> </tr> <tr> <td>Body Material</td> <td> </td> <td>glass</td> </tr> <tr> <td>Cable</td> <td> </td> <td>coaxial; 1 m (3.3’)</td> </tr> <tr> <td>Connection</td> <td> </td> <td>BNC</td> </tr> </tbody> </table> </div> | Refillable, combination pH electrode for samples with fluoride (max 2 g/L @ pH 2 and temperature < 60°C) | <div class="product-short-description"> <p>Refillable, combination pH electrode for samples with fluoride (max 2 g/L @ pH 2 and temperature &lt; 60°C) </p> </div> | https://www.hannathailand.com/wp-content/uploads/2022/06/photometerfarbevonhonigbis150mmpfund1433_151e69a339b4fb.jpg | เครื่องวัดปริมาณฟอสเฟต ช่วงสูง รุ่น HI717 , เซ็นเซอร์วัดออกซิเจนในน้ำสำหรับ HI9829 มัลติพารามิเตอร์ , เครื่องวัดปริมาณคลอรีนรวม รุ่น HI711 , น้ำยามาตรฐานสอบเทียบ , เครื่องวัดปริมาณคลอรีนอิสระ รุ่น HI701 , เครื่องวัดคลอรีน , เครื่องวัดปริมาณนิกเกิล ช่วงสูง รุ่น HI726 , เครื่องวัดปริมาณไนไตรท์ ช่วงต่ำ รุ่น HI707 | <a class="woocommerce-LoopProduct-link woocommerce-loop-product__link" href="https://www.hannathailand.com/product/hi717-checker-hc-phosphate-hr/">เครื่องวัดปริมาณฟอสเฟต ช่วงสูง รุ่น HI717</a> , <a class="woocommerce-LoopProduct-link woocommerce-loop-product__link" href="https://www.hannathailand.com/product/hi7609829-2/">เซ็นเซอร์วัดออกซิเจนในน้ำสำหรับ HI9829 มัลติพารามิเตอร์</a> , <a class="woocommerce-LoopProduct-link woocommerce-loop-product__link" href="https://www.hannathailand.com/product/hi711-checker-hc-total-chlorine/">เครื่องวัดปริมาณคลอรีนรวม รุ่น HI711</a> , <a class="woocommerce-LoopProduct-link woocommerce-loop-product__link" href="https://www.hannathailand.com/product/hi9828-25/">น้ำยามาตรฐานสอบเทียบ</a> , <a class="woocommerce-LoopProduct-link woocommerce-loop-product__link" href="https://www.hannathailand.com/product/hi701-checker-hc-free-chlorine/">เครื่องวัดปริมาณคลอรีนอิสระ รุ่น HI701</a> , <a class="woocommerce-LoopProduct-link woocommerce-loop-product__link" href="https://www.hannathailand.com/product/free-chlorine/">เครื่องวัดคลอรีน</a> , <a class="woocommerce-LoopProduct-link woocommerce-loop-product__link" href="https://www.hannathailand.com/product/hi726-checker-hc-nickel-hr/">เครื่องวัดปริมาณนิกเกิล ช่วงสูง รุ่น HI726</a> , <a class="woocommerce-LoopProduct-link woocommerce-loop-product__link" href="https://www.hannathailand.com/product/hi707-checker-hc-nitrite-lr/">เครื่องวัดปริมาณไนไตรท์ ช่วงต่ำ รุ่น HI707</a> | https://www.hannathailand.com/wp-content/uploads/2022/06/miniphotometerfurphosphathoch827_11-600x600.jpg , https://www.hannathailand.com/wp-content/uploads/2021/07/5-500x500.jpg , https://www.hannathailand.com/wp-content/uploads/2022/06/hi711_lg-600x600.jpg , https://www.hannathailand.com/wp-content/uploads/2021/07/8-500x500.jpg , https://www.hannathailand.com/wp-content/uploads/2021/11/hi701-500x500.jpg , https://www.hannathailand.com/wp-content/uploads/2021/07/1-500x500.jpg , https://www.hannathailand.com/wp-content/uploads/2022/06/miniphotometerfurnickelhoch841_11-600x600.jpg , https://www.hannathailand.com/wp-content/uploads/2022/06/hi707400-600x600.jpg
108 | HI1153B – pH Electrode for mineral water (low conductivity solution) | สินค้าทั้งหมด , หัววัด , เครื่องวัดความเป็นกรด-ด่าง/โออาร์พี | https://www.hannathailand.com/product-category/ph-meter/ | https://www.hannathailand.com/product/hi1153b-ph-electrode-for-mineral-water-low-conductivity-solution/ | HI1153B | 9,630.00 |  | <div aria-labelledby="tab-title-additional_information" class="woocommerce-Tabs-panel woocommerce-Tabs-panel--additional_information panel entry-content" id="tab-additional_information" role="tabpanel"> </div> | Refillable, combination pH electrode for mineral water or samples with low conductivity. Reference double, Ag/AgCl Junction/Flow Rate ceramic, triple / 45 – 50 µL/h Electrolyte KCl 3.5M Max Pressure 0.1 bar Range pH: 0 to 13 Recommended Operating Temp. 20 to 40°C Tip/Shape spheric (dia: 9.5 mm) Temperature Sensor no Amplifier no Body Material glass Cable coaxial; 1 m (3.3’) Connection BNC | <div aria-labelledby="tab-title-description" class="woocommerce-Tabs-panel woocommerce-Tabs-panel--description panel entry-content active" id="tab-description" role="tabpanel"> <p>Refillable, combination pH electrode for mineral water or samples with low conductivity.</p> <table class="spec_table"> <tbody> <tr> <td>Reference</td> <td> </td> <td>double, Ag/AgCl</td> </tr> <tr> <td>Junction/Flow Rate</td> <td> </td> <td>ceramic, triple / 45 – 50 µL/h</td> </tr> <tr> <td>Electrolyte</td> <td> </td> <td>KCl 3.5M</td> </tr> <tr> <td>Max Pressure</td> <td> </td> <td>0.1 bar</td> </tr> <tr> <td>Range</td> <td> </td> <td>pH: 0 to 13</td> </tr> <tr> <td>Recommended Operating Temp.</td> <td> </td> <td>20 to 40°C</td> </tr> <tr> <td>Tip/Shape</td> <td> </td> <td>spheric (dia: 9.5 mm)</td> </tr> <tr> <td>Temperature Sensor</td> <td> </td> <td>no</td> </tr> <tr> <td>Amplifier</td> <td> </td> <td>no</td> </tr> <tr> <td>Body Material</td> <td> </td> <td>glass</td> </tr> <tr> <td>Cable</td> <td> </td> <td>coaxial; 1 m (3.3’)</td> </tr> <tr> <td>Connection</td> <td> </td> <td>BNC</td> </tr> </tbody> </table> </div> | Refillable, combination pH electrode HI1153B for mineral water or samples with low conductivity. | <div class="product-short-description"> <p>Refillable, combination pH electrode HI1153B for mineral water or samples with low conductivity.</p> </div> | https://www.hannathailand.com/wp-content/uploads/2022/06/hi1153b.jpg | เครื่องวัดปริมาณคลอรีนรวม รุ่น HI711 , น้ำยามาตรฐานสำหรับค่าโซเดียม , เครื่องวัดปริมาณไนไตรท์ ช่วงต่ำ รุ่น HI707 , สารละลายมาตรฐานความขุ่น 20 NTU , เครื่องวัดปริมาณโบรมีน ในตัวอย่างน้ำ รุ่น HI716 , เครื่องวัดสีในน้ำตัวอย่าง HI727 , เครื่องวัดคลอรีน , เครื่องวัดปริมาณแอมโมเนีย ช่วงสูง รุ่น HI733 | <a class="woocommerce-LoopProduct-link woocommerce-loop-product__link" href="https://www.hannathailand.com/product/hi711-checker-hc-total-chlorine/">เครื่องวัดปริมาณคลอรีนรวม รุ่น HI711</a> , <a class="woocommerce-LoopProduct-link woocommerce-loop-product__link" href="https://www.hannathailand.com/product/hi7090l/">น้ำยามาตรฐานสำหรับค่าโซเดียม</a> , <a class="woocommerce-LoopProduct-link woocommerce-loop-product__link" href="https://www.hannathailand.com/product/hi707-checker-hc-nitrite-lr/">เครื่องวัดปริมาณไนไตรท์ ช่วงต่ำ รุ่น HI707</a> , <a class="woocommerce-LoopProduct-link woocommerce-loop-product__link" href="https://www.hannathailand.com/product/hi93102-20/">สารละลายมาตรฐานความขุ่น 20 NTU</a> , <a class="woocommerce-LoopProduct-link woocommerce-loop-product__link" href="https://www.hannathailand.com/product/hi716-checker-hc-bromine/">เครื่องวัดปริมาณโบรมีน ในตัวอย่างน้ำ รุ่น HI716</a> , <a class="woocommerce-LoopProduct-link woocommerce-loop-product__link" href="https://www.hannathailand.com/product/hi727-checker-hc-color-of-water/">เครื่องวัดสีในน้ำตัวอย่าง HI727</a> , <a class="woocommerce-LoopProduct-link woocommerce-loop-product__link" href="https://www.hannathailand.com/product/free-chlorine/">เครื่องวัดคลอรีน</a> , <a class="woocommerce-LoopProduct-link woocommerce-loop-product__link" href="https://www.hannathailand.com/product/hi733-checker-hc-ammonia-hr/">เครื่องวัดปริมาณแอมโมเนีย ช่วงสูง รุ่น HI733</a> | https://www.hannathailand.com/wp-content/uploads/2022/06/hi711_lg-600x600.jpg , https://www.hannathailand.com/wp-content/uploads/2021/07/12-500x500.jpg , https://www.hannathailand.com/wp-content/uploads/2022/06/hi707400-600x600.jpg , https://www.hannathailand.com/wp-content/uploads/2021/07/9-500x500.jpg , https://www.hannathailand.com/wp-content/uploads/2022/06/miniphotometerfurfreiesgesamtchlor704_11-600x600.jpg , https://www.hannathailand.com/wp-content/uploads/2022/06/miniphotometerfurfarbe843_11-600x600.jpg , https://www.hannathailand.com/wp-content/uploads/2021/07/1-500x500.jpg , https://www.hannathailand.com/wp-content/uploads/2022/06/miniphotometerfurammoniumhoch2418_11-600x600.jpg
109 | HI1217D – Replacement pH Electrode | สินค้าทั้งหมด , หัววัด , เครื่องวัดความเป็นกรด-ด่าง/โออาร์พี | https://www.hannathailand.com/product-category/ph-meter/ | https://www.hannathailand.com/product/hi1217d-replacement-ph-electrode/ | HI1217D | 9,095.00 |  | <div aria-labelledby="tab-title-additional_information" class="woocommerce-Tabs-panel woocommerce-Tabs-panel--additional_information panel entry-content" id="tab-additional_information" role="tabpanel"> </div> | General purpose pH electrode for HI 8314 and HI 9210N. Reference single, Ag/AgCl Junction/Flow Rate ceramic, single Electrolyte gel Max Pressure 2 bar Range pH: 0 to 13 Recommended Operating Temp. 20 to 40°C (68 to 104°F) Tip/Shape spheric (dia: 5.0 mm) Temperature Sensor yes Amplifier yes Body Material PEI Cable 5-pole; 1 m (3.3’) Connection DIN | <div aria-labelledby="tab-title-description" class="woocommerce-Tabs-panel woocommerce-Tabs-panel--description panel entry-content active" id="tab-description" role="tabpanel"> <p>General purpose pH electrode for HI 8314 and HI 9210N.</p> <table class="spec_table mceItemTable"> <tbody> <tr> <td>Reference</td> <td> </td> <td>single, Ag/AgCl</td> </tr> <tr> <td>Junction/Flow Rate</td> <td> </td> <td>ceramic, single</td> </tr> <tr> <td>Electrolyte</td> <td> </td> <td>gel</td> </tr> <tr> <td>Max Pressure</td> <td> </td> <td>2 bar</td> </tr> <tr> <td>Range</td> <td> </td> <td>pH: 0 to 13</td> </tr> <tr> <td>Recommended Operating Temp.</td> <td> </td> <td>20 to 40°C (68 to 104°F)</td> </tr> <tr> <td>Tip/Shape</td> <td> </td> <td>spheric (dia: 5.0 mm)</td> </tr> <tr> <td>Temperature Sensor</td> <td> </td> <td>yes</td> </tr> <tr> <td>Amplifier</td> <td> </td> <td>yes</td> </tr> <tr> <td>Body Material</td> <td> </td> <td>PEI</td> </tr> <tr> <td>Cable</td> <td> </td> <td>5-pole; 1 m (3.3’)</td> </tr> <tr> <td>Connection</td> <td> </td> <td>DIN</td> </tr> </tbody> </table> </div> | General purpose pH electrode for HI 8314 and HI 9210N. | <div class="product-short-description"> <p>General purpose pH electrode for HI 8314 and HI 9210N.</p> </div> | https://www.hannathailand.com/wp-content/uploads/2022/06/hi1217_200.jpg | เครื่องวัดปริมาณนิกเกิล ช่วงสูง รุ่น HI726 , เครื่องวัดปริมาณไนไตรท์ ช่วงต่ำ รุ่น HI707 , เครื่องวัดปริมาณฟอสฟอรัส ช่วงสูง รุ่น HI706 , สารละลายมาตรฐานความขุ่น 20 NTU , เครื่องวัดปริมาณไนไตรท์ ช่วงสูง ในตัวอย่างน้ำ รุ่น HI708 , เครื่องวัดปริมาณฟลูออไรด์ ช่วงต่ำ รุ่น HI729 , เครื่องวัดคลอรีน , ซัลไฟด์สารต้านอนุมูลอิสระบัฟเฟอร์ | <a class="woocommerce-LoopProduct-link woocommerce-loop-product__link" href="https://www.hannathailand.com/product/hi726-checker-hc-nickel-hr/">เครื่องวัดปริมาณนิกเกิล ช่วงสูง รุ่น HI726</a> , <a class="woocommerce-LoopProduct-link woocommerce-loop-product__link" href="https://www.hannathailand.com/product/hi707-checker-hc-nitrite-lr/">เครื่องวัดปริมาณไนไตรท์ ช่วงต่ำ รุ่น HI707</a> , <a class="woocommerce-LoopProduct-link woocommerce-loop-product__link" href="https://www.hannathailand.com/product/hi706-checker-hc-phosphorous-hr/">เครื่องวัดปริมาณฟอสฟอรัส ช่วงสูง รุ่น HI706</a> , <a class="woocommerce-LoopProduct-link woocommerce-loop-product__link" href="https://www.hannathailand.com/product/hi93102-20/">สารละลายมาตรฐานความขุ่น 20 NTU</a> , <a class="woocommerce-LoopProduct-link woocommerce-loop-product__link" href="https://www.hannathailand.com/product/hi708-checker-hc-nitrite-hr/">เครื่องวัดปริมาณไนไตรท์ ช่วงสูง ในตัวอย่างน้ำ รุ่น HI708</a> , <a class="woocommerce-LoopProduct-link woocommerce-loop-product__link" href="https://www.hannathailand.com/product/hi729-checker-hc-fluoride-lr/">เครื่องวัดปริมาณฟลูออไรด์ ช่วงต่ำ รุ่น HI729</a> , <a class="woocommerce-LoopProduct-link woocommerce-loop-product__link" href="https://www.hannathailand.com/product/free-chlorine/">เครื่องวัดคลอรีน</a> , <a class="woocommerce-LoopProduct-link woocommerce-loop-product__link" href="https://www.hannathailand.com/product/hi4015-00/">ซัลไฟด์สารต้านอนุมูลอิสระบัฟเฟอร์</a> | https://www.hannathailand.com/wp-content/uploads/2022/06/miniphotometerfurnickelhoch841_11-600x600.jpg , https://www.hannathailand.com/wp-content/uploads/2022/06/hi707400-600x600.jpg , https://www.hannathailand.com/wp-content/uploads/2022/06/hi706_400-600x600.jpg , https://www.hannathailand.com/wp-content/uploads/2021/07/9-500x500.jpg , https://www.hannathailand.com/wp-content/uploads/2022/06/miniphotometerfurnitrithoch2420_11-600x600.jpg , https://www.hannathailand.com/wp-content/uploads/2022/06/miniphotometerfurfluoridniedrig844_11-600x600.jpg , https://www.hannathailand.com/wp-content/uploads/2021/07/1-500x500.jpg , https://www.hannathailand.com/wp-content/uploads/2021/07/7-500x500.jpg
110 | HI1286 – Combination pH Electrode | สินค้าทั้งหมด , หัววัด , เครื่องวัดความเป็นกรด-ด่าง/โออาร์พี | https://www.hannathailand.com/product-category/ph-meter/ | https://www.hannathailand.com/product/hi1286-combination-ph-electrode/ | HI1286 | 2,996.00 |  | <div aria-labelledby="tab-title-additional_information" class="woocommerce-Tabs-panel woocommerce-Tabs-panel--additional_information panel entry-content" id="tab-additional_information" role="tabpanel"> </div> | Combined pH electrode designed for agriculture and horticulture, water treatment. | <div aria-labelledby="tab-title-description" class="woocommerce-Tabs-panel woocommerce-Tabs-panel--description panel entry-content active" id="tab-description" role="tabpanel"> <p><span class="hps">Combined pH</span> <span class="hps">electrode</span> <span class="hps">designed for</span> <span class="hps">agriculture and horticulture</span>, water treatment.</p> </div> | Combined pH electrode designed for agriculture and horticulture, water treatment. | <div class="product-short-description"> <p>Combined pH electrode designed for agriculture and horticulture, water treatment.</p> </div> | https://www.hannathailand.com/wp-content/uploads/2022/06/31gluhj8kul__sl500_aa300_51e1443ee61d4.jpg | น้ำยามาตรฐานสอบเทียบ , เครื่องวัดปริมาณฟอสเฟต ช่วงต่ำ รุ่น HI713 , เครื่องวัดปริมาณฟอสฟอรัส ช่วงต่ำมาก รุ่น HI736 , เครื่องวัดปริมาณไนไตรท์ ช่วงต่ำ รุ่น HI707 , เครื่องวัดปริมาณนิกเกิล ช่วงสูง รุ่น HI726 , เครื่องวัดปริมาณฟอสเฟต ช่วงสูง รุ่น HI717 , เครื่องวัดปริมาณแอมโมเนีย ช่วงต่ำ รุ่น HI700 , เครื่องควบคุมค่าความนำไฟฟ้า | <a class="woocommerce-LoopProduct-link woocommerce-loop-product__link" href="https://www.hannathailand.com/product/hi9828-25/">น้ำยามาตรฐานสอบเทียบ</a> , <a class="woocommerce-LoopProduct-link woocommerce-loop-product__link" href="https://www.hannathailand.com/product/hi713-checker-hc-phosphate-lr/">เครื่องวัดปริมาณฟอสเฟต ช่วงต่ำ รุ่น HI713</a> , <a class="woocommerce-LoopProduct-link woocommerce-loop-product__link" href="https://www.hannathailand.com/product/phosphorous-marine/">เครื่องวัดปริมาณฟอสฟอรัส ช่วงต่ำมาก รุ่น HI736</a> , <a class="woocommerce-LoopProduct-link woocommerce-loop-product__link" href="https://www.hannathailand.com/product/hi707-checker-hc-nitrite-lr/">เครื่องวัดปริมาณไนไตรท์ ช่วงต่ำ รุ่น HI707</a> , <a class="woocommerce-LoopProduct-link woocommerce-loop-product__link" href="https://www.hannathailand.com/product/hi726-checker-hc-nickel-hr/">เครื่องวัดปริมาณนิกเกิล ช่วงสูง รุ่น HI726</a> , <a class="woocommerce-LoopProduct-link woocommerce-loop-product__link" href="https://www.hannathailand.com/product/hi717-checker-hc-phosphate-hr/">เครื่องวัดปริมาณฟอสเฟต ช่วงสูง รุ่น HI717</a> , <a class="woocommerce-LoopProduct-link woocommerce-loop-product__link" href="https://www.hannathailand.com/product/hi700-checker-hc-ammonia-lr/">เครื่องวัดปริมาณแอมโมเนีย ช่วงต่ำ รุ่น HI700</a> , <a class="woocommerce-LoopProduct-link woocommerce-loop-product__link" href="https://www.hannathailand.com/product/hi8931cn/">เครื่องควบคุมค่าความนำไฟฟ้า</a> | https://www.hannathailand.com/wp-content/uploads/2021/07/8-500x500.jpg , https://www.hannathailand.com/wp-content/uploads/2022/06/hi713_lg51caffcdce23e-600x600.jpg , https://www.hannathailand.com/wp-content/uploads/2021/12/HI736-600x600.jpg , https://www.hannathailand.com/wp-content/uploads/2022/06/hi707400-600x600.jpg , https://www.hannathailand.com/wp-content/uploads/2022/06/miniphotometerfurnickelhoch841_11-600x600.jpg , https://www.hannathailand.com/wp-content/uploads/2022/06/miniphotometerfurphosphathoch827_11-600x600.jpg , https://www.hannathailand.com/wp-content/uploads/2022/06/hi700_400pxl-600x600.jpg , https://www.hannathailand.com/wp-content/uploads/2021/07/2-500x500.jpg
111 | HI1292D – pH Electrode (Soil) | สินค้าทั้งหมด , หัววัด , เครื่องวัดความเป็นกรด-ด่าง/โออาร์พี | https://www.hannathailand.com/product-category/ph-meter/ | https://www.hannathailand.com/product/hi1292d-ph-electrode-soil/ | HI1292D | 10,700.00 |  | <div aria-labelledby="tab-title-additional_information" class="woocommerce-Tabs-panel woocommerce-Tabs-panel--additional_information panel entry-content" id="tab-additional_information" role="tabpanel"> </div> | Combined pH glass electrode with single diaphragm and refillable, designed for measurements directly in the soil, soil solutions. Reference single, Ag/AgCl Junction/Flow Rate ceramic, triple / 40-50 µL/h Electrolyte KCl 3.5M + AgCl Max Pressure 0.1 bar Range pH: 0 to 12 Recommended Operating Temp. -5 to 30°C (23 to 86°F) Tip/Shape conic (12 x 12 mm) Temperature Sensor yes Amplifier yes Body Material glass Cable 7-pole; 1 m (3.3′) Connection 7-pin DIN | <div aria-labelledby="tab-title-description" class="woocommerce-Tabs-panel woocommerce-Tabs-panel--description panel entry-content active" id="tab-description" role="tabpanel"> <div id="tts_button"><span id="result_box" lang="en"><span class="hps">Combined pH</span> <span class="hps">glass electrode</span> <span class="hps">with single</span> <span class="hps">diaphragm and</span> <span class="hps">refillable,</span> <span class="hps">designed for</span> <span class="hps">measurements</span> <span class="hps">directly in the</span> <span class="hps">soil, soil</span> <span class="hps">solutions.</span></span></div> <div><span lang="en"><span class="hps"></span></span> </div> <table class="spec_table mceItemTable"> <tbody> <tr> <td>Reference</td> <td> </td> <td>single, Ag/AgCl</td> </tr> <tr> <td>Junction/Flow Rate</td> <td> </td> <td>ceramic, triple / 40-50 µL/h</td> </tr> <tr> <td>Electrolyte</td> <td> </td> <td>KCl 3.5M + AgCl</td> </tr> <tr> <td>Max Pressure</td> <td> </td> <td>0.1 bar</td> </tr> <tr> <td>Range</td> <td> </td> <td>pH: 0 to 12</td> </tr> <tr> <td>Recommended Operating Temp.</td> <td> </td> <td>-5 to 30°C (23 to 86°F)</td> </tr> <tr> <td>Tip/Shape</td> <td> </td> <td>conic (12 x 12 mm)</td> </tr> <tr> <td>Temperature Sensor</td> <td> </td> <td>yes</td> </tr> <tr> <td>Amplifier</td> <td> </td> <td>yes</td> </tr> <tr> <td>Body Material</td> <td> </td> <td>glass</td> </tr> <tr> <td>Cable</td> <td> </td> <td>7-pole; 1 m (3.3′)</td> </tr> <tr> <td>Connection</td> <td> </td> <td>7-pin DIN</td> </tr> </tbody> </table> </div> | Combined pH glass electrode with single diaphragm and refillable, designed for measurements directly in the soil, soil solutions. | <div class="product-short-description"> <p>Combined pH glass electrode with single diaphragm and refillable, designed for measurements directly in the soil, soil solutions.</p> </div> | https://www.hannathailand.com/wp-content/uploads/2022/06/31gluhj8kul__sl500_aa300_51e145cebc13c.jpg | เครื่องวัดปริมาณแอมโมเนีย ช่วงสูง รุ่น HI733 , เครื่องวัดคลอรีน , น้ำยามาตรฐานสำหรับค่าโซเดียม , เครื่องวัดปริมาณไนไตรท์ ช่วงต่ำ รุ่น HI707 , เครื่องวัดสีในน้ำตัวอย่าง HI727 , เครื่องควบคุมค่าความนำไฟฟ้า , เครื่องวัดปริมาณไนไตรท์ ช่วงสูง ในตัวอย่างน้ำ รุ่น HI708 , เครื่องวัดค่าเหล็ก รุ่น HI721 | <a class="woocommerce-LoopProduct-link woocommerce-loop-product__link" href="https://www.hannathailand.com/product/hi733-checker-hc-ammonia-hr/">เครื่องวัดปริมาณแอมโมเนีย ช่วงสูง รุ่น HI733</a> , <a class="woocommerce-LoopProduct-link woocommerce-loop-product__link" href="https://www.hannathailand.com/product/free-chlorine/">เครื่องวัดคลอรีน</a> , <a class="woocommerce-LoopProduct-link woocommerce-loop-product__link" href="https://www.hannathailand.com/product/hi7090l/">น้ำยามาตรฐานสำหรับค่าโซเดียม</a> , <a class="woocommerce-LoopProduct-link woocommerce-loop-product__link" href="https://www.hannathailand.com/product/hi707-checker-hc-nitrite-lr/">เครื่องวัดปริมาณไนไตรท์ ช่วงต่ำ รุ่น HI707</a> , <a class="woocommerce-LoopProduct-link woocommerce-loop-product__link" href="https://www.hannathailand.com/product/hi727-checker-hc-color-of-water/">เครื่องวัดสีในน้ำตัวอย่าง HI727</a> , <a class="woocommerce-LoopProduct-link woocommerce-loop-product__link" href="https://www.hannathailand.com/product/hi8931cn/">เครื่องควบคุมค่าความนำไฟฟ้า</a> , <a class="woocommerce-LoopProduct-link woocommerce-loop-product__link" href="https://www.hannathailand.com/product/hi708-checker-hc-nitrite-hr/">เครื่องวัดปริมาณไนไตรท์ ช่วงสูง ในตัวอย่างน้ำ รุ่น HI708</a> , <a class="woocommerce-LoopProduct-link woocommerce-loop-product__link" href="https://www.hannathailand.com/product/hi721-checker-hc-iron/">เครื่องวัดค่าเหล็ก รุ่น HI721</a> | https://www.hannathailand.com/wp-content/uploads/2022/06/miniphotometerfurammoniumhoch2418_11-600x600.jpg , https://www.hannathailand.com/wp-content/uploads/2021/07/1-500x500.jpg , https://www.hannathailand.com/wp-content/uploads/2021/07/12-500x500.jpg , https://www.hannathailand.com/wp-content/uploads/2022/06/hi707400-600x600.jpg , https://www.hannathailand.com/wp-content/uploads/2022/06/miniphotometerfurfarbe843_11-600x600.jpg , https://www.hannathailand.com/wp-content/uploads/2021/07/2-500x500.jpg , https://www.hannathailand.com/wp-content/uploads/2022/06/miniphotometerfurnitrithoch2420_11-600x600.jpg , https://www.hannathailand.com/wp-content/uploads/2022/06/miniphotometerfureisen832_11-600x600.jpg
112 | HI1297D – pH/ORP-Electrode | สินค้าทั้งหมด , หัววัด , เครื่องวัดความเป็นกรด-ด่าง/โออาร์พี | https://www.hannathailand.com/product-category/ph-meter/ | https://www.hannathailand.com/product/hi1297d-phorp-electrode/ | HI1297D | 18,190.00 |  | <div aria-labelledby="tab-title-additional_information" class="woocommerce-Tabs-panel woocommerce-Tabs-panel--additional_information panel entry-content" id="tab-additional_information" role="tabpanel"> </div> | pH/ORP electrode for wastewater, municipal water, water treatment and swimming pools. Recommended for use with HI 991002 and HI 991003 pH meters. Reference single, Ag/AgCl Junction/Flow Rate cloth Electrolyte gel Max Pressure 3 bar Range pH: 0 to 13; ORP Recommended Operating Temp. 20 to 40°C (68 to 104°F) Tip/Shape pH: conic (3 mm); ORP: platinum sensor Temperature Sensor yes Amplifier yes Body Material titanium Cable 7-pole; 1 m (3.3′) Connection DIN | <div aria-labelledby="tab-title-description" class="woocommerce-Tabs-panel woocommerce-Tabs-panel--description panel entry-content active" id="tab-description" role="tabpanel"> <p>pH/ORP electrode for wastewater, municipal water, water treatment and swimming pools. Recommended for use with HI 991002 and HI 991003 pH meters.</p> <table class="spec_table mceItemTable"> <tbody> <tr> <td>Reference</td> <td> </td> <td>single, Ag/AgCl</td> </tr> <tr> <td>Junction/Flow Rate</td> <td> </td> <td>cloth</td> </tr> <tr> <td>Electrolyte</td> <td> </td> <td>gel</td> </tr> <tr> <td>Max Pressure</td> <td> </td> <td>3 bar</td> </tr> <tr> <td>Range</td> <td> </td> <td>pH: 0 to 13; ORP</td> </tr> <tr> <td>Recommended Operating Temp.</td> <td> </td> <td>20 to 40°C (68 to 104°F)</td> </tr> <tr> <td>Tip/Shape</td> <td> </td> <td>pH: conic (3 mm); ORP: platinum sensor</td> </tr> <tr> <td>Temperature Sensor</td> <td> </td> <td>yes</td> </tr> <tr> <td>Amplifier</td> <td> </td> <td>yes</td> </tr> <tr> <td>Body Material</td> <td> </td> <td>titanium</td> </tr> <tr> <td>Cable</td> <td> </td> <td>7-pole; 1 m (3.3′)</td> </tr> <tr> <td>Connection</td> <td> </td> <td>DIN</td> </tr> </tbody> </table> </div> | pH/ORP electrode for wastewater, municipal water, water treatment and swimming pools. Recommended for use with HI 991002 and HI 991003 pH meters | <div class="product-short-description"> <p>pH/ORP electrode for wastewater, municipal water, water treatment and swimming pools. Recommended for use with HI 991002 and HI 991003 pH meters</p> </div> | https://www.hannathailand.com/wp-content/uploads/2022/06/31gluhj8kul__sl500_aa300_51e14c30c57a6.jpg | เครื่องวัดคลอรีน , เครื่องวัดปริมาณแอมโมเนีย ช่วงสูง รุ่น HI733 , เครื่องวัดปริมาณฟอสฟอรัส ช่วงสูง รุ่น HI706 , เครื่องวัดปริมาณคลอรีนรวม รุ่น HI711 , สารละลายมาตรฐานความขุ่น 20 NTU , น้ำยามาตรฐานสอบเทียบ ค่ามาตรฐานความเค็ม , เครื่องวัดปริมาณแอมโมเนีย ในน้ำ รุ่น HI715 , เครื่องวัดสีในน้ำตัวอย่าง HI727 | <a class="woocommerce-LoopProduct-link woocommerce-loop-product__link" href="https://www.hannathailand.com/product/free-chlorine/">เครื่องวัดคลอรีน</a> , <a class="woocommerce-LoopProduct-link woocommerce-loop-product__link" href="https://www.hannathailand.com/product/hi733-checker-hc-ammonia-hr/">เครื่องวัดปริมาณแอมโมเนีย ช่วงสูง รุ่น HI733</a> , <a class="woocommerce-LoopProduct-link woocommerce-loop-product__link" href="https://www.hannathailand.com/product/hi706-checker-hc-phosphorous-hr/">เครื่องวัดปริมาณฟอสฟอรัส ช่วงสูง รุ่น HI706</a> , <a class="woocommerce-LoopProduct-link woocommerce-loop-product__link" href="https://www.hannathailand.com/product/hi711-checker-hc-total-chlorine/">เครื่องวัดปริมาณคลอรีนรวม รุ่น HI711</a> , <a class="woocommerce-LoopProduct-link woocommerce-loop-product__link" href="https://www.hannathailand.com/product/hi93102-20/">สารละลายมาตรฐานความขุ่น 20 NTU</a> , <a class="woocommerce-LoopProduct-link woocommerce-loop-product__link" href="https://www.hannathailand.com/product/hi7080l/">น้ำยามาตรฐานสอบเทียบ ค่ามาตรฐานความเค็ม</a> , <a class="woocommerce-LoopProduct-link woocommerce-loop-product__link" href="https://www.hannathailand.com/product/hi715-checker-hc-ammonia-mr/">เครื่องวัดปริมาณแอมโมเนีย ในน้ำ รุ่น HI715</a> , <a class="woocommerce-LoopProduct-link woocommerce-loop-product__link" href="https://www.hannathailand.com/product/hi727-checker-hc-color-of-water/">เครื่องวัดสีในน้ำตัวอย่าง HI727</a> | https://www.hannathailand.com/wp-content/uploads/2021/07/1-500x500.jpg , https://www.hannathailand.com/wp-content/uploads/2022/06/miniphotometerfurammoniumhoch2418_11-600x600.jpg , https://www.hannathailand.com/wp-content/uploads/2022/06/hi706_400-600x600.jpg , https://www.hannathailand.com/wp-content/uploads/2022/06/hi711_lg-600x600.jpg , https://www.hannathailand.com/wp-content/uploads/2021/07/9-500x500.jpg , https://www.hannathailand.com/wp-content/uploads/2021/07/11-500x500.jpg , https://www.hannathailand.com/wp-content/uploads/2022/06/miniphotometerfurammoniakmittel2416_11-600x600.jpg , https://www.hannathailand.com/wp-content/uploads/2022/06/miniphotometerfurfarbe843_11-600x600.jpg
113 | HI1332B – Combination pH Electrode (General Purpose) | สินค้าทั้งหมด | https://www.hannathailand.com/product-category/product-all/ | https://www.hannathailand.com/product/hi1332b-combination-ph-electrode-general-purpose/ | HI1332B | 5,671.00 | น้ำหนัก 0.000 กก. Connector - Type BNC, BNC + pin*, DIN | <div aria-labelledby="tab-title-additional_information" class="woocommerce-Tabs-panel woocommerce-Tabs-panel--additional_information panel entry-content" id="tab-additional_information" role="tabpanel"> <table class="woocommerce-product-attributes shop_attributes"> <tr class="woocommerce-product-attributes-item woocommerce-product-attributes-item--weight"> <th class="woocommerce-product-attributes-item__label">น้ำหนัก</th> <td class="woocommerce-product-attributes-item__value">0.000 กก.</td> </tr> <tr class="woocommerce-product-attributes-item woocommerce-product-attributes-item--attribute_pa_connector-type"> <th class="woocommerce-product-attributes-item__label">Connector - Type</th> <td class="woocommerce-product-attributes-item__value"><p>BNC, BNC + pin*, DIN</p> </td> </tr> </table> </div> | Combination pH electrode for field applications. Reference Double, Ag/AgCl Junction/Flow Rate Ceramic, single Electrolyte KCl 3,5M Max Pressure 0,1 bar Range 0 to 13 pH; 0 to 80°C (68 to 104°F) Tip Shape Spheric (dia: 7.5 mm) Temperature Sensor No Amplifier No Body Material PEI (PolyEther-Imide) Cable Coaxial; 1 m (3.3′) Connection BNC | <div aria-labelledby="tab-title-description" class="woocommerce-Tabs-panel woocommerce-Tabs-panel--description panel entry-content active" id="tab-description" role="tabpanel"> <p>Combination pH electrode for field applications.</p> <table class="spec_table"> <tbody> <tr> <td>Reference</td> <td> </td> <td>Double, Ag/AgCl</td> </tr> <tr> <td>Junction/Flow Rate</td> <td> </td> <td>Ceramic, single</td> </tr> <tr> <td>Electrolyte</td> <td> </td> <td>KCl 3,5M</td> </tr> <tr> <td>Max Pressure</td> <td> </td> <td>0,1 bar</td> </tr> <tr> <td>Range</td> <td> </td> <td>0 to 13 pH; 0 to 80°C (68 to 104°F)</td> </tr> <tr> <td>Tip Shape</td> <td> </td> <td>Spheric (dia: 7.5 mm)</td> </tr> <tr> <td>Temperature Sensor</td> <td> </td> <td>No</td> </tr> <tr> <td>Amplifier</td> <td> </td> <td>No</td> </tr> <tr> <td>Body Material</td> <td> </td> <td>PEI (PolyEther-Imide)</td> </tr> <tr> <td>Cable</td> <td> </td> <td>Coaxial; 1 m (3.3′)</td> </tr> <tr> <td>Connection</td> <td> </td> <td>BNC </td> </tr> </tbody> </table> </div> | Kombinierte pH Elektrode aus PEI mit einfachem Diaphragma, ausgelegt auf Chemikalien, Outdoor-Anwenungen, Qualitätskontrollen. | <div class="product-short-description"> <p>Kombinierte pH Elektrode aus PEI mit einfachem Diaphragma, ausgelegt auf Chemikalien, Outdoor-Anwenungen, Qualitätskontrollen.</p> </div> | https://www.hannathailand.com/wp-content/uploads/2021/12/31gluhj8kul__sl500_aa300_51e152c999f6d.jpg | น้ำยามาตรฐานสอบเทียบ , เครื่องวัดปริมาณแอมโมเนีย ช่วงสูง รุ่น HI733 , น้ำยามาตรฐานสำหรับค่าโซเดียม , สารละลายมาตรฐานความขุ่น 20 NTU , เครื่องควบคุมค่าความนำไฟฟ้า , เครื่องวัดปริมาณโครเมี่ยม ช่วงสูง รุ่น HI723 , เครื่องวัดปริมาณฟอสเฟต ช่วงสูง รุ่น HI717 , เครื่องวัดปริมาณฟอสฟอรัส ช่วงต่ำมาก รุ่น HI736 | <a class="woocommerce-LoopProduct-link woocommerce-loop-product__link" href="https://www.hannathailand.com/product/hi9828-25/">น้ำยามาตรฐานสอบเทียบ</a> , <a class="woocommerce-LoopProduct-link woocommerce-loop-product__link" href="https://www.hannathailand.com/product/hi733-checker-hc-ammonia-hr/">เครื่องวัดปริมาณแอมโมเนีย ช่วงสูง รุ่น HI733</a> , <a class="woocommerce-LoopProduct-link woocommerce-loop-product__link" href="https://www.hannathailand.com/product/hi7090l/">น้ำยามาตรฐานสำหรับค่าโซเดียม</a> , <a class="woocommerce-LoopProduct-link woocommerce-loop-product__link" href="https://www.hannathailand.com/product/hi93102-20/">สารละลายมาตรฐานความขุ่น 20 NTU</a> , <a class="woocommerce-LoopProduct-link woocommerce-loop-product__link" href="https://www.hannathailand.com/product/hi8931cn/">เครื่องควบคุมค่าความนำไฟฟ้า</a> , <a class="woocommerce-LoopProduct-link woocommerce-loop-product__link" href="https://www.hannathailand.com/product/hi723-checker-hc-chromium-vi-hr/">เครื่องวัดปริมาณโครเมี่ยม ช่วงสูง รุ่น HI723</a> , <a class="woocommerce-LoopProduct-link woocommerce-loop-product__link" href="https://www.hannathailand.com/product/hi717-checker-hc-phosphate-hr/">เครื่องวัดปริมาณฟอสเฟต ช่วงสูง รุ่น HI717</a> , <a class="woocommerce-LoopProduct-link woocommerce-loop-product__link" href="https://www.hannathailand.com/product/phosphorous-marine/">เครื่องวัดปริมาณฟอสฟอรัส ช่วงต่ำมาก รุ่น HI736</a> | https://www.hannathailand.com/wp-content/uploads/2021/07/8-500x500.jpg , https://www.hannathailand.com/wp-content/uploads/2022/06/miniphotometerfurammoniumhoch2418_11-600x600.jpg , https://www.hannathailand.com/wp-content/uploads/2021/07/12-500x500.jpg , https://www.hannathailand.com/wp-content/uploads/2021/07/9-500x500.jpg , https://www.hannathailand.com/wp-content/uploads/2021/07/2-500x500.jpg , https://www.hannathailand.com/wp-content/uploads/2022/06/miniphotometerfurchromvihoch839_11-600x600.jpg , https://www.hannathailand.com/wp-content/uploads/2022/06/miniphotometerfurphosphathoch827_11-600x600.jpg , https://www.hannathailand.com/wp-content/uploads/2021/12/HI736-600x600.jpg
114 | HI1413B – pH Electrode (leather, paper) | สินค้าทั้งหมด , หัววัด , เครื่องวัดความเป็นกรด-ด่าง/โออาร์พี | https://www.hannathailand.com/product-category/ph-meter/ | https://www.hannathailand.com/product/hi1413b-ph-electrode-leather-paper/ | HI1413B | 9,095.00 |  | <div aria-labelledby="tab-title-additional_information" class="woocommerce-Tabs-panel woocommerce-Tabs-panel--additional_information panel entry-content" id="tab-additional_information" role="tabpanel"> </div> | pH electrode for surfaces, skin, leather, paper and emulsions. Reference single, Ag/AgCl Junction/Flow Rate open Electrolyte viscolene Max Pressure 0.1 bar Range pH: 0 to 12 Recommended Operating Temp. 20 to 40°C (68 to 104°F) Tip/Shape flat Temperature Sensor no Amplifier no Body Material glass Cable coaxial; 1 m (3.3′) Connection BNC | <div aria-labelledby="tab-title-description" class="woocommerce-Tabs-panel woocommerce-Tabs-panel--description panel entry-content active" id="tab-description" role="tabpanel"> <p>pH electrode for surfaces, skin, leather, paper and emulsions.</p> <table class="spec_table mceItemTable"> <tbody> <tr> <td>Reference</td> <td> </td> <td>single, Ag/AgCl</td> </tr> <tr> <td>Junction/Flow Rate</td> <td> </td> <td>open</td> </tr> <tr> <td>Electrolyte</td> <td> </td> <td>viscolene</td> </tr> <tr> <td>Max Pressure</td> <td> </td> <td>0.1 bar</td> </tr> <tr> <td>Range</td> <td> </td> <td>pH: 0 to 12</td> </tr> <tr> <td>Recommended Operating Temp.</td> <td> </td> <td>20 to 40°C (68 to 104°F)</td> </tr> <tr> <td>Tip/Shape</td> <td> </td> <td>flat</td> </tr> <tr> <td>Temperature Sensor</td> <td> </td> <td>no</td> </tr> <tr> <td>Amplifier</td> <td> </td> <td>no</td> </tr> <tr> <td>Body Material</td> <td> </td> <td>glass</td> </tr> <tr> <td>Cable</td> <td> </td> <td>coaxial; 1 m (3.3′)</td> </tr> <tr> <td>Connection</td> <td> </td> <td>BNC</td> </tr> </tbody> </table> </div> | pH electrode for surfaces, skin, leather, paper and emulsions. | <div class="product-short-description"> <p>pH electrode for surfaces, skin, leather, paper and emulsions.</p> </div> | https://www.hannathailand.com/wp-content/uploads/2022/06/31gluhj8kul__sl500_aa300_51e1a2db0af46.jpg | น้ำยามาตรฐานสอบเทียบ , เครื่องวัดปริมาณฟลูออไรด์ ช่วงต่ำ รุ่น HI729 , น้ำยามาตรฐานสำหรับค่าโซเดียม , น้ำยามาตรฐานสอบเทียบ ค่ามาตรฐานความเค็ม , เครื่องวัดค่าเหล็ก รุ่น HI721 , เครื่องวัดปริมาณโบรมีน ในตัวอย่างน้ำ รุ่น HI716 , น้ำยามาตรฐานสอบเทียบ ค่ามาตรฐานความเค็ม , เครื่องวัดปริมาณฟอสเฟต ช่วงสูง รุ่น HI717 | <a class="woocommerce-LoopProduct-link woocommerce-loop-product__link" href="https://www.hannathailand.com/product/hi9828-25/">น้ำยามาตรฐานสอบเทียบ</a> , <a class="woocommerce-LoopProduct-link woocommerce-loop-product__link" href="https://www.hannathailand.com/product/hi729-checker-hc-fluoride-lr/">เครื่องวัดปริมาณฟลูออไรด์ ช่วงต่ำ รุ่น HI729</a> , <a class="woocommerce-LoopProduct-link woocommerce-loop-product__link" href="https://www.hannathailand.com/product/hi7090l/">น้ำยามาตรฐานสำหรับค่าโซเดียม</a> , <a class="woocommerce-LoopProduct-link woocommerce-loop-product__link" href="https://www.hannathailand.com/product/hi7080l/">น้ำยามาตรฐานสอบเทียบ ค่ามาตรฐานความเค็ม</a> , <a class="woocommerce-LoopProduct-link woocommerce-loop-product__link" href="https://www.hannathailand.com/product/hi721-checker-hc-iron/">เครื่องวัดค่าเหล็ก รุ่น HI721</a> , <a class="woocommerce-LoopProduct-link woocommerce-loop-product__link" href="https://www.hannathailand.com/product/hi716-checker-hc-bromine/">เครื่องวัดปริมาณโบรมีน ในตัวอย่างน้ำ รุ่น HI716</a> , <a class="woocommerce-LoopProduct-link woocommerce-loop-product__link" href="https://www.hannathailand.com/product/hi7083l/">น้ำยามาตรฐานสอบเทียบ ค่ามาตรฐานความเค็ม</a> , <a class="woocommerce-LoopProduct-link woocommerce-loop-product__link" href="https://www.hannathailand.com/product/hi717-checker-hc-phosphate-hr/">เครื่องวัดปริมาณฟอสเฟต ช่วงสูง รุ่น HI717</a> | https://www.hannathailand.com/wp-content/uploads/2021/07/8-500x500.jpg , https://www.hannathailand.com/wp-content/uploads/2022/06/miniphotometerfurfluoridniedrig844_11-600x600.jpg , https://www.hannathailand.com/wp-content/uploads/2021/07/12-500x500.jpg , https://www.hannathailand.com/wp-content/uploads/2021/07/11-500x500.jpg , https://www.hannathailand.com/wp-content/uploads/2022/06/miniphotometerfureisen832_11-600x600.jpg , https://www.hannathailand.com/wp-content/uploads/2022/06/miniphotometerfurfreiesgesamtchlor704_11-600x600.jpg , https://www.hannathailand.com/wp-content/uploads/2021/07/10-500x500.jpg , https://www.hannathailand.com/wp-content/uploads/2022/06/miniphotometerfurphosphathoch827_11-600x600.jpg
115 | HI147-00 Thermometer Checkfridge™ (°C) | สินค้าทั้งหมด , อุตสาหกรรมอาหาร , แบบพกพาสะดวก | https://www.hannathailand.com/product-category/thermometer/thermo-portable/ | https://www.hannathailand.com/product/hi147-00-thermometer-checkfridge-c/ | HI147-00 | 3,531.00 |  | <div aria-labelledby="tab-title-additional_information" class="woocommerce-Tabs-panel woocommerce-Tabs-panel--additional_information panel entry-content" id="tab-additional_information" role="tabpanel"> </div> | Perfect for refrigerator and incubator monitoring Magnetic backing Food grade stainless steel thermistor probe on 1 m (3.3’) cable Fast response ±0.3°C accuracy CAL CHECK® verification at 0°C Low battery warning Few manufacturers have given any thought to providing the user a convenient means to monitor internal temperature conditions of a refrigerator or freezer from the outside. Water testing laboratories require constant monitoring of refrigerators and incubators for compliance to standard operations. The HANNA HI 147 Checkfridge™ is the ideal thermometer for accurate, reliable internal temperature readings. How do you know when the reading on the thermometer is correct? An ice point or slurry could be made. Even then there could be several degrees difference in the real vs theoretical temperatures. With the HI 147, there is no need to waste time preparing and ice bath for making these tests. It’s unique CAL CHECK® feature can simulate it. Conveniently located on the face of the thermometer is a TEST switch. Engage the switch and the HI 147 performs an internal calibration check. In only a few seconds, you see the results on the large LCD. Return the switch to the READ position and the HI 147 returns to its normal measuring status. Order Information: HI 147-00 (Checkfridge™ C) is supplied with battery and instructions Product Manuals Manual: Download Specification : Range HI 147-00 -50.0 to 150.0°C Resolution HI 147-00 0.1°C Accuracy HI 147-00 ±0.3°C (-20 to 90°C); ±0.5°C (outside) Calibration Check manual, through switch Temperature Probe stainless steel, general purpose with 1 m (3.3’) cable (fixed); 40 x dia 5 mm (1.6 x dia 0.2’’) Battery Type / Life 1.5V AAA / approximately 3 years of continuous use Environment 0 to 50°C (32 to 122°F); RH max 95% Dimensions (meter only) 93 x 39 x 31 mm (3.7 x 1.5 x 1.2’’) Weight 60 g (2.1 oz.) | <div aria-labelledby="tab-title-description" class="woocommerce-Tabs-panel woocommerce-Tabs-panel--description panel entry-content active" id="tab-description" role="tabpanel"> <ul> <li>Perfect for refrigerator and incubator monitoring</li> <li>Magnetic backing</li> <li>Food grade stainless steel thermistor probe on 1 m (3.3’) cable</li> <li>Fast response</li> <li>±0.3°C accuracy</li> <li>CAL CHECK® verification at 0°C</li> <li>Low battery warning</li> </ul> <p> </p> <p style="text-align: justify;">Few manufacturers have given any thought to providing the user a convenient means to monitor internal temperature conditions of a refrigerator or freezer from the outside.</p> <p style="text-align: justify;">Water testing laboratories require constant monitoring of refrigerators and incubators for compliance to standard operations. The HANNA HI 147 Checkfridge™ is the ideal thermometer for accurate, reliable internal temperature readings.</p> <p style="text-align: justify;">How do you know when the reading on the thermometer is correct? An ice point or slurry could be made. Even then there could be several degrees difference in the real vs theoretical temperatures. With the HI 147, there is no need to waste time preparing and ice bath for making these tests. It’s unique CAL CHECK® feature can simulate it. Conveniently located on the face of the thermometer is a TEST switch. Engage the switch and the HI 147 performs an internal calibration check. In only a few seconds, you see the results on the large LCD. Return the switch to the READ position and the HI 147 returns to its normal measuring status.</p> <p style="text-align: justify;"> </p> <p style="text-align: justify;"><strong>Order Information:</strong> <strong>HI 147-00</strong> (Checkfridge™ C) is supplied with battery and instructions</p> <div><strong>Product Manuals</strong></div> <p style="text-align: justify;"><img align="absmiddle" alt="" border="0" decoding="async" height="22" loading="lazy" src="http://www.hannainst.com/usa/images/icon-pdf.gif" width="20"/> Manual: <a href="http://www.hannathai.com/manuals/en/manHI_147-00_01.pdf" target="_blank" title="Download Product Manual">Download</a></p> <p style="text-align: justify;"><strong>Specification :</strong></p> <p style="text-align: justify;"><strong> </strong></p> <table class="spec_table"> <tbody> <tr> <td>Range</td> <td>HI 147-00</td> <td>-50.0 to 150.0°C</td> </tr> <tr> <td>Resolution</td> <td>HI 147-00</td> <td>0.1°C</td> </tr> <tr> <td>Accuracy</td> <td>HI 147-00</td> <td>±0.3°C (-20 to 90°C); ±0.5°C (outside)</td> </tr> <tr> <td>Calibration Check</td> <td> </td> <td>manual, through switch</td> </tr> <tr> <td>Temperature Probe</td> <td> </td> <td>stainless steel, general purpose with 1 m (3.3’) cable (fixed); 40 x dia 5 mm (1.6 x dia 0.2’’)</td> </tr> <tr> <td>Battery Type / Life</td> <td> </td> <td>1.5V AAA / approximately 3 years of continuous use</td> </tr> <tr> <td>Environment</td> <td> </td> <td>0 to 50°C (32 to 122°F); RH max 95%</td> </tr> <tr> <td>Dimensions (meter only)</td> <td> </td> <td>93 x 39 x 31 mm (3.7 x 1.5 x 1.2’’)</td> </tr> <tr> <td>Weight</td> <td> </td> <td>60 g (2.1 oz.)</td> </tr> </tbody> </table> </div> | Water testing laboratories require constant monitoring of refrigerators and incubators for compliance to standard operations. The HANNA HI 147 Checkfridge™ is the ideal thermometer for accurate, reliable internal temperature readings. | <div class="product-short-description"> <p>Water testing laboratories require constant monitoring of refrigerators and incubators for compliance to standard operations. The HANNA HI 147 Checkfridge™ is the ideal thermometer for accurate, reliable internal temperature readings.</p> </div> | https://www.hannathailand.com/wp-content/uploads/2022/06/61mscjzo4fl_aa1103_.jpg | เครื่องวัดค่าเหล็ก รุ่น HI721 , เครื่องวัดปริมาณฟลูออไรด์ ช่วงต่ำ รุ่น HI729 , เครื่องวัดปริมาณโบรมีน ในตัวอย่างน้ำ รุ่น HI716 , เครื่องควบคุมค่าความนำไฟฟ้า , เครื่องวัดปริมาณคลอรีนอิสระ รุ่น HI701 , เครื่องวัดปริมาณฟอสเฟต ช่วงสูง รุ่น HI717 , เครื่องวัดสีในน้ำตัวอย่าง HI727 , เครื่องวัดปริมาณคลอรีนรวม รุ่น HI711 | <a class="woocommerce-LoopProduct-link woocommerce-loop-product__link" href="https://www.hannathailand.com/product/hi721-checker-hc-iron/">เครื่องวัดค่าเหล็ก รุ่น HI721</a> , <a class="woocommerce-LoopProduct-link woocommerce-loop-product__link" href="https://www.hannathailand.com/product/hi729-checker-hc-fluoride-lr/">เครื่องวัดปริมาณฟลูออไรด์ ช่วงต่ำ รุ่น HI729</a> , <a class="woocommerce-LoopProduct-link woocommerce-loop-product__link" href="https://www.hannathailand.com/product/hi716-checker-hc-bromine/">เครื่องวัดปริมาณโบรมีน ในตัวอย่างน้ำ รุ่น HI716</a> , <a class="woocommerce-LoopProduct-link woocommerce-loop-product__link" href="https://www.hannathailand.com/product/hi8931cn/">เครื่องควบคุมค่าความนำไฟฟ้า</a> , <a class="woocommerce-LoopProduct-link woocommerce-loop-product__link" href="https://www.hannathailand.com/product/hi701-checker-hc-free-chlorine/">เครื่องวัดปริมาณคลอรีนอิสระ รุ่น HI701</a> , <a class="woocommerce-LoopProduct-link woocommerce-loop-product__link" href="https://www.hannathailand.com/product/hi717-checker-hc-phosphate-hr/">เครื่องวัดปริมาณฟอสเฟต ช่วงสูง รุ่น HI717</a> , <a class="woocommerce-LoopProduct-link woocommerce-loop-product__link" href="https://www.hannathailand.com/product/hi727-checker-hc-color-of-water/">เครื่องวัดสีในน้ำตัวอย่าง HI727</a> , <a class="woocommerce-LoopProduct-link woocommerce-loop-product__link" href="https://www.hannathailand.com/product/hi711-checker-hc-total-chlorine/">เครื่องวัดปริมาณคลอรีนรวม รุ่น HI711</a> | https://www.hannathailand.com/wp-content/uploads/2022/06/miniphotometerfureisen832_11-600x600.jpg , https://www.hannathailand.com/wp-content/uploads/2022/06/miniphotometerfurfluoridniedrig844_11-600x600.jpg , https://www.hannathailand.com/wp-content/uploads/2022/06/miniphotometerfurfreiesgesamtchlor704_11-600x600.jpg , https://www.hannathailand.com/wp-content/uploads/2021/07/2-500x500.jpg , https://www.hannathailand.com/wp-content/uploads/2021/11/hi701-500x500.jpg , https://www.hannathailand.com/wp-content/uploads/2022/06/miniphotometerfurphosphathoch827_11-600x600.jpg , https://www.hannathailand.com/wp-content/uploads/2022/06/miniphotometerfurfarbe843_11-600x600.jpg , https://www.hannathailand.com/wp-content/uploads/2022/06/hi711_lg-600x600.jpg
116 | HI151-00 Pocket Thermometer Checktemp® 4 | สินค้าทั้งหมด , อุตสาหกรรมอาหาร , เครื่องวัดอุณหภูมิ/ความชื้น/แสง , แบบพกพาสะดวก | https://www.hannathailand.com/product-category/thermometer/thermo-portable/ | https://www.hannathailand.com/product/hi151-00-pocket-thermometer-checktemp-4/ | HI151-00 | 3,745.00 |  | <div aria-labelledby="tab-title-additional_information" class="woocommerce-Tabs-panel woocommerce-Tabs-panel--additional_information panel entry-content" id="tab-additional_information" role="tabpanel"> </div> | ±0.3°C accuracy CAL CHECK® Stainless steel folding probe with penetration tip Enables angled measurement Ergonomic Auto shut-off The folding Checktemp®4 provides practical temperature measurement for the food service industry. Special attention was given to the ergonomic form of Checktemp®4. This thermometer fits comfortably and securely in your hand. The LCD on the side of the handle is easy to see and read. The fast responding, fold-away probe is made of high quality, stainless steel and can penetrate semi-frozen and semi-solid foods like meats, ice cream and cheeses. When you are finished using your Checktemp®4, wipe the probe clean and fold it away. Checktemp®4 automatically turns OFF so you can safely carry it in your pocket. CAL CHECK® As you unfold the stainless steel probe, the Checktemp® 4 automatically turns ON and immediately performs a calibration test. This unique HANNA feature, CAL CHECK®, provides the security of knowing you have accurate measurements. CAL CHECK® also lets you know if your battery level is low or if your meter requires recalibration. Order Information: HI 151-00 (Checktemp® 4 C) is supplied with battery and instructions. Product Manuals Manual: Download Specification : Range -50.0 to 220°C Resolution 0.1°C (-50.0 to 199.9°C) 1°C (200 to 220°C) Accuracy ±0.3°C ±1 digit (-20.0 to 90.0°C); ±1% F.S. ±1 digit (outside) Calibration Check automatic, at startup Probe stainless steel, with penetration tip, 117 x dia 3.5 mm (4.6 x dia 0.14″) Battery Type / Life 1.5V AA / approximately 25,000 hours of continuos use; auto-off after 8 minutes of non-use Environment 0 to 50°C (32 to 122°F); RH max 95% Dimensions 165 x 50 x 20 mm (6.5 x 2.0 x 0.8″) Weight 100 g (3.5 oz.) | <div aria-labelledby="tab-title-description" class="woocommerce-Tabs-panel woocommerce-Tabs-panel--description panel entry-content active" id="tab-description" role="tabpanel"> <ul> <li>±0.3°C accuracy</li> <li>CAL CHECK®</li> <li>Stainless steel folding probe with penetration tip</li> <li>Enables angled measurement</li> <li>Ergonomic</li> <li>Auto shut-off</li> </ul> <p> </p> <p>The folding Checktemp®4 provides practical temperature measurement for the food service industry.</p> <p style="text-align: justify;">Special attention was given to the ergonomic form of Checktemp®4. This thermometer fits comfortably and securely in your hand. The LCD on the side of the handle is easy to see and read. The fast responding, fold-away probe is made of high quality, stainless steel and can penetrate semi-frozen and semi-solid foods like meats, ice cream and cheeses. When you are finished using your Checktemp®4, wipe the probe clean and fold it away. Checktemp®4 automatically turns OFF so you can safely carry it in your pocket. CAL CHECK®</p> <p style="text-align: justify;">As you unfold the stainless steel probe, the Checktemp® 4 automatically turns ON and immediately performs a calibration test. This unique HANNA feature, CAL CHECK®, provides the security of knowing you have accurate measurements. CAL CHECK® also lets you know if your battery level is low or if your meter requires recalibration.</p> <p> </p> <p><strong>Order Information:</strong> HI 151-00 (Checktemp® 4 C) is supplied with battery and instructions.</p> <div><strong>Product Manuals</strong></div> <p><img align="absmiddle" alt="" border="0" decoding="async" height="22" loading="lazy" src="http://www.hannainst.com/usa/images/icon-pdf.gif" width="20"/> Manual: <a href="http://www.hannathai.com/manuals/en/manHI_151-00_01.pdf" rel="noopener" target="_blank" title="Download Product Manual">Download</a></p> <p style="text-align: justify;"><strong>Specification :</strong></p> <table class="spec_table"> <tbody> <tr> <td>Range</td> <td> </td> <td>-50.0 to 220°C</td> </tr> <tr> <td>Resolution</td> <td> </td> <td>0.1°C (-50.0 to 199.9°C) 1°C (200 to 220°C)</td> </tr> <tr> <td>Accuracy</td> <td> </td> <td>±0.3°C ±1 digit (-20.0 to 90.0°C); ±1% F.S. ±1 digit (outside)</td> </tr> <tr> <td>Calibration Check</td> <td> </td> <td>automatic, at startup</td> </tr> <tr> <td>Probe</td> <td> </td> <td>stainless steel, with penetration tip, 117 x dia 3.5 mm (4.6 x dia 0.14″)</td> </tr> <tr> <td>Battery Type / Life</td> <td> </td> <td>1.5V AA / approximately 25,000 hours of continuos use; auto-off after 8 minutes of non-use</td> </tr> <tr> <td>Environment</td> <td> </td> <td>0 to 50°C (32 to 122°F); RH max 95%</td> </tr> <tr> <td>Dimensions</td> <td> </td> <td>165 x 50 x 20 mm (6.5 x 2.0 x 0.8″)</td> </tr> <tr> <td>Weight</td> <td> </td> <td>100 g (3.5 oz.)</td> </tr> </tbody> </table> <p style="text-align: justify;"><strong> </strong></p> </div> | Checktemp®4C Folding Pocket Thermometer | <div class="product-short-description"> <p>Checktemp®4C Folding Pocket Thermometer</p> </div> | https://www.hannathailand.com/wp-content/uploads/2022/06/temperaturtestermitausklappbaremfuhler187_1.jpg | เครื่องวัดปริมาณฟอสฟอรัส ช่วงต่ำมาก รุ่น HI736 , เครื่องวัดปริมาณไนไตรท์ ช่วงต่ำ รุ่น HI707 , เครื่องวัดสีในน้ำตัวอย่าง HI727 , เครื่องวัดปริมาณแอมโมเนีย ช่วงสูง รุ่น HI733 , เครื่องวัดปริมาณฟอสเฟต ช่วงต่ำ รุ่น HI713 , เครื่องวัดปริมาณคลอรีนอิสระ รุ่น HI701 , เครื่องวัดปริมาณแอมโมเนีย ในน้ำ รุ่น HI715 , เซ็นเซอร์วัดออกซิเจนในน้ำสำหรับ HI9829 มัลติพารามิเตอร์ | <a class="woocommerce-LoopProduct-link woocommerce-loop-product__link" href="https://www.hannathailand.com/product/phosphorous-marine/">เครื่องวัดปริมาณฟอสฟอรัส ช่วงต่ำมาก รุ่น HI736</a> , <a class="woocommerce-LoopProduct-link woocommerce-loop-product__link" href="https://www.hannathailand.com/product/hi707-checker-hc-nitrite-lr/">เครื่องวัดปริมาณไนไตรท์ ช่วงต่ำ รุ่น HI707</a> , <a class="woocommerce-LoopProduct-link woocommerce-loop-product__link" href="https://www.hannathailand.com/product/hi727-checker-hc-color-of-water/">เครื่องวัดสีในน้ำตัวอย่าง HI727</a> , <a class="woocommerce-LoopProduct-link woocommerce-loop-product__link" href="https://www.hannathailand.com/product/hi733-checker-hc-ammonia-hr/">เครื่องวัดปริมาณแอมโมเนีย ช่วงสูง รุ่น HI733</a> , <a class="woocommerce-LoopProduct-link woocommerce-loop-product__link" href="https://www.hannathailand.com/product/hi713-checker-hc-phosphate-lr/">เครื่องวัดปริมาณฟอสเฟต ช่วงต่ำ รุ่น HI713</a> , <a class="woocommerce-LoopProduct-link woocommerce-loop-product__link" href="https://www.hannathailand.com/product/hi701-checker-hc-free-chlorine/">เครื่องวัดปริมาณคลอรีนอิสระ รุ่น HI701</a> , <a class="woocommerce-LoopProduct-link woocommerce-loop-product__link" href="https://www.hannathailand.com/product/hi715-checker-hc-ammonia-mr/">เครื่องวัดปริมาณแอมโมเนีย ในน้ำ รุ่น HI715</a> , <a class="woocommerce-LoopProduct-link woocommerce-loop-product__link" href="https://www.hannathailand.com/product/hi7609829-2/">เซ็นเซอร์วัดออกซิเจนในน้ำสำหรับ HI9829 มัลติพารามิเตอร์</a> | https://www.hannathailand.com/wp-content/uploads/2021/12/HI736-600x600.jpg , https://www.hannathailand.com/wp-content/uploads/2022/06/hi707400-600x600.jpg , https://www.hannathailand.com/wp-content/uploads/2022/06/miniphotometerfurfarbe843_11-600x600.jpg , https://www.hannathailand.com/wp-content/uploads/2022/06/miniphotometerfurammoniumhoch2418_11-600x600.jpg , https://www.hannathailand.com/wp-content/uploads/2022/06/hi713_lg51caffcdce23e-600x600.jpg , https://www.hannathailand.com/wp-content/uploads/2021/11/hi701-500x500.jpg , https://www.hannathailand.com/wp-content/uploads/2022/06/miniphotometerfurammoniakmittel2416_11-600x600.jpg , https://www.hannathailand.com/wp-content/uploads/2021/07/5-500x500.jpg
117 | HI2001 – ORP Electrode Process | วัดความเป็นกรด-ด่าง/โออาร์พี , สินค้าทั้งหมด , หัววัด , เครื่องควบคุมแบบต่อเนื่อง | https://www.hannathailand.com/product-category/pneumatics-control/ | https://www.hannathailand.com/product/hi2001-orp-electrode-process/ | HI2001 | 10,165.00 |  | <div aria-labelledby="tab-title-additional_information" class="woocommerce-Tabs-panel woocommerce-Tabs-panel--additional_information panel entry-content" id="tab-additional_information" role="tabpanel"> </div> | Flow-thru monitoring ORP electrode with BNC connection and 3 m cable. Specifically Built for Industrial Applications ½” NPT external thread for in-line installation pH electrode with exclusive PTFE non-clogging membrane Double-junction technology PVDF body Models with built-in matching pin and amplifier In order to reduce normal contamination coming from industrial use, these electrodes combine a polymer reference and double-junction technology. With this technology, no refilling is required and the electrode can be used in samples such as organic compounds, proteins and heavy metals. In addition, the pH electrodes use a unique annular PTFE junction that minimizes clogging. These industrial probes have a glass body electrode for use in aggressive chemicals and are easy to clean. A PEI protective sleeve gives the electrodes resistance against mechanical stress. Operating limits are -5 to 80°C (23 to 176°F) and pressure up to 6 bar (87 psi). Both pH and ORP models are available, many of which include a built-in matching pin. Some models also feature a built-in amplifier, which allows for measurements to be taken far from the location of the instrument without requiring a transmitter. HI 1000 and HI 2000 series incorporate a BNC connector that enables connection to any pH/ORP meter quick and easy; models with 3 or 5 meters (9.8 or 16 feet) cable are available. Specification : Junction double, PTFE Electrolyte polymer Temperature -5 to 80°C Max Pressure 6 bar (87 psi) Connection BNC Cable 3 m | <div aria-labelledby="tab-title-description" class="woocommerce-Tabs-panel woocommerce-Tabs-panel--description panel entry-content active" id="tab-description" role="tabpanel"> <p>Flow-thru monitoring ORP electrode with BNC connection and 3 m cable.</p> <p><big><br/><span style="font-size: medium;"> Specifically Built for Industrial Applications</span></big></p> <p> </p> <ul> <li>½” NPT external thread for in-line installation</li> <li>pH electrode with exclusive PTFE non-clogging membrane</li> <li>Double-junction technology</li> <li>PVDF body</li> <li>Models with built-in matching pin and amplifier</li> </ul> <p> </p> <p>In order to reduce normal contamination coming from industrial use, these electrodes combine a polymer reference and double-junction technology. With this technology, no refilling is required and the electrode can be used in samples such as organic compounds, proteins and heavy metals. In addition, the pH electrodes use a unique annular PTFE junction that minimizes clogging. These industrial probes have a glass body electrode for use in aggressive chemicals and are easy to clean. A PEI protective sleeve gives the electrodes resistance against mechanical stress. Operating limits are -5 to 80°C (23 to 176°F) and pressure up to 6 bar (87 psi).</p> <p>Both pH and ORP models are available, many of which include a built-in matching pin. Some models also feature a built-in amplifier, which allows for measurements to be taken far from the location of the instrument without requiring a transmitter.</p> <p>HI 1000 and HI 2000 series incorporate a BNC connector that enables connection to any pH/ORP meter quick and easy; models with 3 or 5 meters (9.8 or 16 feet) cable are available.</p> <p><strong>Specification :</strong></p> <table class="spec_table mceItemTable"> <tbody> <tr> <td><strong>Junction</strong></td> <td> </td> <td><small><span data-mce-style="font-size: small;" style="font-size: small;">double, PTFE</span></small></td> </tr> <tr> <td><strong>Electrolyte</strong></td> <td> </td> <td><small><span data-mce-style="font-size: small;" style="font-size: small;">polymer</span></small></td> </tr> <tr> <td><strong>Temperature</strong></td> <td> </td> <td><small><span data-mce-style="font-size: small;" style="font-size: small;">-5 to 80°C</span></small></td> </tr> <tr> <td><strong>Max Pressure</strong></td> <td> </td> <td><small><span data-mce-style="font-size: small;" style="font-size: small;">6 bar (87 psi)</span></small></td> </tr> <tr> <td><strong>Connection</strong></td> <td> </td> <td><small><span data-mce-style="font-size: small;" style="font-size: small;">BNC</span></small></td> </tr> <tr> <td><strong>Cable</strong></td> <td> </td> <td><small><span data-mce-style="font-size: small;" style="font-size: small;">3 m</span></small></td> </tr> </tbody> </table> <p><br mce_bogus="1"/></p> </div> | Flow-thru monitoring ORP electrode with BNC connection and 3 m cable. | <div class="product-short-description"> <p>Flow-thru monitoring ORP electrode with BNC connection and 3 m cable.</p> </div> | https://www.hannathailand.com/wp-content/uploads/2022/06/hi2001_200.jpg | เครื่องวัดปริมาณฟอสเฟต ช่วงต่ำ รุ่น HI713 , น้ำยามาตรฐานสอบเทียบ , เครื่องวัดปริมาณแอมโมเนีย ช่วงสูง รุ่น HI733 , เครื่องวัดปริมาณคลอรีนรวม รุ่น HI711 , เครื่องวัดปริมาณไอโอดีน รุ่น HI718 , เครื่องวัดสีในน้ำตัวอย่าง HI727 , เครื่องวัดปริมาณโครเมี่ยม ช่วงสูง รุ่น HI723 , เครื่องวัดปริมาณฟอสฟอรัส ช่วงต่ำมาก รุ่น HI736 | <a class="woocommerce-LoopProduct-link woocommerce-loop-product__link" href="https://www.hannathailand.com/product/hi713-checker-hc-phosphate-lr/">เครื่องวัดปริมาณฟอสเฟต ช่วงต่ำ รุ่น HI713</a> , <a class="woocommerce-LoopProduct-link woocommerce-loop-product__link" href="https://www.hannathailand.com/product/hi9828-25/">น้ำยามาตรฐานสอบเทียบ</a> , <a class="woocommerce-LoopProduct-link woocommerce-loop-product__link" href="https://www.hannathailand.com/product/hi733-checker-hc-ammonia-hr/">เครื่องวัดปริมาณแอมโมเนีย ช่วงสูง รุ่น HI733</a> , <a class="woocommerce-LoopProduct-link woocommerce-loop-product__link" href="https://www.hannathailand.com/product/hi711-checker-hc-total-chlorine/">เครื่องวัดปริมาณคลอรีนรวม รุ่น HI711</a> , <a class="woocommerce-LoopProduct-link woocommerce-loop-product__link" href="https://www.hannathailand.com/product/hi718-checker-hc-iodine/">เครื่องวัดปริมาณไอโอดีน รุ่น HI718</a> , <a class="woocommerce-LoopProduct-link woocommerce-loop-product__link" href="https://www.hannathailand.com/product/hi727-checker-hc-color-of-water/">เครื่องวัดสีในน้ำตัวอย่าง HI727</a> , <a class="woocommerce-LoopProduct-link woocommerce-loop-product__link" href="https://www.hannathailand.com/product/hi723-checker-hc-chromium-vi-hr/">เครื่องวัดปริมาณโครเมี่ยม ช่วงสูง รุ่น HI723</a> , <a class="woocommerce-LoopProduct-link woocommerce-loop-product__link" href="https://www.hannathailand.com/product/phosphorous-marine/">เครื่องวัดปริมาณฟอสฟอรัส ช่วงต่ำมาก รุ่น HI736</a> | https://www.hannathailand.com/wp-content/uploads/2022/06/hi2001_200-600x600.jpg , https://www.hannathailand.com/wp-content/uploads/2021/12/photometerfarbevonhonigbis150mmpfund1433_151e58d2a3d462-500x251.jpg , https://www.hannathailand.com/wp-content/uploads/2022/06/hi713_lg51caffcdce23e-600x600.jpg , https://www.hannathailand.com/wp-content/uploads/2021/07/8-500x500.jpg , https://www.hannathailand.com/wp-content/uploads/2022/06/miniphotometerfurammoniumhoch2418_11-600x600.jpg , https://www.hannathailand.com/wp-content/uploads/2022/06/hi711_lg-600x600.jpg , https://www.hannathailand.com/wp-content/uploads/2022/06/miniphotometerfuriod829_11-600x600.jpg , https://www.hannathailand.com/wp-content/uploads/2022/06/miniphotometerfurfarbe843_11-600x600.jpg , https://www.hannathailand.com/wp-content/uploads/2022/06/miniphotometerfurchromvihoch839_11-600x600.jpg , https://www.hannathailand.com/wp-content/uploads/2021/12/HI736-600x600.jpg
118 | HI2002/3 – ORP Electrode Process | วัดความเป็นกรด-ด่าง/โออาร์พี , สินค้าทั้งหมด , หัววัด , เครื่องควบคุมแบบต่อเนื่อง | https://www.hannathailand.com/product-category/pneumatics-control/ | https://www.hannathailand.com/product/hi20023-orp-electrode-process/ | HI20023 | 10,272.00 |  | <div aria-labelledby="tab-title-additional_information" class="woocommerce-Tabs-panel woocommerce-Tabs-panel--additional_information panel entry-content" id="tab-additional_information" role="tabpanel"> </div> | Flow-thru monitoring ORP electrode, platinum sensor, with BNC connection and 3 m cable. Specifically Built for Industrial Applications ½” NPT external thread for in-line installation pH electrode with exclusive PTFE non-clogging membrane Double-junction technology PVDF body Models with built-in matching pin and amplifier In order to reduce normal contamination coming from industrial use, these electrodes combine a polymer reference and double-junction technology. With this technology, no refilling is required and the electrode can be used in samples such as organic compounds, proteins and heavy metals. In addition, the pH electrodes use a unique annular PTFE junction that minimizes clogging. These industrial probes have a glass body electrode for use in aggressive chemicals and are easy to clean. A PEI protective sleeve gives the electrodes resistance against mechanical stress. Operating limits are -5 to 80°C (23 to 176°F) and pressure up to 6 bar (87 psi). Both pH and ORP models are available, many of which include a built-in matching pin. Some models also feature a built-in amplifier, which allows for measurements to be taken far from the location of the instrument without requiring a transmitter. HI 1000 and HI 2000 series incorporate a BNC connector that enables connection to any pH/ORP meter quick and easy; models with 3 or 5 meters (9.8 or 16 feet) cable are available. Specification : Junction double, PTFE Electrolyte polymer Matching Pin no Amplifier no Temperature -5 to 80°C Max Pressure 6 bar (87 psi) Connector BNC Cable 3 m | <div aria-labelledby="tab-title-description" class="woocommerce-Tabs-panel woocommerce-Tabs-panel--description panel entry-content active" id="tab-description" role="tabpanel"> <p>Flow-thru monitoring ORP electrode, platinum sensor, with BNC connection and 3 m cable.</p> <p> </p> <p><span style="font-size: medium;"><big>Specifically Built for Industrial Applications</big></span></p> <p> </p> <ul> <li>½” NPT external thread for in-line installation</li> <li>pH electrode with exclusive PTFE non-clogging membrane</li> <li>Double-junction technology</li> <li>PVDF body</li> <li>Models with built-in matching pin and amplifier</li> </ul> <p> </p> <p>In order to reduce normal contamination coming from industrial use, these electrodes combine a polymer reference and double-junction technology. With this technology, no refilling is required and the electrode can be used in samples such as organic compounds, proteins and heavy metals. In addition, the pH electrodes use a unique annular PTFE junction that minimizes clogging. These industrial probes have a glass body electrode for use in aggressive chemicals and are easy to clean. A PEI protective sleeve gives the electrodes resistance against mechanical stress. Operating limits are -5 to 80°C (23 to 176°F) and pressure up to 6 bar (87 psi).</p> <p>Both pH and ORP models are available, many of which include a built-in matching pin. Some models also feature a built-in amplifier, which allows for measurements to be taken far from the location of the instrument without requiring a transmitter.</p> <p>HI 1000 and HI 2000 series incorporate a BNC connector that enables connection to any pH/ORP meter quick and easy; models with 3 or 5 meters (9.8 or 16 feet) cable are available.</p> <p><strong>Specification :</strong></p> <table class="spec_table"> <tbody> <tr> <td><strong>Junction</strong></td> <td> </td> <td><small><span style="font-size: small;">double, PTFE</span></small></td> </tr> <tr> <td><strong>Electrolyte</strong></td> <td> </td> <td><small><span style="font-size: small;">polymer</span></small></td> </tr> <tr> <td><strong>Matching Pin</strong></td> <td> </td> <td><small><span style="font-size: small;">no</span></small></td> </tr> <tr> <td><strong>Amplifier</strong></td> <td> </td> <td><small><span style="font-size: small;">no</span></small></td> </tr> <tr> <td><strong>Temperature</strong></td> <td> </td> <td><small><span style="font-size: small;">-5 to 80°C</span></small></td> </tr> <tr> <td><strong>Max Pressure</strong></td> <td> </td> <td><small><span style="font-size: small;">6 bar (87 psi)</span></small></td> </tr> <tr> <td><strong>Connector</strong></td> <td> </td> <td><small><span style="font-size: small;">BNC</span></small></td> </tr> <tr> <td><strong>Cable</strong></td> <td> </td> <td><small><span style="font-size: small;">3 m</span></small></td> </tr> </tbody> </table> </div> | Flow-thru monitoring ORP electrode, platinum sensor, with BNC connection and 3 m cable. | <div class="product-short-description"> <p>Flow-thru monitoring ORP electrode, platinum sensor, with BNC connection and 3 m cable.</p> </div> | https://www.hannathailand.com/wp-content/uploads/2022/06/unbenannt.png | เครื่องวัดปริมาณแอมโมเนีย ช่วงสูง รุ่น HI733 , เครื่องวัดปริมาณไนไตรท์ ช่วงสูง ในตัวอย่างน้ำ รุ่น HI708 , เครื่องวัดปริมาณโบรมีน ในตัวอย่างน้ำ รุ่น HI716 , เครื่องวัดปริมาณไอโอดีน รุ่น HI718 , เครื่องวัดปริมาณโครเมี่ยม ช่วงสูง รุ่น HI723 , น้ำยามาตรฐานสอบเทียบ ค่ามาตรฐานความเค็ม , เครื่องวัดปริมาณแอมโมเนีย ช่วงต่ำ รุ่น HI700 , เครื่องวัดปริมาณคลอรีนรวม รุ่น HI711 | <a class="woocommerce-LoopProduct-link woocommerce-loop-product__link" href="https://www.hannathailand.com/product/hi733-checker-hc-ammonia-hr/">เครื่องวัดปริมาณแอมโมเนีย ช่วงสูง รุ่น HI733</a> , <a class="woocommerce-LoopProduct-link woocommerce-loop-product__link" href="https://www.hannathailand.com/product/hi708-checker-hc-nitrite-hr/">เครื่องวัดปริมาณไนไตรท์ ช่วงสูง ในตัวอย่างน้ำ รุ่น HI708</a> , <a class="woocommerce-LoopProduct-link woocommerce-loop-product__link" href="https://www.hannathailand.com/product/hi716-checker-hc-bromine/">เครื่องวัดปริมาณโบรมีน ในตัวอย่างน้ำ รุ่น HI716</a> , <a class="woocommerce-LoopProduct-link woocommerce-loop-product__link" href="https://www.hannathailand.com/product/hi718-checker-hc-iodine/">เครื่องวัดปริมาณไอโอดีน รุ่น HI718</a> , <a class="woocommerce-LoopProduct-link woocommerce-loop-product__link" href="https://www.hannathailand.com/product/hi723-checker-hc-chromium-vi-hr/">เครื่องวัดปริมาณโครเมี่ยม ช่วงสูง รุ่น HI723</a> , <a class="woocommerce-LoopProduct-link woocommerce-loop-product__link" href="https://www.hannathailand.com/product/hi7083l/">น้ำยามาตรฐานสอบเทียบ ค่ามาตรฐานความเค็ม</a> , <a class="woocommerce-LoopProduct-link woocommerce-loop-product__link" href="https://www.hannathailand.com/product/hi700-checker-hc-ammonia-lr/">เครื่องวัดปริมาณแอมโมเนีย ช่วงต่ำ รุ่น HI700</a> , <a class="woocommerce-LoopProduct-link woocommerce-loop-product__link" href="https://www.hannathailand.com/product/hi711-checker-hc-total-chlorine/">เครื่องวัดปริมาณคลอรีนรวม รุ่น HI711</a> | https://www.hannathailand.com/wp-content/uploads/2022/06/unbenannt-600x600.jpg , https://www.hannathailand.com/wp-content/uploads/2022/06/766a51e5984766b8b-600x600.jpg , https://www.hannathailand.com/wp-content/uploads/2022/06/miniphotometerfurammoniumhoch2418_11-600x600.jpg , https://www.hannathailand.com/wp-content/uploads/2022/06/miniphotometerfurnitrithoch2420_11-600x600.jpg , https://www.hannathailand.com/wp-content/uploads/2022/06/miniphotometerfurfreiesgesamtchlor704_11-600x600.jpg , https://www.hannathailand.com/wp-content/uploads/2022/06/miniphotometerfuriod829_11-600x600.jpg , https://www.hannathailand.com/wp-content/uploads/2022/06/miniphotometerfurchromvihoch839_11-600x600.jpg , https://www.hannathailand.com/wp-content/uploads/2021/07/10-500x500.jpg , https://www.hannathailand.com/wp-content/uploads/2022/06/hi700_400pxl-600x600.jpg , https://www.hannathailand.com/wp-content/uploads/2022/06/hi711_lg-600x600.jpg
119 | HI2002/5 – ORP Electrode Process | วัดความเป็นกรด-ด่าง/โออาร์พี , สินค้าทั้งหมด , หัววัด , เครื่องควบคุมแบบต่อเนื่อง | https://www.hannathailand.com/product-category/pneumatics-control/ | https://www.hannathailand.com/product/hi20025-orp-electrode-process/ | HI20025 | 11,021.00 |  | <div aria-labelledby="tab-title-additional_information" class="woocommerce-Tabs-panel woocommerce-Tabs-panel--additional_information panel entry-content" id="tab-additional_information" role="tabpanel"> </div> | Flow-thru monitoring ORP, platinum sensor, electrode with matching pin and 5 m cable Specifically Built for Industrial Applications ½” NPT external thread for in-line installation pH electrode with exclusive PTFE non-clogging membrane Double-junction technology PVDF body Models with built-in matching pin and amplifier In order to reduce normal contamination coming from industrial use, these electrodes combine a polymer reference and double-junction technology. With this technology, no refilling is required and the electrode can be used in samples such as organic compounds, proteins and heavy metals. In addition, the pH electrodes use a unique annular PTFE junction that minimizes clogging. These industrial probes have a glass body electrode for use in aggressive chemicals and are easy to clean. A PEI protective sleeve gives the electrodes resistance against mechanical stress. Operating limits are -5 to 80°C (23 to 176°F) and pressure up to 6 bar (87 psi). Both pH and ORP models are available, many of which include a built-in matching pin. Some models also feature a built-in amplifier, which allows for measurements to be taken far from the location of the instrument without requiring a transmitter. HI 1000 and HI 2000 series incorporate a BNC connector that enables connection to any pH/ORP meter quick and easy; models with 3 or 5 meters (9.8 or 16 feet) cable are available. Specification : Junction double, PTFE Electrolyte polymer Matching Pin yes Amplifier no Temperature -5 to 80°C Max Pressure 6 bar (87 psi) Connector BNC Cable 5 m | <div aria-labelledby="tab-title-description" class="woocommerce-Tabs-panel woocommerce-Tabs-panel--description panel entry-content active" id="tab-description" role="tabpanel"> <p>Flow-thru monitoring ORP, platinum sensor, electrode with matching pin and 5 m cable</p> <p> </p> <p><span style="font-size: medium;"><big>Specifically Built for Industrial Applications</big></span></p> <p> </p> <ul> <li>½” NPT external thread for in-line installation</li> <li>pH electrode with exclusive PTFE non-clogging membrane</li> <li>Double-junction technology</li> <li>PVDF body</li> <li>Models with built-in matching pin and amplifier</li> </ul> <p> </p> <p>In order to reduce normal contamination coming from industrial use, these electrodes combine a polymer reference and double-junction technology. With this technology, no refilling is required and the electrode can be used in samples such as organic compounds, proteins and heavy metals. In addition, the pH electrodes use a unique annular PTFE junction that minimizes clogging. These industrial probes have a glass body electrode for use in aggressive chemicals and are easy to clean. A PEI protective sleeve gives the electrodes resistance against mechanical stress. Operating limits are -5 to 80°C (23 to 176°F) and pressure up to 6 bar (87 psi).</p> <p>Both pH and ORP models are available, many of which include a built-in matching pin. Some models also feature a built-in amplifier, which allows for measurements to be taken far from the location of the instrument without requiring a transmitter.</p> <p>HI 1000 and HI 2000 series incorporate a BNC connector that enables connection to any pH/ORP meter quick and easy; models with 3 or 5 meters (9.8 or 16 feet) cable are available.</p> <p><strong>Specification :</strong></p> <table class="spec_table"> <tbody> <tr> <td><strong>Junction</strong></td> <td> </td> <td><small><span style="font-size: small;">double, PTFE</span></small></td> </tr> <tr> <td><strong>Electrolyte</strong></td> <td> </td> <td><small><span style="font-size: small;">polymer</span></small></td> </tr> <tr> <td><strong>Matching Pin</strong></td> <td> </td> <td><small><span style="font-size: small;">yes</span></small></td> </tr> <tr> <td><strong>Amplifier</strong></td> <td> </td> <td><small><span style="font-size: small;">no</span></small></td> </tr> <tr> <td><strong>Temperature</strong></td> <td> </td> <td><small><span style="font-size: small;">-5 to 80°C</span></small></td> </tr> <tr> <td><strong>Max Pressure</strong></td> <td> </td> <td><small><span style="font-size: small;">6 bar (87 psi)</span></small></td> </tr> <tr> <td><strong>Connector</strong></td> <td> </td> <td><small><span style="font-size: small;">BNC</span></small></td> </tr> <tr> <td><strong>Cable</strong></td> <td> </td> <td><small><span style="font-size: small;">5 m</span></small></td> </tr> </tbody> </table> </div> | Flow-thru monitoring ORP, platinum sensor, electrode with matching pin and 5 m cable | <div class="product-short-description"> <p>Flow-thru monitoring ORP, platinum sensor, electrode with matching pin and 5 m cable</p> </div> | https://www.hannathailand.com/wp-content/uploads/2022/06/unbenannt.png | เครื่องวัดค่าเหล็ก รุ่น HI721 , เครื่องวัดคลอรีน , เครื่องวัดปริมาณไนไตรท์ ช่วงต่ำ รุ่น HI707 , เครื่องวัดสีในน้ำตัวอย่าง HI727 , เครื่องวัดปริมาณไอโอดีน รุ่น HI718 , เครื่องวัดปริมาณโครเมี่ยม ช่วงสูง รุ่น HI723 , ซัลไฟด์สารต้านอนุมูลอิสระบัฟเฟอร์ , เครื่องวัดปริมาณฟอสฟอรัส ช่วงสูง รุ่น HI706 | <a class="woocommerce-LoopProduct-link woocommerce-loop-product__link" href="https://www.hannathailand.com/product/hi721-checker-hc-iron/">เครื่องวัดค่าเหล็ก รุ่น HI721</a> , <a class="woocommerce-LoopProduct-link woocommerce-loop-product__link" href="https://www.hannathailand.com/product/free-chlorine/">เครื่องวัดคลอรีน</a> , <a class="woocommerce-LoopProduct-link woocommerce-loop-product__link" href="https://www.hannathailand.com/product/hi707-checker-hc-nitrite-lr/">เครื่องวัดปริมาณไนไตรท์ ช่วงต่ำ รุ่น HI707</a> , <a class="woocommerce-LoopProduct-link woocommerce-loop-product__link" href="https://www.hannathailand.com/product/hi727-checker-hc-color-of-water/">เครื่องวัดสีในน้ำตัวอย่าง HI727</a> , <a class="woocommerce-LoopProduct-link woocommerce-loop-product__link" href="https://www.hannathailand.com/product/hi718-checker-hc-iodine/">เครื่องวัดปริมาณไอโอดีน รุ่น HI718</a> , <a class="woocommerce-LoopProduct-link woocommerce-loop-product__link" href="https://www.hannathailand.com/product/hi723-checker-hc-chromium-vi-hr/">เครื่องวัดปริมาณโครเมี่ยม ช่วงสูง รุ่น HI723</a> , <a class="woocommerce-LoopProduct-link woocommerce-loop-product__link" href="https://www.hannathailand.com/product/hi4015-00/">ซัลไฟด์สารต้านอนุมูลอิสระบัฟเฟอร์</a> , <a class="woocommerce-LoopProduct-link woocommerce-loop-product__link" href="https://www.hannathailand.com/product/hi706-checker-hc-phosphorous-hr/">เครื่องวัดปริมาณฟอสฟอรัส ช่วงสูง รุ่น HI706</a> | https://www.hannathailand.com/wp-content/uploads/2022/06/unbenannt-600x600.jpg , https://www.hannathailand.com/wp-content/uploads/2022/06/766a51e5984766b8b-600x600.jpg , https://www.hannathailand.com/wp-content/uploads/2022/06/miniphotometerfureisen832_11-600x600.jpg , https://www.hannathailand.com/wp-content/uploads/2021/07/1-500x500.jpg , https://www.hannathailand.com/wp-content/uploads/2022/06/hi707400-600x600.jpg , https://www.hannathailand.com/wp-content/uploads/2022/06/miniphotometerfurfarbe843_11-600x600.jpg , https://www.hannathailand.com/wp-content/uploads/2022/06/miniphotometerfuriod829_11-600x600.jpg , https://www.hannathailand.com/wp-content/uploads/2022/06/miniphotometerfurchromvihoch839_11-600x600.jpg , https://www.hannathailand.com/wp-content/uploads/2021/07/7-500x500.jpg , https://www.hannathailand.com/wp-content/uploads/2022/06/hi706_400-600x600.jpg
120 | HI2004-2005 – ORP Industrial Electrode, 5m cable | วัดความเป็นกรด-ด่าง/โออาร์พี , สินค้าทั้งหมด , หัววัด , เครื่องควบคุมแบบต่อเนื่อง | https://www.hannathailand.com/product-category/pneumatics-control/ | https://www.hannathailand.com/product/hi2004-2005-orp-industrial-electrode-5m-cable/ | HI2004-2005 | 26,750.00 |  | <div aria-labelledby="tab-title-additional_information" class="woocommerce-Tabs-panel woocommerce-Tabs-panel--additional_information panel entry-content" id="tab-additional_information" role="tabpanel"> </div> | Industrial Flat Tip ORP electrode, PTFE junction, Pt sensor, BNC connector, 5 m cable. Self-cleaning flat tip sensor Significantly reduced maintenance requirement Models especially designed for plating baths PVDF body Three junction types: ceramic, PTFE and open Built-in potential matching pin Three different glass type pH sensors ORP electrodes with platinum or gold sensor Models with built-in Pt100 or Pt1000 temp. sensor Internal amplifier models powered by the process controller 3/4″ NPT external thread on both ends for easy installation HANNA presents a series of combination pH and ORP electrodes, including more than 300 models, incorporating over 20 years of electrode manufacturing experience. The most advanced feature of this series is the electrode shape with flat tip, virtually eliminating deposits that can foul the electrode, significantly reducing necessary maintenance. This characteristic makes flat tip electrodes ideal for continuous in-line monitoring and for solutions containing aggressive chemicals. The PVDF body offers a higher level of mechanical and temperature resistance. Moreover, the PVDF material is non-toxic and compatible with food applications. Each pH and ORP electrode is provided with an internal matching pin that can avoid typical problems caused by grounding loop current, such as progressive damage of the electrode, fluctuating measurements and poor process regulation. | <div aria-labelledby="tab-title-description" class="woocommerce-Tabs-panel woocommerce-Tabs-panel--description panel entry-content active" id="tab-description" role="tabpanel"> <p>Industrial Flat Tip ORP electrode, PTFE junction, Pt sensor, BNC connector, 5 m cable.</p> <p> </p> <ul> <li>Self-cleaning flat tip sensor</li> <li>Significantly reduced maintenance requirement</li> <li>Models especially designed for plating baths</li> <li>PVDF body</li> <li>Three junction types: ceramic, PTFE and open</li> <li>Built-in potential matching pin</li> <li>Three different glass type pH sensors</li> <li>ORP electrodes with platinum or gold sensor</li> <li>Models with built-in Pt100 or Pt1000 temp. sensor</li> <li>Internal amplifier models powered by the process controller</li> <li>3/4″ NPT external thread on both ends for easy installation</li> </ul> <p> </p> <p>HANNA presents a series of combination pH and ORP electrodes, including more than 300 models, incorporating over 20 years of electrode manufacturing experience. <br/> The most advanced feature of this series is the electrode shape with flat tip, virtually eliminating deposits that can foul the electrode, significantly reducing necessary maintenance. This characteristic makes flat tip electrodes ideal for continuous in-line monitoring and for solutions containing aggressive chemicals.<br/> The PVDF body offers a higher level of mechanical and temperature resistance. Moreover, the PVDF material is non-toxic and compatible with food applications.<br/> Each pH and ORP electrode is provided with an internal matching pin that can avoid typical problems caused by grounding loop current, such as progressive damage of the electrode, fluctuating measurements and poor process regulation.</p> </div> | ORP Electrode with PVDF. | <div class="product-short-description"> <p>ORP Electrode with PVDF.</p> </div> | https://www.hannathailand.com/wp-content/uploads/2022/06/766a51e6630d56cb0.png | เครื่องวัดปริมาณฟอสฟอรัส ช่วงต่ำมาก รุ่น HI736 , เครื่องวัดปริมาณแอมโมเนีย ช่วงสูง รุ่น HI733 , เครื่องวัดปริมาณแอมโมเนีย ในน้ำ รุ่น HI715 , เครื่องวัดปริมาณคลอรีนอิสระ รุ่น HI701 , เครื่องวัดปริมาณไนไตรท์ ช่วงต่ำ รุ่น HI707 , เครื่องควบคุมค่าความนำไฟฟ้า , เครื่องวัดปริมาณไอโอดีน รุ่น HI718 , เครื่องวัดปริมาณฟอสเฟต ช่วงสูง รุ่น HI717 | <a class="woocommerce-LoopProduct-link woocommerce-loop-product__link" href="https://www.hannathailand.com/product/phosphorous-marine/">เครื่องวัดปริมาณฟอสฟอรัส ช่วงต่ำมาก รุ่น HI736</a> , <a class="woocommerce-LoopProduct-link woocommerce-loop-product__link" href="https://www.hannathailand.com/product/hi733-checker-hc-ammonia-hr/">เครื่องวัดปริมาณแอมโมเนีย ช่วงสูง รุ่น HI733</a> , <a class="woocommerce-LoopProduct-link woocommerce-loop-product__link" href="https://www.hannathailand.com/product/hi715-checker-hc-ammonia-mr/">เครื่องวัดปริมาณแอมโมเนีย ในน้ำ รุ่น HI715</a> , <a class="woocommerce-LoopProduct-link woocommerce-loop-product__link" href="https://www.hannathailand.com/product/hi701-checker-hc-free-chlorine/">เครื่องวัดปริมาณคลอรีนอิสระ รุ่น HI701</a> , <a class="woocommerce-LoopProduct-link woocommerce-loop-product__link" href="https://www.hannathailand.com/product/hi707-checker-hc-nitrite-lr/">เครื่องวัดปริมาณไนไตรท์ ช่วงต่ำ รุ่น HI707</a> , <a class="woocommerce-LoopProduct-link woocommerce-loop-product__link" href="https://www.hannathailand.com/product/hi8931cn/">เครื่องควบคุมค่าความนำไฟฟ้า</a> , <a class="woocommerce-LoopProduct-link woocommerce-loop-product__link" href="https://www.hannathailand.com/product/hi718-checker-hc-iodine/">เครื่องวัดปริมาณไอโอดีน รุ่น HI718</a> , <a class="woocommerce-LoopProduct-link woocommerce-loop-product__link" href="https://www.hannathailand.com/product/hi717-checker-hc-phosphate-hr/">เครื่องวัดปริมาณฟอสเฟต ช่วงสูง รุ่น HI717</a> | https://www.hannathailand.com/wp-content/uploads/2022/06/766a51e6630d56cb0-600x600.jpg , https://www.hannathailand.com/wp-content/uploads/2021/12/766a51e662cbc4b13.png , https://www.hannathailand.com/wp-content/uploads/2021/12/unbenannt51e662cf4c564.png , https://www.hannathailand.com/wp-content/uploads/2021/12/766a51e662f26d2af.png , https://www.hannathailand.com/wp-content/uploads/2021/12/unbenannt51e662f54d28c.png , https://www.hannathailand.com/wp-content/uploads/2021/12/HI736-600x600.jpg , https://www.hannathailand.com/wp-content/uploads/2022/06/miniphotometerfurammoniumhoch2418_11-600x600.jpg , https://www.hannathailand.com/wp-content/uploads/2022/06/miniphotometerfurammoniakmittel2416_11-600x600.jpg , https://www.hannathailand.com/wp-content/uploads/2021/11/hi701-500x500.jpg , https://www.hannathailand.com/wp-content/uploads/2022/06/hi707400-600x600.jpg , https://www.hannathailand.com/wp-content/uploads/2021/07/2-500x500.jpg , https://www.hannathailand.com/wp-content/uploads/2022/06/miniphotometerfuriod829_11-600x600.jpg , https://www.hannathailand.com/wp-content/uploads/2022/06/miniphotometerfurphosphathoch827_11-600x600.jpg
121 | HI2008 – ORP Electrode for PCA | วัดความเป็นกรด-ด่าง/โออาร์พี , สินค้าทั้งหมด , หัววัด , เครื่องควบคุมแบบต่อเนื่อง | https://www.hannathailand.com/product-category/pneumatics-control/ | https://www.hannathailand.com/product/hi2008-orp-electrode-for-pca/ | HI2008 | 11,235.00 |  | <div aria-labelledby="tab-title-additional_information" class="woocommerce-Tabs-panel woocommerce-Tabs-panel--additional_information panel entry-content" id="tab-additional_information" role="tabpanel"> </div> | Flow-thru monitoring ORP electrode, Au sensor, with matching pin, amplifier and DIN connection and 0.5 m cable. ½” NPT external thread for in-line installation pH electrode with exclusive PTFE non-clogging membrane Double-junction technology PVDF body Models with built-in matching pin and amplifier In order to reduce normal contamination coming from industrial use, these electrodes combine a polymer reference and double-junction technology. With this technology, no refilling is required and the electrode can be used in samples such as organic compounds, proteins and heavy metals. In addition, the pH electrodes use a unique annular PTFE junction that minimizes clogging. These industrial probes have a glass body electrode for use in aggressive chemicals and are easy to clean. A PEI protective sleeve gives the electrodes resistance against mechanical stress. Operating limits are -5 to 80°C (23 to 176°F) and pressure up to 6 bar (87 psi). Both pH and ORP models are available, many of which include a built-in matching pin. Some models also feature a built-in amplifier, which allows for measurements to be taken far from the location of the instrument without requiring a transmitter. HI 1000 and HI 2000 series incorporate a BNC connector that enables connection to any pH/ORP meter quick and easy. Junction double, PTFE Electrolyte polymer Matching Pin yes Amplifier yes Temperature -5 to 80°C Max Pressure 6 bar (87 psi) Connector DIN Cable 0.5 m | <div aria-labelledby="tab-title-description" class="woocommerce-Tabs-panel woocommerce-Tabs-panel--description panel entry-content active" id="tab-description" role="tabpanel"> <p>Flow-thru monitoring ORP electrode, Au sensor, with matching pin, amplifier and DIN connection and 0.5 m cable.</p> <p> </p> <ul> <li>½” NPT external thread for in-line installation</li> <li>pH electrode with exclusive PTFE non-clogging membrane</li> <li>Double-junction technology</li> <li>PVDF body</li> <li>Models with built-in matching pin and amplifier</li> </ul> <p> </p> <p>In order to reduce normal contamination coming from industrial use, these electrodes combine a polymer reference and double-junction technology. With this technology, no refilling is required and the electrode can be used in samples such as organic compounds, proteins and heavy metals. In addition, the pH electrodes use a unique annular PTFE junction that minimizes clogging. These industrial probes have a glass body electrode for use in aggressive chemicals and are easy to clean. A PEI protective sleeve gives the electrodes resistance against mechanical stress. Operating limits are -5 to 80°C (23 to 176°F) and pressure up to 6 bar (87 psi).</p> <p>Both pH and ORP models are available, many of which include a built-in matching pin. Some models also feature a built-in amplifier, which allows for measurements to be taken far from the location of the instrument without requiring a transmitter.</p> <p>HI 1000 and HI 2000 series incorporate a BNC connector that enables connection to any pH/ORP meter quick and easy.</p> <table class="spec_table mceItemTable"> <tbody> <tr> <td><strong>Junction</strong></td> <td> </td> <td><small><span data-mce-style="font-size: small;" style="font-size: small;">double, PTFE</span></small></td> </tr> <tr> <td><strong>Electrolyte</strong></td> <td> </td> <td><small><span data-mce-style="font-size: small;" style="font-size: small;">polymer</span></small></td> </tr> <tr> <td><strong>Matching Pin</strong></td> <td> </td> <td><small><span data-mce-style="font-size: small;" style="font-size: small;">yes</span></small></td> </tr> <tr> <td><strong>Amplifier</strong></td> <td> </td> <td><small><span data-mce-style="font-size: small;" style="font-size: small;">yes</span></small></td> </tr> <tr> <td><strong>Temperature</strong></td> <td> </td> <td><small><span data-mce-style="font-size: small;" style="font-size: small;">-5 to 80°C</span></small></td> </tr> <tr> <td><strong>Max Pressure</strong></td> <td> </td> <td><small><span data-mce-style="font-size: small;" style="font-size: small;">6 bar (87 psi)</span></small></td> </tr> <tr> <td><strong>Connector</strong></td> <td> </td> <td><small><span data-mce-style="font-size: small;" style="font-size: small;">DIN</span></small></td> </tr> <tr> <td><strong>Cable</strong></td> <td> </td> <td><small><span data-mce-style="font-size: small;" style="font-size: small;">0.5 m</span></small></td> </tr> </tbody> </table> <p><br mce_bogus="1"/></p> </div> | AmpHel ORP electrode for PCA 330, with differential input, DIN, 0.5m cable | <div class="product-short-description"> <p>AmpHel ORP electrode for PCA 330, with differential input, DIN, 0.5m cable</p> </div> | https://www.hannathailand.com/wp-content/uploads/2022/06/photometerfarbevonhonigbis150mmpfund1433_151e69566d8213.jpg | เครื่องวัดปริมาณฟอสเฟต ช่วงสูง รุ่น HI717 , เครื่องวัดปริมาณแอมโมเนีย ช่วงต่ำ รุ่น HI700 , เครื่องวัดปริมาณคลอรีนอิสระ รุ่น HI701 , เครื่องวัดปริมาณไอโอดีน รุ่น HI718 , ซัลไฟด์สารต้านอนุมูลอิสระบัฟเฟอร์ , น้ำยามาตรฐานสอบเทียบ ค่ามาตรฐานความเค็ม , เครื่องวัดปริมาณซิลิกา ช่วงต่ำ ในตัวอย่างน้ำ รุ่น HI705 , เครื่องวัดปริมาณฟอสเฟต ช่วงต่ำ รุ่น HI713 | <a class="woocommerce-LoopProduct-link woocommerce-loop-product__link" href="https://www.hannathailand.com/product/hi717-checker-hc-phosphate-hr/">เครื่องวัดปริมาณฟอสเฟต ช่วงสูง รุ่น HI717</a> , <a class="woocommerce-LoopProduct-link woocommerce-loop-product__link" href="https://www.hannathailand.com/product/hi700-checker-hc-ammonia-lr/">เครื่องวัดปริมาณแอมโมเนีย ช่วงต่ำ รุ่น HI700</a> , <a class="woocommerce-LoopProduct-link woocommerce-loop-product__link" href="https://www.hannathailand.com/product/hi701-checker-hc-free-chlorine/">เครื่องวัดปริมาณคลอรีนอิสระ รุ่น HI701</a> , <a class="woocommerce-LoopProduct-link woocommerce-loop-product__link" href="https://www.hannathailand.com/product/hi718-checker-hc-iodine/">เครื่องวัดปริมาณไอโอดีน รุ่น HI718</a> , <a class="woocommerce-LoopProduct-link woocommerce-loop-product__link" href="https://www.hannathailand.com/product/hi4015-00/">ซัลไฟด์สารต้านอนุมูลอิสระบัฟเฟอร์</a> , <a class="woocommerce-LoopProduct-link woocommerce-loop-product__link" href="https://www.hannathailand.com/product/hi7080l/">น้ำยามาตรฐานสอบเทียบ ค่ามาตรฐานความเค็ม</a> , <a class="woocommerce-LoopProduct-link woocommerce-loop-product__link" href="https://www.hannathailand.com/product/hi705-checker-hc-silica-lr/">เครื่องวัดปริมาณซิลิกา ช่วงต่ำ ในตัวอย่างน้ำ รุ่น HI705</a> , <a class="woocommerce-LoopProduct-link woocommerce-loop-product__link" href="https://www.hannathailand.com/product/hi713-checker-hc-phosphate-lr/">เครื่องวัดปริมาณฟอสเฟต ช่วงต่ำ รุ่น HI713</a> | https://www.hannathailand.com/wp-content/uploads/2022/06/miniphotometerfurphosphathoch827_11-600x600.jpg , https://www.hannathailand.com/wp-content/uploads/2022/06/hi700_400pxl-600x600.jpg , https://www.hannathailand.com/wp-content/uploads/2021/11/hi701-500x500.jpg , https://www.hannathailand.com/wp-content/uploads/2022/06/miniphotometerfuriod829_11-600x600.jpg , https://www.hannathailand.com/wp-content/uploads/2021/07/7-500x500.jpg , https://www.hannathailand.com/wp-content/uploads/2021/07/11-500x500.jpg , https://www.hannathailand.com/wp-content/uploads/2022/06/hi705400-600x600.jpg , https://www.hannathailand.com/wp-content/uploads/2022/06/hi713_lg51caffcdce23e-600x600.jpg
122 | HI2111B – pH Half Cell (strong alkaline solution) | สินค้าทั้งหมด , หัววัด , เครื่องวัดความเป็นกรด-ด่าง/โออาร์พี | https://www.hannathailand.com/product-category/ph-meter/ | https://www.hannathailand.com/product/hi2111b-ph-half-cell-strong-alkaline-solution/ | HI2111B | 8,025.00 |  | <div aria-labelledby="tab-title-additional_information" class="woocommerce-Tabs-panel woocommerce-Tabs-panel--additional_information panel entry-content" id="tab-additional_information" role="tabpanel"> </div> | pH half-cell made ​​of glass, designed for strong bases. Range pH: 0 to 14 pH; Temperature: 30 bis 85°C Size Spheric (Ø 9.5 mm) Material Glass Cable Coaxial, with BNC | <div aria-labelledby="tab-title-description" class="woocommerce-Tabs-panel woocommerce-Tabs-panel--description panel entry-content active" id="tab-description" role="tabpanel"> <p><span class="hps">pH</span> <span class="hps">half-cell</span> <span class="hps">made ​​of glass,</span> <span class="hps">designed for</span> <span class="hps">strong bases.</span></p> <table border="0" cellpadding="0" cellspacing="0"> <colgroup> <col width="187"/> <col width="340"/></colgroup> <tbody> <tr> <td class="xl63" height="20" width="187">Range</td> <td>pH: 0 to 14 pH; Temperature: 30 bis 85°C</td> </tr> <tr> <td class="xl63" height="20" width="187">Size</td> <td class="xl64" width="340">Spheric (Ø 9.5 mm)</td> </tr> <tr> <td class="xl63" height="20" width="187">Material</td> <td class="xl64" width="340">Glass</td> </tr> <tr> <td class="xl63" height="20" width="187">Cable</td> <td class="xl64" width="340">Coaxial, with BNC</td> </tr> </tbody> </table> <p> </p> </div> | pH half-cell HI21111B made ​​of glass, designed for strong bases. | <div class="product-short-description"> <p>pH half-cell HI21111B made ​​of glass, designed for strong bases.</p> </div> | https://www.hannathailand.com/wp-content/uploads/2022/06/31gluhj8kul__sl500_aa300_51e1ae3933610.jpg | เครื่องวัดปริมาณฟอสเฟต ช่วงสูง รุ่น HI717 , น้ำยามาตรฐานสำหรับค่าโซเดียม , เครื่องวัดปริมาณแอมโมเนีย ช่วงต่ำ รุ่น HI700 , เครื่องวัดคลอรีน , น้ำยามาตรฐานสอบเทียบ ค่ามาตรฐานความเค็ม , เครื่องวัดปริมาณคลอรีนรวม รุ่น HI711 , เครื่องวัดปริมาณฟอสฟอรัส ช่วงต่ำมาก รุ่น HI736 , เครื่องวัดค่าเหล็ก รุ่น HI721 | <a class="woocommerce-LoopProduct-link woocommerce-loop-product__link" href="https://www.hannathailand.com/product/hi717-checker-hc-phosphate-hr/">เครื่องวัดปริมาณฟอสเฟต ช่วงสูง รุ่น HI717</a> , <a class="woocommerce-LoopProduct-link woocommerce-loop-product__link" href="https://www.hannathailand.com/product/hi7090l/">น้ำยามาตรฐานสำหรับค่าโซเดียม</a> , <a class="woocommerce-LoopProduct-link woocommerce-loop-product__link" href="https://www.hannathailand.com/product/hi700-checker-hc-ammonia-lr/">เครื่องวัดปริมาณแอมโมเนีย ช่วงต่ำ รุ่น HI700</a> , <a class="woocommerce-LoopProduct-link woocommerce-loop-product__link" href="https://www.hannathailand.com/product/free-chlorine/">เครื่องวัดคลอรีน</a> , <a class="woocommerce-LoopProduct-link woocommerce-loop-product__link" href="https://www.hannathailand.com/product/hi7080l/">น้ำยามาตรฐานสอบเทียบ ค่ามาตรฐานความเค็ม</a> , <a class="woocommerce-LoopProduct-link woocommerce-loop-product__link" href="https://www.hannathailand.com/product/hi711-checker-hc-total-chlorine/">เครื่องวัดปริมาณคลอรีนรวม รุ่น HI711</a> , <a class="woocommerce-LoopProduct-link woocommerce-loop-product__link" href="https://www.hannathailand.com/product/phosphorous-marine/">เครื่องวัดปริมาณฟอสฟอรัส ช่วงต่ำมาก รุ่น HI736</a> , <a class="woocommerce-LoopProduct-link woocommerce-loop-product__link" href="https://www.hannathailand.com/product/hi721-checker-hc-iron/">เครื่องวัดค่าเหล็ก รุ่น HI721</a> | https://www.hannathailand.com/wp-content/uploads/2022/06/miniphotometerfurphosphathoch827_11-600x600.jpg , https://www.hannathailand.com/wp-content/uploads/2021/07/12-500x500.jpg , https://www.hannathailand.com/wp-content/uploads/2022/06/hi700_400pxl-600x600.jpg , https://www.hannathailand.com/wp-content/uploads/2021/07/1-500x500.jpg , https://www.hannathailand.com/wp-content/uploads/2021/07/11-500x500.jpg , https://www.hannathailand.com/wp-content/uploads/2022/06/hi711_lg-600x600.jpg , https://www.hannathailand.com/wp-content/uploads/2021/12/HI736-600x600.jpg , https://www.hannathailand.com/wp-content/uploads/2022/06/miniphotometerfureisen832_11-600x600.jpg
123 | HI2211 Basic pH / ORP / °C Meter / 2-Point Calibration | สินค้าทั้งหมด , เครื่องวัดความเป็นกรด-ด่าง/โออาร์พี , แบบตั้งโต๊ะ | https://www.hannathailand.com/product-category/ph-meter/benchtop/ | https://www.hannathailand.com/product/hi2211-basic-ph-orp-c-meter-2-point-calibration/ | HI2211-02 | 28,355.00 |  | <div aria-labelledby="tab-title-additional_information" class="woocommerce-Tabs-panel woocommerce-Tabs-panel--additional_information panel entry-content" id="tab-additional_information" role="tabpanel"> </div> | HI 2211 is a benchtop pH/ORP and °C meter. HI 2211 adds measurement for ion concentration (ISE) and Oxidation Reduction Potential (ORP) in the mV range. This instrument also features a reading stability indicator used during calibration and a measurement memory/memory recall function . pH measurements for both instruments are compensated for the temperature effect manually or automatically with the HI 7662 temperature probe. This meter is equipped with an easy-to-read LCD which shows both the primary reading and ºC. Order Information: HI 2211-02 (230V) are supplied with HI 1131B pH electrode, HI 7662 temperature probe, HI 76404N electrode holder, HI 70004 pH 4.01 buffer solution sachet, HI 70007 pH 7.01 buffer solution sachet, HI 7071S electrolyte solution (30 mL), HI 700661 cleaning solution sachet, 12 VDC adapter and instructions. Product Manuals Manual: Download Specification : Range pH -2.00 to 16.00 pH mV ±399.9 mV; ±2000 mV Temperature -20 to 120.0°C Resolution pH 0.01 pH mV 0.1 mV; 1 mV Temperature 0.1 °C Accuracy pH ±0.01 pH mV ±0.2 mV (±399.9 mV); ±1 mV (±2000 mV) Temperature ±0.4 °C (excluding probe error) pH Calibration automatic, 1 or 2 point with 5 memorized buffer values (pH 4.01, 6.86, 7.01, 9.18, 10.01) Temperature Compensation automatic (with HI 7662 probe) or manual from -9.9 to 120 °C pH Electrode HI 1131B, glass-body, single junction, refillable, BNC connector, 1 m cable (included) Temperature Probe HI 7662 with 1 m (3.3′) cable (included) Input Impedance 1012 Ohm Power Supply 12 VDC adapter (included) Environment 0 to 50°C (32 to 122°F); RH max 95% Dimensions 235 x 222 x 109 mm (9.2 x 8.7 x 4.3”) Weight 1.3 kg (2.9 lbs.) | <div aria-labelledby="tab-title-description" class="woocommerce-Tabs-panel woocommerce-Tabs-panel--description panel entry-content active" id="tab-description" role="tabpanel"> <p style="text-align: justify;">HI 2211 is a benchtop pH/ORP and °C meter. HI 2211 adds measurement for ion concentration (ISE) and Oxidation Reduction Potential (ORP) in the mV range.</p> <p style="text-align: justify;">This instrument also features a reading stability indicator used during calibration and a measurement memory/memory recall function .</p> <p style="text-align: justify;">pH measurements for both instruments are compensated for the temperature effect manually or automatically with the HI 7662 temperature probe. This meter is equipped with an easy-to-read LCD which shows both the primary reading and ºC.</p> <p style="text-align: justify;"> </p> <p style="text-align: justify;"><strong>Order Information:</strong> HI 2211-02 (230V) are supplied with HI 1131B pH electrode, HI 7662 temperature probe, HI 76404N electrode holder, HI 70004 pH 4.01 buffer solution sachet, HI 70007 pH 7.01 buffer solution sachet, HI 7071S electrolyte solution (30 mL), HI 700661 cleaning solution sachet, 12 VDC adapter and instructions.</p> <div><strong>Product Manuals</strong></div> <p style="text-align: justify;"><img align="absmiddle" alt="" border="0" decoding="async" height="22" loading="lazy" src="http://www.hannainst.com/usa/images/icon-pdf.gif" width="20"/> Manual: <a href="http://www.hannathai.com/manuals/en/manHI_2210_2211.pdf" rel="noopener" target="_blank" title="Download Product Manual">Download</a></p> <p><strong>Specification :</strong></p> <table class="spec_table"> <tbody> <tr> <td>Range</td> <td>pH</td> <td>-2.00 to 16.00 pH</td> </tr> <tr> <td> </td> <td>mV</td> <td>±399.9 mV; ±2000 mV</td> </tr> <tr> <td> </td> <td>Temperature</td> <td>-20 to 120.0°C</td> </tr> <tr> <td>Resolution</td> <td>pH</td> <td>0.01 pH</td> </tr> <tr> <td> </td> <td>mV</td> <td>0.1 mV; 1 mV</td> </tr> <tr> <td> </td> <td>Temperature</td> <td>0.1 °C</td> </tr> <tr> <td>Accuracy</td> <td>pH</td> <td>±0.01 pH</td> </tr> <tr> <td> </td> <td>mV</td> <td>±0.2 mV (±399.9 mV); ±1 mV (±2000 mV)</td> </tr> <tr> <td> </td> <td>Temperature</td> <td>±0.4 °C (excluding probe error)</td> </tr> <tr> <td>pH Calibration</td> <td> </td> <td>automatic, 1 or 2 point with 5 memorized buffer values (pH 4.01, 6.86, 7.01, 9.18, 10.01)</td> </tr> <tr> <td>Temperature Compensation</td> <td> </td> <td>automatic (with HI 7662 probe) or manual from -9.9 to 120 °C</td> </tr> <tr> <td>pH Electrode</td> <td> </td> <td>HI 1131B, glass-body, single junction, refillable, BNC connector, 1 m cable (included)</td> </tr> <tr> <td>Temperature Probe</td> <td> </td> <td>HI 7662 with 1 m (3.3′) cable (included)</td> </tr> <tr> <td>Input Impedance</td> <td> </td> <td>10<sup>12</sup> Ohm</td> </tr> <tr> <td>Power Supply</td> <td> </td> <td>12 VDC adapter (included)</td> </tr> <tr> <td>Environment</td> <td> </td> <td>0 to 50°C (32 to 122°F); RH max 95%</td> </tr> <tr> <td>Dimensions</td> <td> </td> <td>235 x 222 x 109 mm (9.2 x 8.7 x 4.3”)</td> </tr> <tr> <td>Weight</td> <td> </td> <td>1.3 kg (2.9 lbs.)</td> </tr> </tbody> </table> </div> | HI2211 pH meter bench, auto ranging, 2-point calibration, ATC – pH / ORP / ° C. pH -2.00 to 16.00 pH, mV ± 399.9 mV, ± 2000 mV, Temperature -9.9 to 120 ° C, 230V | <div class="product-short-description"> <p>HI2211 pH meter bench, auto ranging, 2-point calibration, ATC – pH / ORP / ° C.<br/> pH -2.00 to 16.00 pH, mV ± 399.9 mV, ± 2000 mV, Temperature -9.9 to 120 ° C, 230V</p> </div> | https://www.hannathailand.com/wp-content/uploads/2022/06/90409931.jpg | เครื่องวัดปริมาณฟอสฟอรัส ช่วงต่ำมาก รุ่น HI736 , สารละลายมาตรฐานความขุ่น 20 NTU , เครื่องวัดสีในน้ำตัวอย่าง HI727 , เครื่องวัดปริมาณฟอสเฟต ช่วงสูง รุ่น HI717 , เครื่องวัดปริมาณนิกเกิล ช่วงสูง รุ่น HI726 , น้ำยามาตรฐานสำหรับค่าโซเดียม , เครื่องควบคุมค่าความนำไฟฟ้า , เครื่องวัดปริมาณคลอรีนอิสระ รุ่น HI701 | <a class="woocommerce-LoopProduct-link woocommerce-loop-product__link" href="https://www.hannathailand.com/product/phosphorous-marine/">เครื่องวัดปริมาณฟอสฟอรัส ช่วงต่ำมาก รุ่น HI736</a> , <a class="woocommerce-LoopProduct-link woocommerce-loop-product__link" href="https://www.hannathailand.com/product/hi93102-20/">สารละลายมาตรฐานความขุ่น 20 NTU</a> , <a class="woocommerce-LoopProduct-link woocommerce-loop-product__link" href="https://www.hannathailand.com/product/hi727-checker-hc-color-of-water/">เครื่องวัดสีในน้ำตัวอย่าง HI727</a> , <a class="woocommerce-LoopProduct-link woocommerce-loop-product__link" href="https://www.hannathailand.com/product/hi717-checker-hc-phosphate-hr/">เครื่องวัดปริมาณฟอสเฟต ช่วงสูง รุ่น HI717</a> , <a class="woocommerce-LoopProduct-link woocommerce-loop-product__link" href="https://www.hannathailand.com/product/hi726-checker-hc-nickel-hr/">เครื่องวัดปริมาณนิกเกิล ช่วงสูง รุ่น HI726</a> , <a class="woocommerce-LoopProduct-link woocommerce-loop-product__link" href="https://www.hannathailand.com/product/hi7090l/">น้ำยามาตรฐานสำหรับค่าโซเดียม</a> , <a class="woocommerce-LoopProduct-link woocommerce-loop-product__link" href="https://www.hannathailand.com/product/hi8931cn/">เครื่องควบคุมค่าความนำไฟฟ้า</a> , <a class="woocommerce-LoopProduct-link woocommerce-loop-product__link" href="https://www.hannathailand.com/product/hi701-checker-hc-free-chlorine/">เครื่องวัดปริมาณคลอรีนอิสระ รุ่น HI701</a> | https://www.hannathailand.com/wp-content/uploads/2021/12/HI736-600x600.jpg , https://www.hannathailand.com/wp-content/uploads/2021/07/9-500x500.jpg , https://www.hannathailand.com/wp-content/uploads/2022/06/miniphotometerfurfarbe843_11-600x600.jpg , https://www.hannathailand.com/wp-content/uploads/2022/06/miniphotometerfurphosphathoch827_11-600x600.jpg , https://www.hannathailand.com/wp-content/uploads/2022/06/miniphotometerfurnickelhoch841_11-600x600.jpg , https://www.hannathailand.com/wp-content/uploads/2021/07/12-500x500.jpg , https://www.hannathailand.com/wp-content/uploads/2021/07/2-500x500.jpg , https://www.hannathailand.com/wp-content/uploads/2021/11/hi701-500x500.jpg
124 | HI2910B/x – AmpHel® pH Electrode | สินค้าทั้งหมด | https://www.hannathailand.com/product-category/product-all/ | https://www.hannathailand.com/product/hi2910bx-amphel-ph-electrode/ | HI2910B-5 | 7,704.00 | น้ำหนัก 0.000 กก. Cable Length 5m | <div aria-labelledby="tab-title-additional_information" class="woocommerce-Tabs-panel woocommerce-Tabs-panel--additional_information panel entry-content" id="tab-additional_information" role="tabpanel"> <table class="woocommerce-product-attributes shop_attributes"> <tr class="woocommerce-product-attributes-item woocommerce-product-attributes-item--weight"> <th class="woocommerce-product-attributes-item__label">น้ำหนัก</th> <td class="woocommerce-product-attributes-item__value">0.000 กก.</td> </tr> <tr class="woocommerce-product-attributes-item woocommerce-product-attributes-item--attribute_pa_cable-length"> <th class="woocommerce-product-attributes-item__label">Cable Length</th> <td class="woocommerce-product-attributes-item__value"><p>5m</p> </td> </tr> </table> </div> | AmpHel general purpose pH electrode with PEI body and 5 m cable. Strong signal up to 75 meters (246’) Low noise coaxial cables are no longer required Measurements in unclean samples and high humidity conditions Models with external replaceable battery, for longer electrode life Glass sensor for specific applications Due to the high resistance of the glass membrane, conventional electrodes require a high impedance measurement system. Inadequate insulation of the connectors and cables result in erroneous readings due to leakage or noise. For conventional electrodes, the lead is therefore limited to typically less than 15-20 meters. HANNA AmpHel® electrodes incorporate a miniaturized amplifier which resolves most of the problems associated with high impedance signals. The amplifier circuitry is located right on top of the electrode and is completely sealed. As a result, a strong, low impedance signal is emitted and ordinary connectors with long unshielded cables can be used. This breakthrough technology provides a stable signal for industrial monitoring as well as a major saving in low noise coaxial cable costs. In some cases, the need for a transmitter is also eliminated, resulting in further cost reductions. For those applications that have been proven particularly hostile to electrodes, HANNA has developed four types of specialized glass. First is an extremely durable sensor glass for general purpose and industrial use. This glass can withstand the stress of daily use. The remaining types of electrode glass allow continuous monitoring in highly acidic solutions containing fluoride ions, as well as high or low temperature process streams, without significantly reducing the useful life of the electrode. Electrode body material is glass or PEI, while the junction is cloth or PTFE. Specification : Body PEI Junction cloth Electrolyte gel Glass Type general purpose Temperature -5 to 80°C Max Pressure 3 bar (43.5 psi) Connection BNC Cable 5 m Battery internal | <div aria-labelledby="tab-title-description" class="woocommerce-Tabs-panel woocommerce-Tabs-panel--description panel entry-content active" id="tab-description" role="tabpanel"> <p>AmpHel general purpose pH electrode with PEI body and 5 m cable.</p> <p> </p> <ul> <li>Strong signal up to 75 meters (246’)</li> <li>Low noise coaxial cables are no longer required</li> <li>Measurements in unclean samples and high humidity conditions</li> <li>Models with external replaceable battery, for longer electrode life</li> <li>Glass sensor for specific applications</li> </ul> <p> </p> <p>Due to the high resistance of the glass membrane, conventional electrodes require a high impedance measurement system. Inadequate insulation of the connectors and cables result in erroneous readings due to leakage or noise. For conventional electrodes, the lead is therefore limited to typically less than 15-20 meters. HANNA AmpHel® electrodes incorporate a miniaturized amplifier which resolves most of the problems associated with high impedance signals. The amplifier circuitry is located right on top of the electrode and is completely sealed. As a result, a strong, low impedance signal is emitted and ordinary connectors with long unshielded cables can be used. This breakthrough technology provides a stable signal for industrial monitoring as well as a major saving in low noise coaxial cable costs. In some cases, the need for a transmitter is also eliminated, resulting in further cost reductions.</p> <p>For those applications that have been proven particularly hostile to electrodes, HANNA has developed four types of specialized glass. First is an extremely durable sensor glass for general purpose and industrial use. This glass can withstand the stress of daily use. The remaining types of electrode glass allow continuous monitoring in highly acidic solutions containing fluoride ions, as well as high or low temperature process streams, without significantly reducing the useful life of the electrode.</p> <p>Electrode body material is glass or PEI, while the junction is cloth or PTFE.</p> <p><strong>Specification :</strong></p> <table class="spec_table mceItemTable"> <tbody> <tr> <td><strong>Body</strong></td> <td> </td> <td><small><span data-mce-style="font-size: small;" style="font-size: small;">PEI</span></small></td> </tr> <tr> <td><strong>Junction</strong></td> <td> </td> <td><small><span data-mce-style="font-size: small;" style="font-size: small;">cloth</span></small></td> </tr> <tr> <td><strong>Electrolyte</strong></td> <td> </td> <td><small><span data-mce-style="font-size: small;" style="font-size: small;">gel</span></small></td> </tr> <tr> <td><strong>Glass Type</strong></td> <td> </td> <td><small><span data-mce-style="font-size: small;" style="font-size: small;">general purpose</span></small></td> </tr> <tr> <td><strong>Temperature</strong></td> <td> </td> <td><small><span data-mce-style="font-size: small;" style="font-size: small;">-5 to 80°C</span></small></td> </tr> <tr> <td><strong>Max Pressure</strong></td> <td> </td> <td><small><span data-mce-style="font-size: small;" style="font-size: small;">3 bar (43.5 psi)</span></small></td> </tr> <tr> <td><strong>Connection</strong></td> <td> </td> <td><small><span data-mce-style="font-size: small;" style="font-size: small;">BNC</span></small></td> </tr> <tr> <td><strong>Cable</strong></td> <td> </td> <td><small><span data-mce-style="font-size: small;" style="font-size: small;">5 m</span></small></td> </tr> <tr> <td><strong>Battery</strong></td> <td> </td> <td><small><span data-mce-style="font-size: small;" style="font-size: small;">internal</span></small></td> </tr> </tbody> </table> <p></p> </div> | HI2910B – AmpHel® pH Elektrode. | <div class="product-short-description"> <p>HI2910B – AmpHel® pH Elektrode.</p> </div> | https://www.hannathailand.com/wp-content/uploads/2021/12/photometerfarbevonhonigbis150mmpfund1433_151e67c2e942f6.jpg | เครื่องวัดปริมาณซิลิกา ช่วงต่ำ ในตัวอย่างน้ำ รุ่น HI705 , เครื่องวัดปริมาณแอมโมเนีย ช่วงสูง รุ่น HI733 , น้ำยามาตรฐานสอบเทียบ ค่ามาตรฐานความเค็ม , เครื่องวัดค่าเหล็ก รุ่น HI721 , เครื่องควบคุมค่าความนำไฟฟ้า , เครื่องวัดคลอรีน , เครื่องวัดปริมาณฟลูออไรด์ ช่วงต่ำ รุ่น HI729 , เครื่องวัดสีในน้ำตัวอย่าง HI727 | <a class="woocommerce-LoopProduct-link woocommerce-loop-product__link" href="https://www.hannathailand.com/product/hi705-checker-hc-silica-lr/">เครื่องวัดปริมาณซิลิกา ช่วงต่ำ ในตัวอย่างน้ำ รุ่น HI705</a> , <a class="woocommerce-LoopProduct-link woocommerce-loop-product__link" href="https://www.hannathailand.com/product/hi733-checker-hc-ammonia-hr/">เครื่องวัดปริมาณแอมโมเนีย ช่วงสูง รุ่น HI733</a> , <a class="woocommerce-LoopProduct-link woocommerce-loop-product__link" href="https://www.hannathailand.com/product/hi7083l/">น้ำยามาตรฐานสอบเทียบ ค่ามาตรฐานความเค็ม</a> , <a class="woocommerce-LoopProduct-link woocommerce-loop-product__link" href="https://www.hannathailand.com/product/hi721-checker-hc-iron/">เครื่องวัดค่าเหล็ก รุ่น HI721</a> , <a class="woocommerce-LoopProduct-link woocommerce-loop-product__link" href="https://www.hannathailand.com/product/hi8931cn/">เครื่องควบคุมค่าความนำไฟฟ้า</a> , <a class="woocommerce-LoopProduct-link woocommerce-loop-product__link" href="https://www.hannathailand.com/product/free-chlorine/">เครื่องวัดคลอรีน</a> , <a class="woocommerce-LoopProduct-link woocommerce-loop-product__link" href="https://www.hannathailand.com/product/hi729-checker-hc-fluoride-lr/">เครื่องวัดปริมาณฟลูออไรด์ ช่วงต่ำ รุ่น HI729</a> , <a class="woocommerce-LoopProduct-link woocommerce-loop-product__link" href="https://www.hannathailand.com/product/hi727-checker-hc-color-of-water/">เครื่องวัดสีในน้ำตัวอย่าง HI727</a> | https://www.hannathailand.com/wp-content/uploads/2022/06/hi705400-600x600.jpg , https://www.hannathailand.com/wp-content/uploads/2022/06/miniphotometerfurammoniumhoch2418_11-600x600.jpg , https://www.hannathailand.com/wp-content/uploads/2021/07/10-500x500.jpg , https://www.hannathailand.com/wp-content/uploads/2022/06/miniphotometerfureisen832_11-600x600.jpg , https://www.hannathailand.com/wp-content/uploads/2021/07/2-500x500.jpg , https://www.hannathailand.com/wp-content/uploads/2021/07/1-500x500.jpg , https://www.hannathailand.com/wp-content/uploads/2022/06/miniphotometerfurfluoridniedrig844_11-600x600.jpg , https://www.hannathailand.com/wp-content/uploads/2022/06/miniphotometerfurfarbe843_11-600x600.jpg
125 | HI2911B/5 – AmpHel pH Industrial Electrode | วัดความเป็นกรด-ด่าง/โออาร์พี , สินค้าทั้งหมด , หัววัด , เครื่องควบคุมแบบต่อเนื่อง | https://www.hannathailand.com/product-category/pneumatics-control/ | https://www.hannathailand.com/product/hi2911b5-amphel-ph-industrial-electrode/ | HI2911B-5 | 8,774.00 |  | <div aria-labelledby="tab-title-additional_information" class="woocommerce-Tabs-panel woocommerce-Tabs-panel--additional_information panel entry-content" id="tab-additional_information" role="tabpanel"> </div> | AmpHel general purpose pH electrode with PEI body, PTFE junction and 5 m cable. Strong signal up to 75 meters (246’) Low noise coaxial cables are no longer required Measurements in unclean samples and high humidity conditions Models with external replaceable battery, for longer electrode life Glass sensor for specific applications Due to the high resistance of the glass membrane, conventional electrodes require a high impedance measurement system. Inadequate insulation of the connectors and cables result in erroneous readings due to leakage or noise. For conventional electrodes, the lead is therefore limited to typically less than 15-20 meters. HANNA AmpHel® electrodes incorporate a miniaturized amplifier which resolves most of the problems associated with high impedance signals. The amplifier circuitry is located right on top of the electrode and is completely sealed. As a result, a strong, low impedance signal is emitted and ordinary connectors with long unshielded cables can be used. This breakthrough technology provides a stable signal for industrial monitoring as well as a major saving in low noise coaxial cable costs. In some cases, the need for a transmitter is also eliminated, resulting in further cost reductions. For those applications that have been proven particularly hostile to electrodes, HANNA has developed four types of specialized glass. First is an extremely durable sensor glass for general purpose and industrial use. This glass can withstand the stress of daily use. The remaining types of electrode glass allow continuous monitoring in highly acidic solutions containing fluoride ions, as well as high or low temperature process streams, without significantly reducing the useful life of the electrode. Electrode body material is glass or PEI, while the junction is cloth or PTFE. Specification : Body PEI Junction PTFE Electrolyte polymer Glass Type general purpose Temperature -5 to 80°C Max Pressure 3 bar (43.5 psi) Connection BNC Cable 5 m Battery internal | <div aria-labelledby="tab-title-description" class="woocommerce-Tabs-panel woocommerce-Tabs-panel--description panel entry-content active" id="tab-description" role="tabpanel"> <p>AmpHel general purpose pH electrode with PEI body, PTFE junction and 5 m cable.</p> <p> </p> <ul> <li>Strong signal up to 75 meters (246’)</li> <li>Low noise coaxial cables are no longer required</li> <li>Measurements in unclean samples and high humidity conditions</li> <li>Models with external replaceable battery, for longer electrode life</li> <li>Glass sensor for specific applications</li> </ul> <p> </p> <p>Due to the high resistance of the glass membrane, conventional electrodes require a high impedance measurement system. Inadequate insulation of the connectors and cables result in erroneous readings due to leakage or noise. For conventional electrodes, the lead is therefore limited to typically less than 15-20 meters. HANNA AmpHel® electrodes incorporate a miniaturized amplifier which resolves most of the problems associated with high impedance signals. The amplifier circuitry is located right on top of the electrode and is completely sealed. As a result, a strong, low impedance signal is emitted and ordinary connectors with long unshielded cables can be used. This breakthrough technology provides a stable signal for industrial monitoring as well as a major saving in low noise coaxial cable costs. In some cases, the need for a transmitter is also eliminated, resulting in further cost reductions.</p> <p>For those applications that have been proven particularly hostile to electrodes, HANNA has developed four types of specialized glass. First is an extremely durable sensor glass for general purpose and industrial use. This glass can withstand the stress of daily use. The remaining types of electrode glass allow continuous monitoring in highly acidic solutions containing fluoride ions, as well as high or low temperature process streams, without significantly reducing the useful life of the electrode.</p> <p>Electrode body material is glass or PEI, while the junction is cloth or PTFE.</p> <p><strong>Specification :</strong></p> <table class="spec_table mceItemTable"> <tbody> <tr> <td><strong>Body</strong></td> <td> </td> <td><small><span data-mce-style="font-size: small;" style="font-size: small;">PEI</span></small></td> </tr> <tr> <td><strong>Junction</strong></td> <td> </td> <td><small><span data-mce-style="font-size: small;" style="font-size: small;">PTFE</span></small></td> </tr> <tr> <td><strong>Electrolyte</strong></td> <td> </td> <td><small><span data-mce-style="font-size: small;" style="font-size: small;">polymer</span></small></td> </tr> <tr> <td><strong>Glass Type</strong></td> <td> </td> <td><small><span data-mce-style="font-size: small;" style="font-size: small;">general purpose</span></small></td> </tr> <tr> <td><strong>Temperature</strong></td> <td> </td> <td><small><span data-mce-style="font-size: small;" style="font-size: small;">-5 to 80°C</span></small></td> </tr> <tr> <td><strong>Max Pressure</strong></td> <td> </td> <td><small><span data-mce-style="font-size: small;" style="font-size: small;">3 bar (43.5 psi)</span></small></td> </tr> <tr> <td><strong>Connection</strong></td> <td> </td> <td><small><span data-mce-style="font-size: small;" style="font-size: small;">BNC</span></small></td> </tr> <tr> <td><strong>Cable</strong></td> <td> </td> <td><small><span data-mce-style="font-size: small;" style="font-size: small;">5 m</span></small></td> </tr> <tr> <td><strong>Battery</strong></td> <td> </td> <td><small><span data-mce-style="font-size: small;" style="font-size: small;">internal</span></small></td> </tr> </tbody> </table> <p></p> </div> | AmpHel industrial pH electrode, PTFE diaphragm | <div class="product-short-description"> <p>AmpHel industrial pH electrode, PTFE diaphragm</p> </div> | https://www.hannathailand.com/wp-content/uploads/2022/06/hi2911_200.jpg | เครื่องวัดปริมาณคลอรีนอิสระ รุ่น HI701 , สารละลายมาตรฐานความขุ่น 20 NTU , เครื่องวัดปริมาณแอมโมเนีย ช่วงสูง รุ่น HI733 , เครื่องวัดปริมาณไนไตรท์ ช่วงต่ำ รุ่น HI707 , เครื่องวัดปริมาณฟอสฟอรัส ช่วงสูง รุ่น HI706 , เครื่องวัดสีในน้ำตัวอย่าง HI727 , น้ำยามาตรฐานสอบเทียบ ค่ามาตรฐานความเค็ม , เครื่องควบคุมค่าความนำไฟฟ้า | <a class="woocommerce-LoopProduct-link woocommerce-loop-product__link" href="https://www.hannathailand.com/product/hi701-checker-hc-free-chlorine/">เครื่องวัดปริมาณคลอรีนอิสระ รุ่น HI701</a> , <a class="woocommerce-LoopProduct-link woocommerce-loop-product__link" href="https://www.hannathailand.com/product/hi93102-20/">สารละลายมาตรฐานความขุ่น 20 NTU</a> , <a class="woocommerce-LoopProduct-link woocommerce-loop-product__link" href="https://www.hannathailand.com/product/hi733-checker-hc-ammonia-hr/">เครื่องวัดปริมาณแอมโมเนีย ช่วงสูง รุ่น HI733</a> , <a class="woocommerce-LoopProduct-link woocommerce-loop-product__link" href="https://www.hannathailand.com/product/hi707-checker-hc-nitrite-lr/">เครื่องวัดปริมาณไนไตรท์ ช่วงต่ำ รุ่น HI707</a> , <a class="woocommerce-LoopProduct-link woocommerce-loop-product__link" href="https://www.hannathailand.com/product/hi706-checker-hc-phosphorous-hr/">เครื่องวัดปริมาณฟอสฟอรัส ช่วงสูง รุ่น HI706</a> , <a class="woocommerce-LoopProduct-link woocommerce-loop-product__link" href="https://www.hannathailand.com/product/hi727-checker-hc-color-of-water/">เครื่องวัดสีในน้ำตัวอย่าง HI727</a> , <a class="woocommerce-LoopProduct-link woocommerce-loop-product__link" href="https://www.hannathailand.com/product/hi7083l/">น้ำยามาตรฐานสอบเทียบ ค่ามาตรฐานความเค็ม</a> , <a class="woocommerce-LoopProduct-link woocommerce-loop-product__link" href="https://www.hannathailand.com/product/hi8931cn/">เครื่องควบคุมค่าความนำไฟฟ้า</a> | https://www.hannathailand.com/wp-content/uploads/2021/11/hi701-500x500.jpg , https://www.hannathailand.com/wp-content/uploads/2021/07/9-500x500.jpg , https://www.hannathailand.com/wp-content/uploads/2022/06/miniphotometerfurammoniumhoch2418_11-600x600.jpg , https://www.hannathailand.com/wp-content/uploads/2022/06/hi707400-600x600.jpg , https://www.hannathailand.com/wp-content/uploads/2022/06/hi706_400-600x600.jpg , https://www.hannathailand.com/wp-content/uploads/2022/06/miniphotometerfurfarbe843_11-600x600.jpg , https://www.hannathailand.com/wp-content/uploads/2021/07/10-500x500.jpg , https://www.hannathailand.com/wp-content/uploads/2021/07/2-500x500.jpg
126 | HI2930B/5 – AmpHel ORP Electrodes | วัดความเป็นกรด-ด่าง/โออาร์พี , สินค้าทั้งหมด , หัววัด , เครื่องควบคุมแบบต่อเนื่อง | https://www.hannathailand.com/product-category/pneumatics-control/ | https://www.hannathailand.com/product/hi2930b5-amphel-orp-electrodes/ | HI2930B-5 | 9,202.00 |  | <div aria-labelledby="tab-title-additional_information" class="woocommerce-Tabs-panel woocommerce-Tabs-panel--additional_information panel entry-content" id="tab-additional_information" role="tabpanel"> </div> | AmpHel ORP electrode with platinum pin, cloth junction and 5 m cable. Strong signal up to 75 meters (246’) Low noise coaxial cables are no longer required Measurements in unclean samples and high humidity conditions Models with external replaceable battery, for longer electrode life Glass sensor for specific applications Due to the high resistance of the glass membrane, conventional electrodes require a high impedance measurement system. Inadequate insulation of the connectors and cables result in erroneous readings due to leakage or noise. For conventional electrodes, the lead is therefore limited to typically less than 15-20 meters. HANNA AmpHel® electrodes incorporate a miniaturized amplifier which resolves most of the problems associated with high impedance signals. The amplifier circuitry is located right on top of the electrode and is completely sealed. As a result, a strong, low impedance signal is emitted and ordinary connectors with long unshielded cables can be used. This breakthrough technology provides a stable signal for industrial monitoring as well as a major saving in low noise coaxial cable costs. In some cases, the need for a transmitter is also eliminated, resulting in further cost reductions. For those applications that have been proven particularly hostile to electrodes, HANNA has developed four types of specialized glass. First is an extremely durable sensor glass for general purpose and industrial use. This glass can withstand the stress of daily use. The remaining types of electrode glass allow continuous monitoring in highly acidic solutions containing fluoride ions, as well as high or low temperature process streams, without significantly reducing the useful life of the electrode. Electrode body material is glass or PEI, while the junction is cloth or PTFE. Specification : Body PEI Junction cloth Electrolyte gel Glass Type platinum Temperature -5 to 80°C Max Pressure 3 bar (43.5 psi) Connection BNC Cable 5 m Battery internal | <div aria-labelledby="tab-title-description" class="woocommerce-Tabs-panel woocommerce-Tabs-panel--description panel entry-content active" id="tab-description" role="tabpanel"> <p>AmpHel ORP electrode with platinum pin, cloth junction and 5 m cable.</p> <p> </p> <ul> <li>Strong signal up to 75 meters (246’)</li> <li>Low noise coaxial cables are no longer required</li> <li>Measurements in unclean samples and high humidity conditions</li> <li>Models with external replaceable battery, for longer electrode life</li> <li>Glass sensor for specific applications</li> </ul> <p> </p> <p>Due to the high resistance of the glass membrane, conventional electrodes require a high impedance measurement system. Inadequate insulation of the connectors and cables result in erroneous readings due to leakage or noise. For conventional electrodes, the lead is therefore limited to typically less than 15-20 meters. HANNA AmpHel® electrodes incorporate a miniaturized amplifier which resolves most of the problems associated with high impedance signals. The amplifier circuitry is located right on top of the electrode and is completely sealed. As a result, a strong, low impedance signal is emitted and ordinary connectors with long unshielded cables can be used. This breakthrough technology provides a stable signal for industrial monitoring as well as a major saving in low noise coaxial cable costs. In some cases, the need for a transmitter is also eliminated, resulting in further cost reductions.</p> <p>For those applications that have been proven particularly hostile to electrodes, HANNA has developed four types of specialized glass. First is an extremely durable sensor glass for general purpose and industrial use. This glass can withstand the stress of daily use. The remaining types of electrode glass allow continuous monitoring in highly acidic solutions containing fluoride ions, as well as high or low temperature process streams, without significantly reducing the useful life of the electrode.</p> <p>Electrode body material is glass or PEI, while the junction is cloth or PTFE.</p> <p><strong>Specification :</strong></p> <table class="spec_table mceItemTable"> <tbody> <tr> <td><strong>Body</strong></td> <td> </td> <td><small><span data-mce-style="font-size: small;" style="font-size: small;">PEI</span></small></td> </tr> <tr> <td><strong>Junction</strong></td> <td> </td> <td><small><span data-mce-style="font-size: small;" style="font-size: small;">cloth</span></small></td> </tr> <tr> <td><strong>Electrolyte</strong></td> <td> </td> <td><small><span data-mce-style="font-size: small;" style="font-size: small;">gel</span></small></td> </tr> <tr> <td><strong>Glass Type</strong></td> <td> </td> <td><small><span data-mce-style="font-size: small;" style="font-size: small;">platinum</span></small></td> </tr> <tr> <td><strong>Temperature</strong></td> <td> </td> <td><small><span data-mce-style="font-size: small;" style="font-size: small;">-5 to 80°C</span></small></td> </tr> <tr> <td><strong>Max Pressure</strong></td> <td> </td> <td><small><span data-mce-style="font-size: small;" style="font-size: small;">3 bar (43.5 psi)</span></small></td> </tr> <tr> <td><strong>Connection</strong></td> <td> </td> <td><small><span data-mce-style="font-size: small;" style="font-size: small;">BNC</span></small></td> </tr> <tr> <td><strong>Cable</strong></td> <td> </td> <td><small><span data-mce-style="font-size: small;" style="font-size: small;">5 m</span></small></td> </tr> <tr> <td><strong>Battery</strong></td> <td> </td> <td><small><span data-mce-style="font-size: small;" style="font-size: small;">internal</span></small></td> </tr> </tbody> </table> <p><br mce_bogus="1"/></p> </div> | AmpHel ORP electrode with platinum pin, cloth junction and 5 m cable. | <div class="product-short-description"> <p>AmpHel ORP electrode with platinum pin, cloth junction and 5 m cable.</p> </div> | https://www.hannathailand.com/wp-content/uploads/2022/06/photometerfarbevonhonigbis150mmpfund1433_151e6d548a46bc.jpg | เครื่องวัดปริมาณไนไตรท์ ช่วงต่ำ รุ่น HI707 , เครื่องวัดปริมาณโครเมี่ยม ช่วงสูง รุ่น HI723 , เครื่องวัดปริมาณแอมโมเนีย ช่วงสูง รุ่น HI733 , เครื่องวัดปริมาณฟอสเฟต ช่วงสูง รุ่น HI717 , เครื่องควบคุมค่าความนำไฟฟ้า , ซัลไฟด์สารต้านอนุมูลอิสระบัฟเฟอร์ , เครื่องวัดคลอรีน , เครื่องวัดสีในน้ำตัวอย่าง HI727 | <a class="woocommerce-LoopProduct-link woocommerce-loop-product__link" href="https://www.hannathailand.com/product/hi707-checker-hc-nitrite-lr/">เครื่องวัดปริมาณไนไตรท์ ช่วงต่ำ รุ่น HI707</a> , <a class="woocommerce-LoopProduct-link woocommerce-loop-product__link" href="https://www.hannathailand.com/product/hi723-checker-hc-chromium-vi-hr/">เครื่องวัดปริมาณโครเมี่ยม ช่วงสูง รุ่น HI723</a> , <a class="woocommerce-LoopProduct-link woocommerce-loop-product__link" href="https://www.hannathailand.com/product/hi733-checker-hc-ammonia-hr/">เครื่องวัดปริมาณแอมโมเนีย ช่วงสูง รุ่น HI733</a> , <a class="woocommerce-LoopProduct-link woocommerce-loop-product__link" href="https://www.hannathailand.com/product/hi717-checker-hc-phosphate-hr/">เครื่องวัดปริมาณฟอสเฟต ช่วงสูง รุ่น HI717</a> , <a class="woocommerce-LoopProduct-link woocommerce-loop-product__link" href="https://www.hannathailand.com/product/hi8931cn/">เครื่องควบคุมค่าความนำไฟฟ้า</a> , <a class="woocommerce-LoopProduct-link woocommerce-loop-product__link" href="https://www.hannathailand.com/product/hi4015-00/">ซัลไฟด์สารต้านอนุมูลอิสระบัฟเฟอร์</a> , <a class="woocommerce-LoopProduct-link woocommerce-loop-product__link" href="https://www.hannathailand.com/product/free-chlorine/">เครื่องวัดคลอรีน</a> , <a class="woocommerce-LoopProduct-link woocommerce-loop-product__link" href="https://www.hannathailand.com/product/hi727-checker-hc-color-of-water/">เครื่องวัดสีในน้ำตัวอย่าง HI727</a> | https://www.hannathailand.com/wp-content/uploads/2022/06/hi707400-600x600.jpg , https://www.hannathailand.com/wp-content/uploads/2022/06/miniphotometerfurchromvihoch839_11-600x600.jpg , https://www.hannathailand.com/wp-content/uploads/2022/06/miniphotometerfurammoniumhoch2418_11-600x600.jpg , https://www.hannathailand.com/wp-content/uploads/2022/06/miniphotometerfurphosphathoch827_11-600x600.jpg , https://www.hannathailand.com/wp-content/uploads/2021/07/2-500x500.jpg , https://www.hannathailand.com/wp-content/uploads/2021/07/7-500x500.jpg , https://www.hannathailand.com/wp-content/uploads/2021/07/1-500x500.jpg , https://www.hannathailand.com/wp-content/uploads/2022/06/miniphotometerfurfarbe843_11-600x600.jpg
127 | HI2931B/5 – AmpHel ORP Industrial Electrode | วัดความเป็นกรด-ด่าง/โออาร์พี , สินค้าทั้งหมด , หัววัด , เครื่องควบคุมแบบต่อเนื่อง | https://www.hannathailand.com/product-category/pneumatics-control/ | https://www.hannathailand.com/product/hi2931b5-amphel-orp-industrial-electrode/ | HI2931B-5 | 9,951.00 |  | <div aria-labelledby="tab-title-additional_information" class="woocommerce-Tabs-panel woocommerce-Tabs-panel--additional_information panel entry-content" id="tab-additional_information" role="tabpanel"> </div> | AmpHel ORP electrode with platinum pin, PTFE junction and 5 m cable. Strong signal up to 75 meters (246’) Low noise coaxial cables are no longer required Measurements in unclean samples and high humidity conditions Models with external replaceable battery, for longer electrode life Glass sensor for specific applications Due to the high resistance of the glass membrane, conventional electrodes require a high impedance measurement system. Inadequate insulation of the connectors and cables result in erroneous readings due to leakage or noise. For conventional electrodes, the lead is therefore limited to typically less than 15-20 meters. HANNA AmpHel® electrodes incorporate a miniaturized amplifier which resolves most of the problems associated with high impedance signals. The amplifier circuitry is located right on top of the electrode and is completely sealed. As a result, a strong, low impedance signal is emitted and ordinary connectors with long unshielded cables can be used. This breakthrough technology provides a stable signal for industrial monitoring as well as a major saving in low noise coaxial cable costs. In some cases, the need for a transmitter is also eliminated, resulting in further cost reductions. For those applications that have been proven particularly hostile to electrodes, HANNA has developed four types of specialized glass. First is an extremely durable sensor glass for general purpose and industrial use. This glass can withstand the stress of daily use. The remaining types of electrode glass allow continuous monitoring in highly acidic solutions containing fluoride ions, as well as high or low temperature process streams, without significantly reducing the useful life of the electrode. Electrode body material is glass or PEI, while the junction is cloth or PTFE. Specification : Body PEI Junction PTFE Electrolyte gel Glass Type platinum Temperature -5 to 80°C Max Pressure 3 bar (43.5 psi) Connection BNC Cable 5 m Battery internal | <div aria-labelledby="tab-title-description" class="woocommerce-Tabs-panel woocommerce-Tabs-panel--description panel entry-content active" id="tab-description" role="tabpanel"> <p>AmpHel ORP electrode with platinum pin, PTFE junction and 5 m cable.</p> <p> </p> <ul> <li>Strong signal up to 75 meters (246’)</li> <li>Low noise coaxial cables are no longer required</li> <li>Measurements in unclean samples and high humidity conditions</li> <li>Models with external replaceable battery, for longer electrode life</li> <li>Glass sensor for specific applications</li> </ul> <p> </p> <p>Due to the high resistance of the glass membrane, conventional electrodes require a high impedance measurement system. Inadequate insulation of the connectors and cables result in erroneous readings due to leakage or noise. For conventional electrodes, the lead is therefore limited to typically less than 15-20 meters. HANNA AmpHel® electrodes incorporate a miniaturized amplifier which resolves most of the problems associated with high impedance signals. The amplifier circuitry is located right on top of the electrode and is completely sealed. As a result, a strong, low impedance signal is emitted and ordinary connectors with long unshielded cables can be used. This breakthrough technology provides a stable signal for industrial monitoring as well as a major saving in low noise coaxial cable costs. In some cases, the need for a transmitter is also eliminated, resulting in further cost reductions.</p> <p>For those applications that have been proven particularly hostile to electrodes, HANNA has developed four types of specialized glass. First is an extremely durable sensor glass for general purpose and industrial use. This glass can withstand the stress of daily use. The remaining types of electrode glass allow continuous monitoring in highly acidic solutions containing fluoride ions, as well as high or low temperature process streams, without significantly reducing the useful life of the electrode.</p> <p>Electrode body material is glass or PEI, while the junction is cloth or PTFE.</p> <p><strong>Specification :</strong></p> <table class="spec_table mceItemTable"> <tbody> <tr> <td><strong>Body</strong></td> <td> </td> <td><small><span data-mce-style="font-size: small;" style="font-size: small;">PEI</span></small></td> </tr> <tr> <td><strong>Junction</strong></td> <td> </td> <td><small><span data-mce-style="font-size: small;" style="font-size: small;">PTFE</span></small></td> </tr> <tr> <td><strong>Electrolyte</strong></td> <td> </td> <td><small><span data-mce-style="font-size: small;" style="font-size: small;">gel</span></small></td> </tr> <tr> <td><strong>Glass Type</strong></td> <td> </td> <td><small><span data-mce-style="font-size: small;" style="font-size: small;">platinum</span></small></td> </tr> <tr> <td><strong>Temperature</strong></td> <td> </td> <td><small><span data-mce-style="font-size: small;" style="font-size: small;">-5 to 80°C</span></small></td> </tr> <tr> <td><strong>Max Pressure</strong></td> <td> </td> <td><small><span data-mce-style="font-size: small;" style="font-size: small;">3 bar (43.5 psi)</span></small></td> </tr> <tr> <td><strong>Connection</strong></td> <td> </td> <td><small><span data-mce-style="font-size: small;" style="font-size: small;">BNC</span></small></td> </tr> <tr> <td><strong>Cable</strong></td> <td> </td> <td><small><span data-mce-style="font-size: small;" style="font-size: small;">5 m</span></small></td> </tr> <tr> <td><strong>Battery</strong></td> <td> </td> <td><small><span data-mce-style="font-size: small;" style="font-size: small;">internal</span></small></td> </tr> </tbody> </table> <p><br mce_bogus="1"/></p> </div> | AmpHel ORP electrode with platinum pin, PTFE junction and 5 m cable. | <div class="product-short-description"> <p>AmpHel ORP electrode with platinum pin, PTFE junction and 5 m cable.</p> </div> | https://www.hannathailand.com/wp-content/uploads/2022/06/photometerfarbevonhonigbis150mmpfund1433_151e69b734cc15.jpg | เครื่องวัดปริมาณฟอสฟอรัส ช่วงต่ำมาก รุ่น HI736 , เครื่องวัดคลอรีน , น้ำยามาตรฐานสอบเทียบ , เครื่องควบคุมค่าความนำไฟฟ้า , น้ำยามาตรฐานสอบเทียบ ค่ามาตรฐานความเค็ม , เซ็นเซอร์วัดออกซิเจนในน้ำสำหรับ HI9829 มัลติพารามิเตอร์ , เครื่องวัดปริมาณแอมโมเนีย ในน้ำ รุ่น HI715 , เครื่องวัดปริมาณแอมโมเนีย ช่วงสูง รุ่น HI733 | <a class="woocommerce-LoopProduct-link woocommerce-loop-product__link" href="https://www.hannathailand.com/product/phosphorous-marine/">เครื่องวัดปริมาณฟอสฟอรัส ช่วงต่ำมาก รุ่น HI736</a> , <a class="woocommerce-LoopProduct-link woocommerce-loop-product__link" href="https://www.hannathailand.com/product/free-chlorine/">เครื่องวัดคลอรีน</a> , <a class="woocommerce-LoopProduct-link woocommerce-loop-product__link" href="https://www.hannathailand.com/product/hi9828-25/">น้ำยามาตรฐานสอบเทียบ</a> , <a class="woocommerce-LoopProduct-link woocommerce-loop-product__link" href="https://www.hannathailand.com/product/hi8931cn/">เครื่องควบคุมค่าความนำไฟฟ้า</a> , <a class="woocommerce-LoopProduct-link woocommerce-loop-product__link" href="https://www.hannathailand.com/product/hi7083l/">น้ำยามาตรฐานสอบเทียบ ค่ามาตรฐานความเค็ม</a> , <a class="woocommerce-LoopProduct-link woocommerce-loop-product__link" href="https://www.hannathailand.com/product/hi7609829-2/">เซ็นเซอร์วัดออกซิเจนในน้ำสำหรับ HI9829 มัลติพารามิเตอร์</a> , <a class="woocommerce-LoopProduct-link woocommerce-loop-product__link" href="https://www.hannathailand.com/product/hi715-checker-hc-ammonia-mr/">เครื่องวัดปริมาณแอมโมเนีย ในน้ำ รุ่น HI715</a> , <a class="woocommerce-LoopProduct-link woocommerce-loop-product__link" href="https://www.hannathailand.com/product/hi733-checker-hc-ammonia-hr/">เครื่องวัดปริมาณแอมโมเนีย ช่วงสูง รุ่น HI733</a> | https://www.hannathailand.com/wp-content/uploads/2021/12/HI736-600x600.jpg , https://www.hannathailand.com/wp-content/uploads/2021/07/1-500x500.jpg , https://www.hannathailand.com/wp-content/uploads/2021/07/8-500x500.jpg , https://www.hannathailand.com/wp-content/uploads/2021/07/2-500x500.jpg , https://www.hannathailand.com/wp-content/uploads/2021/07/10-500x500.jpg , https://www.hannathailand.com/wp-content/uploads/2021/07/5-500x500.jpg , https://www.hannathailand.com/wp-content/uploads/2022/06/miniphotometerfurammoniakmittel2416_11-600x600.jpg , https://www.hannathailand.com/wp-content/uploads/2022/06/miniphotometerfurammoniumhoch2418_11-600x600.jpg
128 | HI3001/x – Flow-thru Conductivity Process Probe | วัดการนำไฟฟ้า/ของแข็งละลายในน้ำ , สินค้าทั้งหมด , หัววัด , เครื่องควบคุมแบบต่อเนื่อง | https://www.hannathailand.com/product-category/pneumatics-control/ | https://www.hannathailand.com/product/hi3001x-flow-thru-conductivity-process-probe/ | HI3001 | 11,663.00 | น้ำหนัก 0.000 กก. Cable Length 10 m DIN, 3 m DIN, 3m, 5 m DIN | <div aria-labelledby="tab-title-additional_information" class="woocommerce-Tabs-panel woocommerce-Tabs-panel--additional_information panel entry-content" id="tab-additional_information" role="tabpanel"> <table class="woocommerce-product-attributes shop_attributes"> <tr class="woocommerce-product-attributes-item woocommerce-product-attributes-item--weight"> <th class="woocommerce-product-attributes-item__label">น้ำหนัก</th> <td class="woocommerce-product-attributes-item__value">0.000 กก.</td> </tr> <tr class="woocommerce-product-attributes-item woocommerce-product-attributes-item--attribute_pa_cable-length"> <th class="woocommerce-product-attributes-item__label">Cable Length</th> <td class="woocommerce-product-attributes-item__value"><p>10 m DIN, 3 m DIN, 3m, 5 m DIN</p> </td> </tr> </table> </div> | Flow-thru Conductivity Probe with or without DIN Connection and 3, 5 and 10 m cable. These four-ring probes measure conductivity with platinum sensors. They come with standard ½” external thread on the front for flow-thru mounting and ¾” threads on the back for submersion or pipe mounting. These probes feature 3 m (9.9′) of cable and the protective cover is made of PEI and can be removed for quick maintenance. These probes can withstand temperatures up to 80°C (176°F) and 6 bars (87 psi) of pressure. In addition, HI 3001 houses an NTC sensor for Automatic Temperature Compensation. Temperature Compensation Automatic, 0 to 60°C with NTC sensor Body Material PEI (PolyEther-Imide) and PVDF Operating Temperature 0 to 80°C (32 to 176°F) Max Pressure 6 bar Connector Wire or DIN Cable 3, 5 & 10m | <div aria-labelledby="tab-title-description" class="woocommerce-Tabs-panel woocommerce-Tabs-panel--description panel entry-content active" id="tab-description" role="tabpanel"> <p>Flow-thru Conductivity Probe with or without DIN Connection and 3, 5 and 10 m cable.</p> <p>These four-ring probes measure conductivity with platinum sensors. They come with standard ½” external thread on the front for flow-thru mounting and ¾” threads on the back for submersion or pipe mounting.</p> <p>These probes feature 3 m (9.9′) of cable and the protective cover is made of PEI and can be removed for quick maintenance. These probes can withstand temperatures up to 80°C (176°F) and 6 bars (87 psi) of pressure.</p> <p>In addition, HI 3001 houses an NTC sensor for Automatic Temperature Compensation.</p> <table class="spec_table"> <tbody> <tr> <td>Temperature Compensation</td> <td> </td> <td>Automatic, 0 to 60°C with NTC sensor</td> </tr> <tr> <td>Body Material</td> <td> </td> <td>PEI (PolyEther-Imide) and PVDF</td> </tr> <tr> <td>Operating Temperature</td> <td> </td> <td>0 to 80°C (32 to 176°F)</td> </tr> <tr> <td>Max Pressure</td> <td> </td> <td>6 bar</td> </tr> <tr> <td>Connector</td> <td> </td> <td>Wire or DIN</td> </tr> <tr> <td>Cable</td> <td> </td> <td>3, 5 &amp; 10m</td> </tr> </tbody> </table> <p> </p> </div> | Flow-thru Conductivity Probe with or without DIN Connection and 3, 5 and 10 m cable. | <div class="product-short-description"> <p>Flow-thru Conductivity Probe with or without DIN Connection and 3, 5 and 10 m cable.</p> </div> | https://www.hannathailand.com/wp-content/uploads/2021/12/766a51e67e68e2714.png | ซัลไฟด์สารต้านอนุมูลอิสระบัฟเฟอร์ , เครื่องวัดปริมาณแอมโมเนีย ช่วงสูง รุ่น HI733 , เครื่องวัดปริมาณนิกเกิล ช่วงสูง รุ่น HI726 , สารละลายมาตรฐานความขุ่น 20 NTU , เครื่องวัดปริมาณไนไตรท์ ช่วงสูง ในตัวอย่างน้ำ รุ่น HI708 , เครื่องวัดปริมาณแอมโมเนีย ช่วงต่ำ รุ่น HI700 , เครื่องวัดปริมาณคลอรีนรวม รุ่น HI711 , เครื่องควบคุมค่าความนำไฟฟ้า | <a class="woocommerce-LoopProduct-link woocommerce-loop-product__link" href="https://www.hannathailand.com/product/hi4015-00/">ซัลไฟด์สารต้านอนุมูลอิสระบัฟเฟอร์</a> , <a class="woocommerce-LoopProduct-link woocommerce-loop-product__link" href="https://www.hannathailand.com/product/hi733-checker-hc-ammonia-hr/">เครื่องวัดปริมาณแอมโมเนีย ช่วงสูง รุ่น HI733</a> , <a class="woocommerce-LoopProduct-link woocommerce-loop-product__link" href="https://www.hannathailand.com/product/hi726-checker-hc-nickel-hr/">เครื่องวัดปริมาณนิกเกิล ช่วงสูง รุ่น HI726</a> , <a class="woocommerce-LoopProduct-link woocommerce-loop-product__link" href="https://www.hannathailand.com/product/hi93102-20/">สารละลายมาตรฐานความขุ่น 20 NTU</a> , <a class="woocommerce-LoopProduct-link woocommerce-loop-product__link" href="https://www.hannathailand.com/product/hi708-checker-hc-nitrite-hr/">เครื่องวัดปริมาณไนไตรท์ ช่วงสูง ในตัวอย่างน้ำ รุ่น HI708</a> , <a class="woocommerce-LoopProduct-link woocommerce-loop-product__link" href="https://www.hannathailand.com/product/hi700-checker-hc-ammonia-lr/">เครื่องวัดปริมาณแอมโมเนีย ช่วงต่ำ รุ่น HI700</a> , <a class="woocommerce-LoopProduct-link woocommerce-loop-product__link" href="https://www.hannathailand.com/product/hi711-checker-hc-total-chlorine/">เครื่องวัดปริมาณคลอรีนรวม รุ่น HI711</a> , <a class="woocommerce-LoopProduct-link woocommerce-loop-product__link" href="https://www.hannathailand.com/product/hi8931cn/">เครื่องควบคุมค่าความนำไฟฟ้า</a> | https://www.hannathailand.com/wp-content/uploads/2021/12/766a51e67e68e2714-500x500.jpg , https://www.hannathailand.com/wp-content/uploads/2021/12/unbenannt51e67e6bd4444-500x308.png , https://www.hannathailand.com/wp-content/uploads/2021/07/7-500x500.jpg , https://www.hannathailand.com/wp-content/uploads/2022/06/miniphotometerfurammoniumhoch2418_11-600x600.jpg , https://www.hannathailand.com/wp-content/uploads/2022/06/miniphotometerfurnickelhoch841_11-600x600.jpg , https://www.hannathailand.com/wp-content/uploads/2021/07/9-500x500.jpg , https://www.hannathailand.com/wp-content/uploads/2022/06/miniphotometerfurnitrithoch2420_11-600x600.jpg , https://www.hannathailand.com/wp-content/uploads/2022/06/hi700_400pxl-600x600.jpg , https://www.hannathailand.com/wp-content/uploads/2022/06/hi711_lg-600x600.jpg , https://www.hannathailand.com/wp-content/uploads/2021/07/2-500x500.jpg
129 | HI3002 – Submersion Conductivity Process Probe | วัดการนำไฟฟ้า/ของแข็งละลายในน้ำ , สินค้าทั้งหมด , หัววัด , เครื่องควบคุมแบบต่อเนื่อง | https://www.hannathailand.com/product-category/pneumatics-control/ | https://www.hannathailand.com/product/hi3002-submersion-conductivity-process-probe/ | HI3002 | 12,305.00 |  | <div aria-labelledby="tab-title-additional_information" class="woocommerce-Tabs-panel woocommerce-Tabs-panel--additional_information panel entry-content" id="tab-additional_information" role="tabpanel"> </div> | Submersion Probe with 3 m cable Four-ring and Platinum Sensors The HI 3002 and HI 3012 four-ring probes measure conductivity with platinum sensors. They come with standard ½” external thread on the front for flow-thru mounting and ¾” threads on the back for submersion or pipe mounting. Probes incorporate 3 m (9.9′) of cable. The protective probe cover is made of PEI and can be removed for quick maintenance. These probes can withstand temperatures up to 80°C (176°F) and 6 bars (87 psi) of pressure. HI 3002 also houses an NTC temperature sensor for automatically temperature compensated measurements. Specification : Temperature Compensation Automatic, 0 to 60°C with NTC sensor Body Material PEI (PolyEther-Imide) and PVDF Operating Temperature 0 to 80°C (32 to 176°F) Max Pressure 6 bar Cable 3 m (9.9’) | <div aria-labelledby="tab-title-description" class="woocommerce-Tabs-panel woocommerce-Tabs-panel--description panel entry-content active" id="tab-description" role="tabpanel"> <p>Submersion Probe with 3 m cable</p> <p> </p> <p><big><span data-mce-style="font-size: x-large;" style="font-size: x-large;">Four-ring and Platinum Sensors</span></big></p> <p>The HI 3002 and HI 3012 four-ring probes measure conductivity with platinum sensors. They come with standard ½” external thread on the front for flow-thru mounting and ¾” threads on the back for submersion or pipe mounting. Probes incorporate 3 m (9.9′) of cable.</p> <p>The protective probe cover is made of PEI and can be removed for quick maintenance. These probes can withstand temperatures up to 80°C (176°F) and 6 bars (87 psi) of pressure. HI 3002 also houses an NTC temperature sensor for automatically temperature compensated measurements.</p> <p><strong>Specification :</strong></p> <table class="spec_table mceItemTable"> <tbody> <tr> <td>Temperature Compensation</td> <td> </td> <td>Automatic, 0 to 60°C with NTC sensor</td> </tr> <tr> <td>Body Material</td> <td> </td> <td>PEI (PolyEther-Imide) and PVDF</td> </tr> <tr> <td>Operating Temperature</td> <td> </td> <td>0 to 80°C (32 to 176°F)</td> </tr> <tr> <td>Max Pressure</td> <td> </td> <td>6 bar</td> </tr> <tr> <td>Cable</td> <td> </td> <td>3 m (9.9’)</td> </tr> </tbody> </table> <p></p> </div> | Submersion EC Probe, Four-ring and Platinum Sensors. | <div class="product-short-description"> <p>Submersion EC Probe, Four-ring and Platinum Sensors.</p> </div> | https://www.hannathailand.com/wp-content/uploads/2022/06/photometerfarbevonhonigbis150mmpfund1433_151e68453e6154.jpg | เครื่องวัดปริมาณแอมโมเนีย ช่วงสูง รุ่น HI733 , เครื่องวัดปริมาณฟลูออไรด์ ช่วงสูง รุ่น HI739 , สารละลายมาตรฐานความขุ่น 20 NTU , เครื่องวัดปริมาณคลอรีนอิสระ รุ่น HI701 , เครื่องวัดปริมาณนิกเกิล ช่วงสูง รุ่น HI726 , เครื่องวัดปริมาณฟอสฟอรัส ช่วงต่ำมาก รุ่น HI736 , น้ำยามาตรฐานสำหรับค่าโซเดียม , น้ำยามาตรฐานสอบเทียบ ค่ามาตรฐานความเค็ม | <a class="woocommerce-LoopProduct-link woocommerce-loop-product__link" href="https://www.hannathailand.com/product/hi733-checker-hc-ammonia-hr/">เครื่องวัดปริมาณแอมโมเนีย ช่วงสูง รุ่น HI733</a> , <a class="woocommerce-LoopProduct-link woocommerce-loop-product__link" href="https://www.hannathailand.com/product/hi739-checker-hc-fluoride-hr/">เครื่องวัดปริมาณฟลูออไรด์ ช่วงสูง รุ่น HI739</a> , <a class="woocommerce-LoopProduct-link woocommerce-loop-product__link" href="https://www.hannathailand.com/product/hi93102-20/">สารละลายมาตรฐานความขุ่น 20 NTU</a> , <a class="woocommerce-LoopProduct-link woocommerce-loop-product__link" href="https://www.hannathailand.com/product/hi701-checker-hc-free-chlorine/">เครื่องวัดปริมาณคลอรีนอิสระ รุ่น HI701</a> , <a class="woocommerce-LoopProduct-link woocommerce-loop-product__link" href="https://www.hannathailand.com/product/hi726-checker-hc-nickel-hr/">เครื่องวัดปริมาณนิกเกิล ช่วงสูง รุ่น HI726</a> , <a class="woocommerce-LoopProduct-link woocommerce-loop-product__link" href="https://www.hannathailand.com/product/phosphorous-marine/">เครื่องวัดปริมาณฟอสฟอรัส ช่วงต่ำมาก รุ่น HI736</a> , <a class="woocommerce-LoopProduct-link woocommerce-loop-product__link" href="https://www.hannathailand.com/product/hi7090l/">น้ำยามาตรฐานสำหรับค่าโซเดียม</a> , <a class="woocommerce-LoopProduct-link woocommerce-loop-product__link" href="https://www.hannathailand.com/product/hi7083l/">น้ำยามาตรฐานสอบเทียบ ค่ามาตรฐานความเค็ม</a> | https://www.hannathailand.com/wp-content/uploads/2022/06/photometerfarbevonhonigbis150mmpfund1433_151e68453e6154-600x600.jpg , https://www.hannathailand.com/wp-content/uploads/2021/12/hi3002wiring-500x339.jpg , https://www.hannathailand.com/wp-content/uploads/2022/06/miniphotometerfurammoniumhoch2418_11-600x600.jpg , https://www.hannathailand.com/wp-content/uploads/2022/06/miniphotometerfurfluoridhoch866_1151cb11ba33836-600x600.jpg , https://www.hannathailand.com/wp-content/uploads/2021/07/9-500x500.jpg , https://www.hannathailand.com/wp-content/uploads/2021/11/hi701-500x500.jpg , https://www.hannathailand.com/wp-content/uploads/2022/06/miniphotometerfurnickelhoch841_11-600x600.jpg , https://www.hannathailand.com/wp-content/uploads/2021/12/HI736-600x600.jpg , https://www.hannathailand.com/wp-content/uploads/2021/07/12-500x500.jpg , https://www.hannathailand.com/wp-content/uploads/2021/07/10-500x500.jpg
130 | HI3131B – Refillable Combination ORP Electrode for Titration and Laboratory Use | สินค้าทั้งหมด , หัววัด , เครื่องวัดความเป็นกรด-ด่าง/โออาร์พี | https://www.hannathailand.com/product-category/ph-meter/ | https://www.hannathailand.com/product/hi3131b-refillable-combination-orp-electrode-for-titration-and-laboratory-use/ | HI3131B | 10,700.00 |  | <div aria-labelledby="tab-title-additional_information" class="woocommerce-Tabs-panel woocommerce-Tabs-panel--additional_information panel entry-content" id="tab-additional_information" role="tabpanel"> </div> | Refillable Combination ORP Electrode for Titration and Laboratory Use Reference Single, Ag/AgCl Junction/Flow Rate ceramic, single / 15-20 µL/h Electrolyte KCl 3.5M + AgCl Max Pressure 0.1 bar Range ORP: ±2000 mV; 20 to 40°C (68 to 104°F) Tip Shape Platinum Pin Temperature Sensor No Amplifier No Body Material Glass Cable Coaxial; 1 m (3.3′) Connection BNC | <div aria-labelledby="tab-title-description" class="woocommerce-Tabs-panel woocommerce-Tabs-panel--description panel entry-content active" id="tab-description" role="tabpanel"> <p>Refillable Combination ORP Electrode for Titration and Laboratory Use</p> <table class="spec_table"> <tbody> <tr> <td>Reference</td> <td> </td> <td>Single, Ag/AgCl</td> </tr> <tr> <td>Junction/Flow Rate</td> <td> </td> <td>ceramic, single / 15-20 µL/h</td> </tr> <tr> <td>Electrolyte</td> <td> </td> <td>KCl 3.5M + AgCl</td> </tr> <tr> <td>Max Pressure</td> <td> </td> <td>0.1 bar</td> </tr> <tr> <td>Range</td> <td> </td> <td>ORP: ±2000 mV; 20 to 40°C (68 to 104°F)</td> </tr> <tr> <td>Tip Shape</td> <td> </td> <td>Platinum Pin</td> </tr> <tr> <td>Temperature Sensor</td> <td> </td> <td>No</td> </tr> <tr> <td>Amplifier</td> <td> </td> <td>No</td> </tr> <tr> <td>Body Material</td> <td> </td> <td>Glass</td> </tr> <tr> <td>Cable</td> <td> </td> <td>Coaxial; 1 m (3.3′)</td> </tr> <tr> <td>Connection</td> <td> </td> <td>BNC</td> </tr> </tbody> </table> </div> | Refillable combination ORP electrode HI3131B for laboratory use and ORP titrations. | <div class="product-short-description"> <p>Refillable combination ORP electrode HI3131B for laboratory use and ORP titrations.</p> </div> | https://www.hannathailand.com/wp-content/uploads/2022/06/31gluhj8kul__sl500_aa300_51e1692805b05.jpg | เครื่องวัดปริมาณนิกเกิล ช่วงสูง รุ่น HI726 , สารละลายมาตรฐานความขุ่น 20 NTU , เครื่องวัดปริมาณฟลูออไรด์ ช่วงต่ำ รุ่น HI729 , เครื่องวัดปริมาณไนไตรท์ ช่วงสูง ในตัวอย่างน้ำ รุ่น HI708 , เครื่องวัดปริมาณซิลิกา ช่วงต่ำ ในตัวอย่างน้ำ รุ่น HI705 , เครื่องควบคุมค่าความนำไฟฟ้า , เครื่องวัดปริมาณไนไตรท์ ช่วงต่ำ รุ่น HI707 , เครื่องวัดปริมาณโครเมี่ยม ช่วงสูง รุ่น HI723 | <a class="woocommerce-LoopProduct-link woocommerce-loop-product__link" href="https://www.hannathailand.com/product/hi726-checker-hc-nickel-hr/">เครื่องวัดปริมาณนิกเกิล ช่วงสูง รุ่น HI726</a> , <a class="woocommerce-LoopProduct-link woocommerce-loop-product__link" href="https://www.hannathailand.com/product/hi93102-20/">สารละลายมาตรฐานความขุ่น 20 NTU</a> , <a class="woocommerce-LoopProduct-link woocommerce-loop-product__link" href="https://www.hannathailand.com/product/hi729-checker-hc-fluoride-lr/">เครื่องวัดปริมาณฟลูออไรด์ ช่วงต่ำ รุ่น HI729</a> , <a class="woocommerce-LoopProduct-link woocommerce-loop-product__link" href="https://www.hannathailand.com/product/hi708-checker-hc-nitrite-hr/">เครื่องวัดปริมาณไนไตรท์ ช่วงสูง ในตัวอย่างน้ำ รุ่น HI708</a> , <a class="woocommerce-LoopProduct-link woocommerce-loop-product__link" href="https://www.hannathailand.com/product/hi705-checker-hc-silica-lr/">เครื่องวัดปริมาณซิลิกา ช่วงต่ำ ในตัวอย่างน้ำ รุ่น HI705</a> , <a class="woocommerce-LoopProduct-link woocommerce-loop-product__link" href="https://www.hannathailand.com/product/hi8931cn/">เครื่องควบคุมค่าความนำไฟฟ้า</a> , <a class="woocommerce-LoopProduct-link woocommerce-loop-product__link" href="https://www.hannathailand.com/product/hi707-checker-hc-nitrite-lr/">เครื่องวัดปริมาณไนไตรท์ ช่วงต่ำ รุ่น HI707</a> , <a class="woocommerce-LoopProduct-link woocommerce-loop-product__link" href="https://www.hannathailand.com/product/hi723-checker-hc-chromium-vi-hr/">เครื่องวัดปริมาณโครเมี่ยม ช่วงสูง รุ่น HI723</a> | https://www.hannathailand.com/wp-content/uploads/2022/06/miniphotometerfurnickelhoch841_11-600x600.jpg , https://www.hannathailand.com/wp-content/uploads/2021/07/9-500x500.jpg , https://www.hannathailand.com/wp-content/uploads/2022/06/miniphotometerfurfluoridniedrig844_11-600x600.jpg , https://www.hannathailand.com/wp-content/uploads/2022/06/miniphotometerfurnitrithoch2420_11-600x600.jpg , https://www.hannathailand.com/wp-content/uploads/2022/06/hi705400-600x600.jpg , https://www.hannathailand.com/wp-content/uploads/2021/07/2-500x500.jpg , https://www.hannathailand.com/wp-content/uploads/2022/06/hi707400-600x600.jpg , https://www.hannathailand.com/wp-content/uploads/2022/06/miniphotometerfurchromvihoch839_11-600x600.jpg
131 | HI3210B/5 – Redox Electrode Industry | วัดความเป็นกรด-ด่าง/โออาร์พี , สินค้าทั้งหมด , หัววัด , หัววัด , เครื่องควบคุมแบบต่อเนื่อง , เครื่องวัดความเป็นกรด-ด่าง/โออาร์พี | https://www.hannathailand.com/product-category/ph-meter/ | https://www.hannathailand.com/product/hi3210b5-redox-electrode-industry/ | HI3210B-5 | 9,844.00 |  | <div aria-labelledby="tab-title-additional_information" class="woocommerce-Tabs-panel woocommerce-Tabs-panel--additional_information panel entry-content" id="tab-additional_information" role="tabpanel"> </div> | Redox electrode , plastic , BNC , 5m cable, Industrial processes , measurements at higher solids content , electroplating , neutralization , nitrification | <div aria-labelledby="tab-title-description" class="woocommerce-Tabs-panel woocommerce-Tabs-panel--description panel entry-content active" id="tab-description" role="tabpanel"> <pre class="tw-data-text vk_txt tw-ta tw-text-small" data-fulltext="" data-placeholder="คำแปล" dir="ltr" id="tw-target-text" style="text-align: left; height: 144px;"><span lang="en">Redox electrode , plastic , BNC , 5m cable, Industrial processes , measurements at higher solids content , electroplating , neutralization , nitrification</span></pre> </div> | Redox-Elektrode, Kunststoff, BNC, 5 m Kabel Industrielle Prozesse, Messungen bei höherem Feststoffgehalt, Galvanik, Neutralisation, Nitrifikation Onlinemessungen Wasserbehandlung Abwasser Industrielle Prozesse | <div class="product-short-description"> <p>Redox-Elektrode, Kunststoff, BNC, 5 m Kabel<br/> Industrielle Prozesse, Messungen bei höherem Feststoffgehalt, Galvanik, Neutralisation, Nitrifikation<br/> Onlinemessungen Wasserbehandlung Abwasser Industrielle Prozesse</p> </div> | https://www.hannathailand.com/wp-content/uploads/2022/06/photometerfarbevonhonigbis150mmpfund1433_151e6e4e813dd3.jpg | เครื่องวัดปริมาณฟลูออไรด์ ช่วงต่ำ รุ่น HI729 , เครื่องวัดปริมาณแอมโมเนีย ในน้ำ รุ่น HI715 , เครื่องวัดปริมาณคลอรีนรวม รุ่น HI711 , เซ็นเซอร์วัดออกซิเจนในน้ำสำหรับ HI9829 มัลติพารามิเตอร์ , เครื่องวัดปริมาณไอโอดีน รุ่น HI718 , เครื่องวัดปริมาณซิลิกา ช่วงต่ำ ในตัวอย่างน้ำ รุ่น HI705 , เครื่องวัดปริมาณฟอสฟอรัส ช่วงต่ำมาก รุ่น HI736 , น้ำยามาตรฐานสอบเทียบ | <a class="woocommerce-LoopProduct-link woocommerce-loop-product__link" href="https://www.hannathailand.com/product/hi729-checker-hc-fluoride-lr/">เครื่องวัดปริมาณฟลูออไรด์ ช่วงต่ำ รุ่น HI729</a> , <a class="woocommerce-LoopProduct-link woocommerce-loop-product__link" href="https://www.hannathailand.com/product/hi715-checker-hc-ammonia-mr/">เครื่องวัดปริมาณแอมโมเนีย ในน้ำ รุ่น HI715</a> , <a class="woocommerce-LoopProduct-link woocommerce-loop-product__link" href="https://www.hannathailand.com/product/hi711-checker-hc-total-chlorine/">เครื่องวัดปริมาณคลอรีนรวม รุ่น HI711</a> , <a class="woocommerce-LoopProduct-link woocommerce-loop-product__link" href="https://www.hannathailand.com/product/hi7609829-2/">เซ็นเซอร์วัดออกซิเจนในน้ำสำหรับ HI9829 มัลติพารามิเตอร์</a> , <a class="woocommerce-LoopProduct-link woocommerce-loop-product__link" href="https://www.hannathailand.com/product/hi718-checker-hc-iodine/">เครื่องวัดปริมาณไอโอดีน รุ่น HI718</a> , <a class="woocommerce-LoopProduct-link woocommerce-loop-product__link" href="https://www.hannathailand.com/product/hi705-checker-hc-silica-lr/">เครื่องวัดปริมาณซิลิกา ช่วงต่ำ ในตัวอย่างน้ำ รุ่น HI705</a> , <a class="woocommerce-LoopProduct-link woocommerce-loop-product__link" href="https://www.hannathailand.com/product/phosphorous-marine/">เครื่องวัดปริมาณฟอสฟอรัส ช่วงต่ำมาก รุ่น HI736</a> , <a class="woocommerce-LoopProduct-link woocommerce-loop-product__link" href="https://www.hannathailand.com/product/hi9828-25/">น้ำยามาตรฐานสอบเทียบ</a> | https://www.hannathailand.com/wp-content/uploads/2022/06/miniphotometerfurfluoridniedrig844_11-600x600.jpg , https://www.hannathailand.com/wp-content/uploads/2022/06/miniphotometerfurammoniakmittel2416_11-600x600.jpg , https://www.hannathailand.com/wp-content/uploads/2022/06/hi711_lg-600x600.jpg , https://www.hannathailand.com/wp-content/uploads/2021/07/5-500x500.jpg , https://www.hannathailand.com/wp-content/uploads/2022/06/miniphotometerfuriod829_11-600x600.jpg , https://www.hannathailand.com/wp-content/uploads/2022/06/hi705400-600x600.jpg , https://www.hannathailand.com/wp-content/uploads/2021/12/HI736-600x600.jpg , https://www.hannathailand.com/wp-content/uploads/2021/07/8-500x500.jpg
132 | HI3230B – ORP Electrode | วัดความเป็นกรด-ด่าง/โออาร์พี , สินค้าทั้งหมด , หัววัด , เครื่องควบคุมแบบต่อเนื่อง | https://www.hannathailand.com/product-category/pneumatics-control/ | https://www.hannathailand.com/product/hi3230b-orp-electrode/ | HI3230B | 8,881.00 |  | <div aria-labelledby="tab-title-additional_information" class="woocommerce-Tabs-panel woocommerce-Tabs-panel--additional_information panel entry-content" id="tab-additional_information" role="tabpanel"> </div> | ORP electrode for municipal water and quality control. Reference Single, Ag/AgCl Junction Ceramic, single Connector BNC Electrolyte Gel Max Pressure 2 bar Range ORP: ±2000 mV; 20 to 40°C (68 to 104°F) Tip Shape Platinum Pin Temperature Sensor No Amplifier No Body Material PEI (PolyEther-Imide) Cable Coaxial; 1 m (3.3′) | <div aria-labelledby="tab-title-description" class="woocommerce-Tabs-panel woocommerce-Tabs-panel--description panel entry-content active" id="tab-description" role="tabpanel"> <p>ORP electrode for municipal water and quality control.</p> <table class="spec_table mceItemTable"> <tbody> <tr> <td>Reference</td> <td> </td> <td>Single, Ag/AgCl</td> </tr> <tr> <td>Junction</td> <td> </td> <td>Ceramic, single</td> </tr> <tr> <td>Connector</td> <td> </td> <td>BNC</td> </tr> <tr> <td>Electrolyte</td> <td> </td> <td>Gel</td> </tr> <tr> <td>Max Pressure</td> <td> </td> <td>2 bar</td> </tr> <tr> <td>Range</td> <td> </td> <td>ORP: ±2000 mV; 20 to 40°C (68 to 104°F)</td> </tr> <tr> <td>Tip Shape</td> <td> </td> <td>Platinum Pin</td> </tr> <tr> <td>Temperature Sensor</td> <td> </td> <td>No</td> </tr> <tr> <td>Amplifier</td> <td> </td> <td>No</td> </tr> <tr> <td>Body Material</td> <td> </td> <td>PEI (PolyEther-Imide)</td> </tr> <tr> <td>Cable</td> <td> </td> <td>Coaxial; 1 m (3.3′)</td> </tr> </tbody> </table> </div> | ORP glass electrode with single diaphragm, designed for drinking water quality controls. | <div class="product-short-description"> <p>ORP glass electrode with single diaphragm, designed for drinking water quality controls.</p> </div> | https://www.hannathailand.com/wp-content/uploads/2022/06/31gluhj8kul__sl500_aa300_51e16cf23a0dd.jpg | เครื่องวัดปริมาณฟอสฟอรัส ช่วงต่ำมาก รุ่น HI736 , เครื่องวัดปริมาณคลอรีนรวม รุ่น HI711 , เครื่องวัดปริมาณแอมโมเนีย ในน้ำ รุ่น HI715 , น้ำยามาตรฐานสำหรับค่าโซเดียม , เครื่องวัดปริมาณฟลูออไรด์ ช่วงต่ำ รุ่น HI729 , น้ำยามาตรฐานสอบเทียบ ค่ามาตรฐานความเค็ม , เครื่องวัดปริมาณแอมโมเนีย ช่วงต่ำ รุ่น HI700 , เครื่องวัดปริมาณซิลิกา ช่วงต่ำ ในตัวอย่างน้ำ รุ่น HI705 | <a class="woocommerce-LoopProduct-link woocommerce-loop-product__link" href="https://www.hannathailand.com/product/phosphorous-marine/">เครื่องวัดปริมาณฟอสฟอรัส ช่วงต่ำมาก รุ่น HI736</a> , <a class="woocommerce-LoopProduct-link woocommerce-loop-product__link" href="https://www.hannathailand.com/product/hi711-checker-hc-total-chlorine/">เครื่องวัดปริมาณคลอรีนรวม รุ่น HI711</a> , <a class="woocommerce-LoopProduct-link woocommerce-loop-product__link" href="https://www.hannathailand.com/product/hi715-checker-hc-ammonia-mr/">เครื่องวัดปริมาณแอมโมเนีย ในน้ำ รุ่น HI715</a> , <a class="woocommerce-LoopProduct-link woocommerce-loop-product__link" href="https://www.hannathailand.com/product/hi7090l/">น้ำยามาตรฐานสำหรับค่าโซเดียม</a> , <a class="woocommerce-LoopProduct-link woocommerce-loop-product__link" href="https://www.hannathailand.com/product/hi729-checker-hc-fluoride-lr/">เครื่องวัดปริมาณฟลูออไรด์ ช่วงต่ำ รุ่น HI729</a> , <a class="woocommerce-LoopProduct-link woocommerce-loop-product__link" href="https://www.hannathailand.com/product/hi7083l/">น้ำยามาตรฐานสอบเทียบ ค่ามาตรฐานความเค็ม</a> , <a class="woocommerce-LoopProduct-link woocommerce-loop-product__link" href="https://www.hannathailand.com/product/hi700-checker-hc-ammonia-lr/">เครื่องวัดปริมาณแอมโมเนีย ช่วงต่ำ รุ่น HI700</a> , <a class="woocommerce-LoopProduct-link woocommerce-loop-product__link" href="https://www.hannathailand.com/product/hi705-checker-hc-silica-lr/">เครื่องวัดปริมาณซิลิกา ช่วงต่ำ ในตัวอย่างน้ำ รุ่น HI705</a> | https://www.hannathailand.com/wp-content/uploads/2021/12/HI736-600x600.jpg , https://www.hannathailand.com/wp-content/uploads/2022/06/hi711_lg-600x600.jpg , https://www.hannathailand.com/wp-content/uploads/2022/06/miniphotometerfurammoniakmittel2416_11-600x600.jpg , https://www.hannathailand.com/wp-content/uploads/2021/07/12-500x500.jpg , https://www.hannathailand.com/wp-content/uploads/2022/06/miniphotometerfurfluoridniedrig844_11-600x600.jpg , https://www.hannathailand.com/wp-content/uploads/2021/07/10-500x500.jpg , https://www.hannathailand.com/wp-content/uploads/2022/06/hi700_400pxl-600x600.jpg , https://www.hannathailand.com/wp-content/uploads/2022/06/hi705400-600x600.jpg
133 | HI3618D – ORP/°C Electrode | สินค้าทั้งหมด , หัววัด , เครื่องวัดความเป็นกรด-ด่าง/โออาร์พี | https://www.hannathailand.com/product-category/ph-meter/ | https://www.hannathailand.com/product/hi3618d-orpc-electrode/ | HI3618D | 11,235.00 |  | <div aria-labelledby="tab-title-additional_information" class="woocommerce-Tabs-panel woocommerce-Tabs-panel--additional_information panel entry-content" id="tab-additional_information" role="tabpanel"> </div> | ORP / ° C electrode from durable glass with a simple diaphragm, designed for laboratory. | <div aria-labelledby="tab-title-description" class="woocommerce-Tabs-panel woocommerce-Tabs-panel--description panel entry-content active" id="tab-description" role="tabpanel"> <p><span class="hps">ORP</span> <span class="hps">/ ° C</span> <span class="hps">electrode</span> <span class="hps">from</span> <span class="hps">durable</span> <span class="hps">glass</span> <span class="hps">with a simple</span> <span class="hps">diaphragm,</span> <span class="hps">designed for</span> <span class="hps">laboratory.</span></p> <p> </p> </div> | ORP / ° C electrode from durable glass with a simple diaphragm, designed for laboratory. | <div class="product-short-description"> <p>ORP / ° C electrode from durable glass with a simple diaphragm, designed for laboratory.</p> </div> | https://www.hannathailand.com/wp-content/uploads/2022/06/31gluhj8kul__sl500_aa300_51e16ef0ed283.jpg | เครื่องวัดปริมาณซิลิกา ช่วงต่ำ ในตัวอย่างน้ำ รุ่น HI705 , เครื่องวัดปริมาณโบรมีน ในตัวอย่างน้ำ รุ่น HI716 , เครื่องวัดสีในน้ำตัวอย่าง HI727 , เครื่องวัดปริมาณแอมโมเนีย ช่วงต่ำ รุ่น HI700 , เครื่องวัดปริมาณโครเมี่ยม ช่วงสูง รุ่น HI723 , เครื่องวัดปริมาณแอมโมเนีย ในน้ำ รุ่น HI715 , เครื่องวัดปริมาณคลอรีนรวม รุ่น HI711 , เซ็นเซอร์วัดออกซิเจนในน้ำสำหรับ HI9829 มัลติพารามิเตอร์ | <a class="woocommerce-LoopProduct-link woocommerce-loop-product__link" href="https://www.hannathailand.com/product/hi705-checker-hc-silica-lr/">เครื่องวัดปริมาณซิลิกา ช่วงต่ำ ในตัวอย่างน้ำ รุ่น HI705</a> , <a class="woocommerce-LoopProduct-link woocommerce-loop-product__link" href="https://www.hannathailand.com/product/hi716-checker-hc-bromine/">เครื่องวัดปริมาณโบรมีน ในตัวอย่างน้ำ รุ่น HI716</a> , <a class="woocommerce-LoopProduct-link woocommerce-loop-product__link" href="https://www.hannathailand.com/product/hi727-checker-hc-color-of-water/">เครื่องวัดสีในน้ำตัวอย่าง HI727</a> , <a class="woocommerce-LoopProduct-link woocommerce-loop-product__link" href="https://www.hannathailand.com/product/hi700-checker-hc-ammonia-lr/">เครื่องวัดปริมาณแอมโมเนีย ช่วงต่ำ รุ่น HI700</a> , <a class="woocommerce-LoopProduct-link woocommerce-loop-product__link" href="https://www.hannathailand.com/product/hi723-checker-hc-chromium-vi-hr/">เครื่องวัดปริมาณโครเมี่ยม ช่วงสูง รุ่น HI723</a> , <a class="woocommerce-LoopProduct-link woocommerce-loop-product__link" href="https://www.hannathailand.com/product/hi715-checker-hc-ammonia-mr/">เครื่องวัดปริมาณแอมโมเนีย ในน้ำ รุ่น HI715</a> , <a class="woocommerce-LoopProduct-link woocommerce-loop-product__link" href="https://www.hannathailand.com/product/hi711-checker-hc-total-chlorine/">เครื่องวัดปริมาณคลอรีนรวม รุ่น HI711</a> , <a class="woocommerce-LoopProduct-link woocommerce-loop-product__link" href="https://www.hannathailand.com/product/hi7609829-2/">เซ็นเซอร์วัดออกซิเจนในน้ำสำหรับ HI9829 มัลติพารามิเตอร์</a> | https://www.hannathailand.com/wp-content/uploads/2022/06/hi705400-600x600.jpg , https://www.hannathailand.com/wp-content/uploads/2022/06/miniphotometerfurfreiesgesamtchlor704_11-600x600.jpg , https://www.hannathailand.com/wp-content/uploads/2022/06/miniphotometerfurfarbe843_11-600x600.jpg , https://www.hannathailand.com/wp-content/uploads/2022/06/hi700_400pxl-600x600.jpg , https://www.hannathailand.com/wp-content/uploads/2022/06/miniphotometerfurchromvihoch839_11-600x600.jpg , https://www.hannathailand.com/wp-content/uploads/2022/06/miniphotometerfurammoniakmittel2416_11-600x600.jpg , https://www.hannathailand.com/wp-content/uploads/2022/06/hi711_lg-600x600.jpg , https://www.hannathailand.com/wp-content/uploads/2021/07/5-500x500.jpg
134 | HI38000 CTK Sulfate | ชุดทดสอบเคมี , สินค้าทั้งหมด , แบบเทียบสี | https://www.hannathailand.com/product-category/test-kit/color/ | https://www.hannathailand.com/product/hi38000-ctk-sulfate/ | HI38000 | 4,815.00 |  | <div aria-labelledby="tab-title-additional_information" class="woocommerce-Tabs-panel woocommerce-Tabs-panel--additional_information panel entry-content" id="tab-additional_information" role="tabpanel"> </div> | The procedure for determining sulfate is a modification of the barium sulfate turbidimetric method. Sulfate is precipitated as barium sulfate by reaction with barium chloride in acidic medium. The turbidity is proportional to the concentration of sulfate: (SO4)2- + Ba2+ → BaSO4 Order Information: HI 38000 test kit comes with 100 packets sulfate reagent A, 53 g sulfate reagent B, 10 mL complexing agent, 50 mL glass test tube, 50 mL plastic vessel, 3 mL plastic pipette and spoon. Product Manuals Manual: Download Specification : Method Turbidimetric Range 20-100 mg/L Smallest Increment 5 mg/L Chemical Method Barium chloride Number of Tests 100 Weight 290 g | <div aria-labelledby="tab-title-description" class="woocommerce-Tabs-panel woocommerce-Tabs-panel--description panel entry-content active" id="tab-description" role="tabpanel"> <p>The procedure for determining sulfate is a modification of the barium sulfate turbidimetric method.</p> <p>Sulfate is precipitated as barium sulfate by reaction with barium chloride in acidic medium. The turbidity is proportional to the concentration of sulfate:</p> <p>(SO<sub><span style="font-size: small;">4</span></sub>)<sup><span style="font-size: small;">2-</span></sup> + Ba<sup><span style="font-size: small;">2+</span></sup> → BaSO<sub><span style="font-size: small;">4</span></sub></p> <p> </p> <p><strong>Order Information:</strong><br/> HI 38000 test kit comes with 100 packets sulfate reagent A, 53 g sulfate reagent B, 10 mL complexing agent, 50 mL glass test tube, 50 mL plastic vessel, 3 mL plastic pipette and spoon.</p> <div><strong>Product Manuals</strong></div> <p><img align="absmiddle" alt="" border="0" decoding="async" height="22" loading="lazy" src="http://www.hannainst.com/usa/images/icon-pdf.gif" width="20"/> Manual: <a href="http://www.hannainst.com/manuals/manHI_38000.pdf" rel="noopener" target="_blank" title="Download Product Manual">Download</a></p> <p><strong>Specification :</strong></p> <table class="spec_table"> <tbody> <tr> <td>Method</td> <td> </td> <td>Turbidimetric</td> </tr> <tr> <td>Range</td> <td> </td> <td>20-100 mg/L</td> </tr> <tr> <td>Smallest Increment</td> <td> </td> <td>5 mg/L</td> </tr> <tr> <td>Chemical Method</td> <td> </td> <td>Barium chloride</td> </tr> <tr> <td>Number of Tests</td> <td> </td> <td>100</td> </tr> <tr> <td>Weight</td> <td> </td> <td>290 g</td> </tr> </tbody> </table> <p> </p> </div> | Test kit for the chemical determination of sulfate in the range 20 to 100 mg / l (ppm). 100 Tests | <div class="product-short-description"> <p>Test kit for the chemical determination of sulfate in the range 20 to 100 mg / l (ppm).<br/> 100 Tests</p> </div> | https://www.hannathailand.com/wp-content/uploads/2022/06/31gluhj8kul__sl500_aa300_51dfe6443a52b.jpg | เครื่องวัดปริมาณไนไตรท์ ช่วงต่ำ รุ่น HI707 , เครื่องวัดปริมาณฟอสเฟต ช่วงต่ำ รุ่น HI713 , ซัลไฟด์สารต้านอนุมูลอิสระบัฟเฟอร์ , เครื่องวัดปริมาณคลอรีนอิสระ รุ่น HI701 , เครื่องวัดปริมาณโบรมีน ในตัวอย่างน้ำ รุ่น HI716 , เครื่องวัดปริมาณฟอสเฟต ช่วงสูง รุ่น HI717 , เครื่องวัดค่าเหล็ก รุ่น HI721 , เครื่องวัดปริมาณโครเมี่ยม ช่วงสูง รุ่น HI723 | <a class="woocommerce-LoopProduct-link woocommerce-loop-product__link" href="https://www.hannathailand.com/product/hi707-checker-hc-nitrite-lr/">เครื่องวัดปริมาณไนไตรท์ ช่วงต่ำ รุ่น HI707</a> , <a class="woocommerce-LoopProduct-link woocommerce-loop-product__link" href="https://www.hannathailand.com/product/hi713-checker-hc-phosphate-lr/">เครื่องวัดปริมาณฟอสเฟต ช่วงต่ำ รุ่น HI713</a> , <a class="woocommerce-LoopProduct-link woocommerce-loop-product__link" href="https://www.hannathailand.com/product/hi4015-00/">ซัลไฟด์สารต้านอนุมูลอิสระบัฟเฟอร์</a> , <a class="woocommerce-LoopProduct-link woocommerce-loop-product__link" href="https://www.hannathailand.com/product/hi701-checker-hc-free-chlorine/">เครื่องวัดปริมาณคลอรีนอิสระ รุ่น HI701</a> , <a class="woocommerce-LoopProduct-link woocommerce-loop-product__link" href="https://www.hannathailand.com/product/hi716-checker-hc-bromine/">เครื่องวัดปริมาณโบรมีน ในตัวอย่างน้ำ รุ่น HI716</a> , <a class="woocommerce-LoopProduct-link woocommerce-loop-product__link" href="https://www.hannathailand.com/product/hi717-checker-hc-phosphate-hr/">เครื่องวัดปริมาณฟอสเฟต ช่วงสูง รุ่น HI717</a> , <a class="woocommerce-LoopProduct-link woocommerce-loop-product__link" href="https://www.hannathailand.com/product/hi721-checker-hc-iron/">เครื่องวัดค่าเหล็ก รุ่น HI721</a> , <a class="woocommerce-LoopProduct-link woocommerce-loop-product__link" href="https://www.hannathailand.com/product/hi723-checker-hc-chromium-vi-hr/">เครื่องวัดปริมาณโครเมี่ยม ช่วงสูง รุ่น HI723</a> | https://www.hannathailand.com/wp-content/uploads/2022/06/hi707400-600x600.jpg , https://www.hannathailand.com/wp-content/uploads/2022/06/hi713_lg51caffcdce23e-600x600.jpg , https://www.hannathailand.com/wp-content/uploads/2021/07/7-500x500.jpg , https://www.hannathailand.com/wp-content/uploads/2021/11/hi701-500x500.jpg , https://www.hannathailand.com/wp-content/uploads/2022/06/miniphotometerfurfreiesgesamtchlor704_11-600x600.jpg , https://www.hannathailand.com/wp-content/uploads/2022/06/miniphotometerfurphosphathoch827_11-600x600.jpg , https://www.hannathailand.com/wp-content/uploads/2022/06/miniphotometerfureisen832_11-600x600.jpg , https://www.hannathailand.com/wp-content/uploads/2022/06/miniphotometerfurchromvihoch839_11-600x600.jpg
135 | HI38000-10 -Reagents for CTK Sulfate | ชุดทดสอบเคมี , สินค้าทั้งหมด , แบบเทียบสี | https://www.hannathailand.com/product-category/test-kit/color/ | https://www.hannathailand.com/product/hi38000-10-reagents-for-ctk-sulfate/ | HI38000-10 | 1,765.50 |  | <div aria-labelledby="tab-title-additional_information" class="woocommerce-Tabs-panel woocommerce-Tabs-panel--additional_information panel entry-content" id="tab-additional_information" role="tabpanel"> </div> | Reagent kit for HI 38000 (100 tests) | <div aria-labelledby="tab-title-description" class="woocommerce-Tabs-panel woocommerce-Tabs-panel--description panel entry-content active" id="tab-description" role="tabpanel"> <p><span class="hps">Reagent</span> <span class="hps">kit</span> <span class="hps">for</span> <span class="hps">HI</span> <span class="hps">38000 (100</span> <span class="hps">tests)</span></p> </div> | Reagent kit for HI 38000 (100 tests) | <div class="product-short-description"> <p>Reagent kit for HI 38000 (100 tests)</p> </div> | https://www.hannathailand.com/wp-content/uploads/2022/06/31gluhj8kul__sl500_aa300_51e27a0838310.jpg | เครื่องวัดปริมาณฟอสเฟต ช่วงต่ำ รุ่น HI713 , น้ำยามาตรฐานสอบเทียบ , เครื่องวัดปริมาณไอโอดีน รุ่น HI718 , เครื่องวัดปริมาณฟลูออไรด์ ช่วงต่ำ รุ่น HI729 , เครื่องวัดปริมาณโบรมีน ในตัวอย่างน้ำ รุ่น HI716 , เซ็นเซอร์วัดออกซิเจนในน้ำสำหรับ HI9829 มัลติพารามิเตอร์ , เครื่องวัดสีในน้ำตัวอย่าง HI727 , เครื่องวัดปริมาณโครเมี่ยม ช่วงสูง รุ่น HI723 | <a class="woocommerce-LoopProduct-link woocommerce-loop-product__link" href="https://www.hannathailand.com/product/hi713-checker-hc-phosphate-lr/">เครื่องวัดปริมาณฟอสเฟต ช่วงต่ำ รุ่น HI713</a> , <a class="woocommerce-LoopProduct-link woocommerce-loop-product__link" href="https://www.hannathailand.com/product/hi9828-25/">น้ำยามาตรฐานสอบเทียบ</a> , <a class="woocommerce-LoopProduct-link woocommerce-loop-product__link" href="https://www.hannathailand.com/product/hi718-checker-hc-iodine/">เครื่องวัดปริมาณไอโอดีน รุ่น HI718</a> , <a class="woocommerce-LoopProduct-link woocommerce-loop-product__link" href="https://www.hannathailand.com/product/hi729-checker-hc-fluoride-lr/">เครื่องวัดปริมาณฟลูออไรด์ ช่วงต่ำ รุ่น HI729</a> , <a class="woocommerce-LoopProduct-link woocommerce-loop-product__link" href="https://www.hannathailand.com/product/hi716-checker-hc-bromine/">เครื่องวัดปริมาณโบรมีน ในตัวอย่างน้ำ รุ่น HI716</a> , <a class="woocommerce-LoopProduct-link woocommerce-loop-product__link" href="https://www.hannathailand.com/product/hi7609829-2/">เซ็นเซอร์วัดออกซิเจนในน้ำสำหรับ HI9829 มัลติพารามิเตอร์</a> , <a class="woocommerce-LoopProduct-link woocommerce-loop-product__link" href="https://www.hannathailand.com/product/hi727-checker-hc-color-of-water/">เครื่องวัดสีในน้ำตัวอย่าง HI727</a> , <a class="woocommerce-LoopProduct-link woocommerce-loop-product__link" href="https://www.hannathailand.com/product/hi723-checker-hc-chromium-vi-hr/">เครื่องวัดปริมาณโครเมี่ยม ช่วงสูง รุ่น HI723</a> | https://www.hannathailand.com/wp-content/uploads/2022/06/hi713_lg51caffcdce23e-600x600.jpg , https://www.hannathailand.com/wp-content/uploads/2021/07/8-500x500.jpg , https://www.hannathailand.com/wp-content/uploads/2022/06/miniphotometerfuriod829_11-600x600.jpg , https://www.hannathailand.com/wp-content/uploads/2022/06/miniphotometerfurfluoridniedrig844_11-600x600.jpg , https://www.hannathailand.com/wp-content/uploads/2022/06/miniphotometerfurfreiesgesamtchlor704_11-600x600.jpg , https://www.hannathailand.com/wp-content/uploads/2021/07/5-500x500.jpg , https://www.hannathailand.com/wp-content/uploads/2022/06/miniphotometerfurfarbe843_11-600x600.jpg , https://www.hannathailand.com/wp-content/uploads/2022/06/miniphotometerfurchromvihoch839_11-600x600.jpg
136 | HI38001 CTK Sulfate Low and High Range | ชุดทดสอบเคมี , สินค้าทั้งหมด , แบบไทเทรต | https://www.hannathailand.com/product-category/test-kit/titrate/ | https://www.hannathailand.com/product/hi38001-ctk-sulfate-low-and-high-range/ | HI38001 | 5,082.50 |  | <div aria-labelledby="tab-title-additional_information" class="woocommerce-Tabs-panel woocommerce-Tabs-panel--additional_information panel entry-content" id="tab-additional_information" role="tabpanel"> </div> | ชุดทดสอบ HI38001 มาพร้อมกับรีเอเจนต์ซัลเฟต A 100 ซอง (2 ชุด), รีเอเจนต์ LR ซัลเฟต B 100 มล., รีเอเจนต์ซัลเฟต HR 100 มล. B, รีเอเจนต์ซัลเฟต C 10 มล., สารก่อเชิงซ้อน 20 มล., สารละลายซัลเฟต 30 มล., ภาชนะพลาสติก 50 มล. ( 2) และกระบอกฉีด 1 มล. (2) The procedure for determining sulfate is a modification of the Determination of Sulfate by Sulfonazo III. Sulfate is determined via a titrimetric method. The reaction end point is indicated by the change in color of the solution from violet to blue. Order Information: HI38001 test kit comes with 100 packets sulfate reagent A (2 sets), 100 mL LR sulfate reagent B, 100 mL HR sulfate reagent B, 10 mL sulfate reagent C, 20 mL complexing agent, 30 mL sulfate solution, 50 mL plastic vessels (2) and 1 mL syringes (2). Product Manuals Manual: Download Specification : Method Titration Range 100-1000 mg/L 1000-10000 mg/L Smallest Increment 10 mg/L 100 mg/L Chemical Method Barium chloride Number of Tests 200 Weight 640 g | <div aria-labelledby="tab-title-description" class="woocommerce-Tabs-panel woocommerce-Tabs-panel--description panel entry-content active" id="tab-description" role="tabpanel"> <p>ชุดทดสอบ HI38001 มาพร้อมกับรีเอเจนต์ซัลเฟต A 100 ซอง (2 ชุด), รีเอเจนต์ LR ซัลเฟต B 100 มล., รีเอเจนต์ซัลเฟต HR 100 มล. B, รีเอเจนต์ซัลเฟต C 10 มล., สารก่อเชิงซ้อน 20 มล., สารละลายซัลเฟต 30 มล., ภาชนะพลาสติก 50 มล. ( 2) และกระบอกฉีด 1 มล. (2)</p> <p>The procedure for determining sulfate is a modification of the Determination of Sulfate by Sulfonazo III. Sulfate is determined via a titrimetric method. The reaction end point is indicated by the change in color of the solution from violet to blue.</p> <p> </p> <p><strong>Order Information:</strong><br/> HI38001 test kit comes with 100 packets sulfate reagent A (2 sets), 100 mL LR sulfate reagent B, 100 mL HR sulfate reagent B, 10 mL sulfate reagent C, 20 mL complexing agent, 30 mL sulfate solution, 50 mL plastic vessels (2) and 1 mL syringes (2).</p> <div><strong>Product Manuals</strong></div> <p><img align="absmiddle" alt="" border="0" decoding="async" height="22" loading="lazy" src="http://www.hannainst.com/usa/images/icon-pdf.gif" width="20"/> Manual: <a href="http://www.hannainst.com/manuals/manHI_38001.pdf" rel="noopener" target="_blank" title="Download Product Manual">Download</a></p> <p><strong>Specification :</strong></p> <table class="spec_table"> <tbody> <tr> <td>Method</td> <td></td> <td>Titration</td> </tr> <tr> <td>Range</td> <td></td> <td>100-1000 mg/L<br/> 1000-10000 mg/L</td> </tr> <tr> <td>Smallest Increment</td> <td></td> <td>10 mg/L<br/> 100 mg/L</td> </tr> <tr> <td>Chemical Method</td> <td></td> <td>Barium chloride</td> </tr> <tr> <td>Number of Tests</td> <td></td> <td>200</td> </tr> <tr> <td>Weight</td> <td></td> <td>640 g</td> </tr> </tbody> </table> <p> </p> </div> | Test kit for the chemical determination of sulfate in the range 100 to 1000 mg / l (ppm) and 1000 to 10000mg / l (ppm). 200 tests | <div class="product-short-description"> <p>Test kit for the chemical determination of sulfate in the range 100 to 1000 mg / l (ppm) and 1000 to 10000mg / l (ppm).<br/> 200 tests</p> </div> | https://www.hannathailand.com/wp-content/uploads/2022/06/31gluhj8kul__sl500_aa300_51dfeaa33cefb.jpg | น้ำยามาตรฐานสำหรับค่าโซเดียม , เครื่องวัดสีในน้ำตัวอย่าง HI727 , เครื่องวัดปริมาณฟอสเฟต ช่วงต่ำ รุ่น HI713 , น้ำยามาตรฐานสอบเทียบ , เครื่องวัดปริมาณแอมโมเนีย ช่วงสูง รุ่น HI733 , เครื่องวัดปริมาณนิกเกิล ช่วงสูง รุ่น HI726 , เครื่องวัดปริมาณไนไตรท์ ช่วงต่ำ รุ่น HI707 , เครื่องวัดคลอรีน | <a class="woocommerce-LoopProduct-link woocommerce-loop-product__link" href="https://www.hannathailand.com/product/hi7090l/">น้ำยามาตรฐานสำหรับค่าโซเดียม</a> , <a class="woocommerce-LoopProduct-link woocommerce-loop-product__link" href="https://www.hannathailand.com/product/hi727-checker-hc-color-of-water/">เครื่องวัดสีในน้ำตัวอย่าง HI727</a> , <a class="woocommerce-LoopProduct-link woocommerce-loop-product__link" href="https://www.hannathailand.com/product/hi713-checker-hc-phosphate-lr/">เครื่องวัดปริมาณฟอสเฟต ช่วงต่ำ รุ่น HI713</a> , <a class="woocommerce-LoopProduct-link woocommerce-loop-product__link" href="https://www.hannathailand.com/product/hi9828-25/">น้ำยามาตรฐานสอบเทียบ</a> , <a class="woocommerce-LoopProduct-link woocommerce-loop-product__link" href="https://www.hannathailand.com/product/hi733-checker-hc-ammonia-hr/">เครื่องวัดปริมาณแอมโมเนีย ช่วงสูง รุ่น HI733</a> , <a class="woocommerce-LoopProduct-link woocommerce-loop-product__link" href="https://www.hannathailand.com/product/hi726-checker-hc-nickel-hr/">เครื่องวัดปริมาณนิกเกิล ช่วงสูง รุ่น HI726</a> , <a class="woocommerce-LoopProduct-link woocommerce-loop-product__link" href="https://www.hannathailand.com/product/hi707-checker-hc-nitrite-lr/">เครื่องวัดปริมาณไนไตรท์ ช่วงต่ำ รุ่น HI707</a> , <a class="woocommerce-LoopProduct-link woocommerce-loop-product__link" href="https://www.hannathailand.com/product/free-chlorine/">เครื่องวัดคลอรีน</a> | https://www.hannathailand.com/wp-content/uploads/2021/07/12-500x500.jpg , https://www.hannathailand.com/wp-content/uploads/2022/06/miniphotometerfurfarbe843_11-600x600.jpg , https://www.hannathailand.com/wp-content/uploads/2022/06/hi713_lg51caffcdce23e-600x600.jpg , https://www.hannathailand.com/wp-content/uploads/2021/07/8-500x500.jpg , https://www.hannathailand.com/wp-content/uploads/2022/06/miniphotometerfurammoniumhoch2418_11-600x600.jpg , https://www.hannathailand.com/wp-content/uploads/2022/06/miniphotometerfurnickelhoch841_11-600x600.jpg , https://www.hannathailand.com/wp-content/uploads/2022/06/hi707400-600x600.jpg , https://www.hannathailand.com/wp-content/uploads/2021/07/1-500x500.jpg
137 | HI38001-10 – Reagents for CTK Sulfate LR / HR | ชุดทดสอบเคมี , สินค้าทั้งหมด , แบบไทเทรต | https://www.hannathailand.com/product-category/test-kit/titrate/ | https://www.hannathailand.com/product/hi38001-10-reagents-for-ctk-sulfate-lr-hr/ | HI38001-10 | 1,765.50 |  | <div aria-labelledby="tab-title-additional_information" class="woocommerce-Tabs-panel woocommerce-Tabs-panel--additional_information panel entry-content" id="tab-additional_information" role="tabpanel"> </div> | Reagent kit for HI 38001 (100 tests). | <div aria-labelledby="tab-title-description" class="woocommerce-Tabs-panel woocommerce-Tabs-panel--description panel entry-content active" id="tab-description" role="tabpanel"> <p><span class="hps">Reagent</span> <span class="hps">kit</span> <span class="hps">for</span> <span class="hps">HI</span> <span class="hps">38001 (100</span> <span class="hps">tests).</span></p> </div> | Reagent kit for HI 38001 (100 tests). | <div class="product-short-description"> <p>Reagent kit for HI 38001 (100 tests).</p> </div> | https://www.hannathailand.com/wp-content/uploads/2022/06/31gluhj8kul__sl500_aa300_51e2798d85552.jpg | เครื่องวัดปริมาณฟอสเฟต ช่วงต่ำ รุ่น HI713 , น้ำยามาตรฐานสำหรับค่าโซเดียม , เครื่องวัดปริมาณฟอสเฟต ช่วงสูง รุ่น HI717 , เครื่องวัดปริมาณคลอรีนรวม รุ่น HI711 , เครื่องวัดคลอรีน , เครื่องวัดปริมาณคลอรีนอิสระ รุ่น HI701 , เครื่องวัดปริมาณแอมโมเนีย ช่วงต่ำ รุ่น HI700 , เครื่องวัดปริมาณไอโอดีน รุ่น HI718 | <a class="woocommerce-LoopProduct-link woocommerce-loop-product__link" href="https://www.hannathailand.com/product/hi713-checker-hc-phosphate-lr/">เครื่องวัดปริมาณฟอสเฟต ช่วงต่ำ รุ่น HI713</a> , <a class="woocommerce-LoopProduct-link woocommerce-loop-product__link" href="https://www.hannathailand.com/product/hi7090l/">น้ำยามาตรฐานสำหรับค่าโซเดียม</a> , <a class="woocommerce-LoopProduct-link woocommerce-loop-product__link" href="https://www.hannathailand.com/product/hi717-checker-hc-phosphate-hr/">เครื่องวัดปริมาณฟอสเฟต ช่วงสูง รุ่น HI717</a> , <a class="woocommerce-LoopProduct-link woocommerce-loop-product__link" href="https://www.hannathailand.com/product/hi711-checker-hc-total-chlorine/">เครื่องวัดปริมาณคลอรีนรวม รุ่น HI711</a> , <a class="woocommerce-LoopProduct-link woocommerce-loop-product__link" href="https://www.hannathailand.com/product/free-chlorine/">เครื่องวัดคลอรีน</a> , <a class="woocommerce-LoopProduct-link woocommerce-loop-product__link" href="https://www.hannathailand.com/product/hi701-checker-hc-free-chlorine/">เครื่องวัดปริมาณคลอรีนอิสระ รุ่น HI701</a> , <a class="woocommerce-LoopProduct-link woocommerce-loop-product__link" href="https://www.hannathailand.com/product/hi700-checker-hc-ammonia-lr/">เครื่องวัดปริมาณแอมโมเนีย ช่วงต่ำ รุ่น HI700</a> , <a class="woocommerce-LoopProduct-link woocommerce-loop-product__link" href="https://www.hannathailand.com/product/hi718-checker-hc-iodine/">เครื่องวัดปริมาณไอโอดีน รุ่น HI718</a> | https://www.hannathailand.com/wp-content/uploads/2022/06/hi713_lg51caffcdce23e-600x600.jpg , https://www.hannathailand.com/wp-content/uploads/2021/07/12-500x500.jpg , https://www.hannathailand.com/wp-content/uploads/2022/06/miniphotometerfurphosphathoch827_11-600x600.jpg , https://www.hannathailand.com/wp-content/uploads/2022/06/hi711_lg-600x600.jpg , https://www.hannathailand.com/wp-content/uploads/2021/07/1-500x500.jpg , https://www.hannathailand.com/wp-content/uploads/2021/11/hi701-500x500.jpg , https://www.hannathailand.com/wp-content/uploads/2022/06/hi700_400pxl-600x600.jpg , https://www.hannathailand.com/wp-content/uploads/2022/06/miniphotometerfuriod829_11-600x600.jpg
138 | HI38014 CTK Alkalinity Total | ชุดทดสอบเคมี , สินค้าทั้งหมด , แบบจานเทียบสี | https://www.hannathailand.com/product-category/test-kit/color-disc/ | https://www.hannathailand.com/product/hi38014-ctk-alkalinity-total/ | HI38014 | 1,605.00 |  | <div aria-labelledby="tab-title-additional_information" class="woocommerce-Tabs-panel woocommerce-Tabs-panel--additional_information panel entry-content" id="tab-additional_information" role="tabpanel"> </div> | This parameter is important in determining the corrosive properties of minerals found in water, such as, silicates, carbonates, bicarbonates, and dissolved salts of phosphates and some organic acids. Testing alkalinity is important in the treatment of drinking water, wastewater, pools, heating and cooling, food and beverage cleaning systems, soil and environmental testing, as well as in agriculture, and aquaculture applications. Total alkalinity is determined by neutralizing the sample to a pH of 4.5 using a dilute sulfuric acid solution and a bromophenol blue indicator. Order Information: HI 38014 test kit comes with 10 mL bromophenol blue indicator, 110 mL total alkalinity reagent, 20 mL calibrated vessel with cap and 1 mL syringe with cap. Product Manuals Manual: Download Method Titration Range 0-500 gpg Smallest Increment 5 gpg Chemical Method Bromphenol blue Number of Tests 100 Weight 363 g | <div aria-labelledby="tab-title-description" class="woocommerce-Tabs-panel woocommerce-Tabs-panel--description panel entry-content active" id="tab-description" role="tabpanel"> <p>This parameter is important in determining the corrosive properties of minerals found in water, such as, silicates, carbonates, bicarbonates, and dissolved salts of phosphates and some organic acids. Testing alkalinity is important in the treatment of drinking water, wastewater, pools, heating and cooling, food and beverage cleaning systems, soil and environmental testing, as well as in agriculture, and aquaculture applications.</p> <p>Total alkalinity is determined by neutralizing the sample to a pH of 4.5 using a dilute sulfuric acid solution and a bromophenol blue indicator.</p> <p> </p> <p><strong>Order Information:</strong><br/> HI 38014 test kit comes with 10 mL bromophenol blue indicator, 110 mL total alkalinity reagent, 20 mL calibrated vessel with cap and 1 mL syringe with cap.</p> <div><strong>Product Manuals</strong></div> <p><img align="absmiddle" alt="" border="0" decoding="async" height="22" loading="lazy" src="http://www.hannainst.com/usa/images/icon-pdf.gif" width="20"/> Manual: <a href="http://www.hannainst.com/manuals/3811.pdf" target="_blank" title="Download Product Manual">Download</a></p> <table class="spec_table"> <tbody> <tr> <td>Method</td> <td> </td> <td>Titration</td> </tr> <tr> <td>Range</td> <td> </td> <td>0-500 gpg</td> </tr> <tr> <td>Smallest Increment</td> <td> </td> <td>5 gpg</td> </tr> <tr> <td>Chemical Method</td> <td> </td> <td>Bromphenol blue</td> </tr> <tr> <td>Number of Tests</td> <td> </td> <td>100</td> </tr> <tr> <td>Weight</td> <td> </td> <td>363 g</td> </tr> </tbody> </table> <p> </p> </div> | Chemical test kit for the determination of total alkalinity, and phenolphthalein in the range of 0 mg / l to 500 mg / l 100 Tests | <div class="product-short-description"> <p>Chemical test kit for the determination of total alkalinity, and phenolphthalein in the range of 0 mg / l to 500 mg / l<br/> 100 Tests</p> </div> | https://www.hannathailand.com/wp-content/uploads/2022/06/31gluhj8kul__sl500_aa300_51e39b45ef43e.jpg | สารละลายมาตรฐานความขุ่น 20 NTU , น้ำยามาตรฐานสอบเทียบ ค่ามาตรฐานความเค็ม , เครื่องวัดสีในน้ำตัวอย่าง HI727 , เครื่องวัดปริมาณแอมโมเนีย ช่วงต่ำ รุ่น HI700 , เครื่องวัดปริมาณฟอสเฟต ช่วงสูง รุ่น HI717 , เครื่องวัดปริมาณแอมโมเนีย ช่วงสูง รุ่น HI733 , เครื่องวัดปริมาณฟลูออไรด์ ช่วงต่ำ รุ่น HI729 , เครื่องวัดปริมาณไนไตรท์ ช่วงต่ำ รุ่น HI707 | <a class="woocommerce-LoopProduct-link woocommerce-loop-product__link" href="https://www.hannathailand.com/product/hi93102-20/">สารละลายมาตรฐานความขุ่น 20 NTU</a> , <a class="woocommerce-LoopProduct-link woocommerce-loop-product__link" href="https://www.hannathailand.com/product/hi7083l/">น้ำยามาตรฐานสอบเทียบ ค่ามาตรฐานความเค็ม</a> , <a class="woocommerce-LoopProduct-link woocommerce-loop-product__link" href="https://www.hannathailand.com/product/hi727-checker-hc-color-of-water/">เครื่องวัดสีในน้ำตัวอย่าง HI727</a> , <a class="woocommerce-LoopProduct-link woocommerce-loop-product__link" href="https://www.hannathailand.com/product/hi700-checker-hc-ammonia-lr/">เครื่องวัดปริมาณแอมโมเนีย ช่วงต่ำ รุ่น HI700</a> , <a class="woocommerce-LoopProduct-link woocommerce-loop-product__link" href="https://www.hannathailand.com/product/hi717-checker-hc-phosphate-hr/">เครื่องวัดปริมาณฟอสเฟต ช่วงสูง รุ่น HI717</a> , <a class="woocommerce-LoopProduct-link woocommerce-loop-product__link" href="https://www.hannathailand.com/product/hi733-checker-hc-ammonia-hr/">เครื่องวัดปริมาณแอมโมเนีย ช่วงสูง รุ่น HI733</a> , <a class="woocommerce-LoopProduct-link woocommerce-loop-product__link" href="https://www.hannathailand.com/product/hi729-checker-hc-fluoride-lr/">เครื่องวัดปริมาณฟลูออไรด์ ช่วงต่ำ รุ่น HI729</a> , <a class="woocommerce-LoopProduct-link woocommerce-loop-product__link" href="https://www.hannathailand.com/product/hi707-checker-hc-nitrite-lr/">เครื่องวัดปริมาณไนไตรท์ ช่วงต่ำ รุ่น HI707</a> | https://www.hannathailand.com/wp-content/uploads/2021/07/9-500x500.jpg , https://www.hannathailand.com/wp-content/uploads/2021/07/10-500x500.jpg , https://www.hannathailand.com/wp-content/uploads/2022/06/miniphotometerfurfarbe843_11-600x600.jpg , https://www.hannathailand.com/wp-content/uploads/2022/06/hi700_400pxl-600x600.jpg , https://www.hannathailand.com/wp-content/uploads/2022/06/miniphotometerfurphosphathoch827_11-600x600.jpg , https://www.hannathailand.com/wp-content/uploads/2022/06/miniphotometerfurammoniumhoch2418_11-600x600.jpg , https://www.hannathailand.com/wp-content/uploads/2022/06/miniphotometerfurfluoridniedrig844_11-600x600.jpg , https://www.hannathailand.com/wp-content/uploads/2022/06/hi707400-600x600.jpg
139 | HI38017 CTK Chlorine Free & Total | ชุดทดสอบเคมี , สินค้าทั้งหมด , แบบจานเทียบสี | https://www.hannathailand.com/product-category/test-kit/color-disc/ | https://www.hannathailand.com/product/hi38017-ctk-chlorine-free-total/ | HI38017 | 4,815.00 |  | <div aria-labelledby="tab-title-additional_information" class="woocommerce-Tabs-panel woocommerce-Tabs-panel--additional_information panel entry-content" id="tab-additional_information" role="tabpanel"> </div> | Free chlorine reacts with ammonium ions and organic compounds to form chlorine compounds resulting in diminished disinfecting capabilities compared with free chlorine. These chlorine compounds together with chloramines form combined chlorine. Combined chlorine and excess free chlorine together result in total chlorine. While free chlorine has a much higher disinfectant potential, combined chlorine has a much higher stability and has a lesser volatility. There should be sufficient levels of unreacted free chlorine for adequate disinfection, but not so much as to become harmful. Order Information: HI 39017 test kits come with HI 93701-0 free chlorine reagent (100 packets), HI 93711-0 total chlorine reagent (100 packets), demineralizer bottle with filter cap for 12 L, checker disc, glass vials with caps (2) and 3 mL plastic pipettes Product Manuals Manual: Download Method Checker Disc Range 0.00-0.70 mg/L 0.0-3.5 mg/L Smallest Increment 0.02 mg/L 0.1 mg/L Chemical Method DPD Number of Tests 200 Weight 696 g | <div aria-labelledby="tab-title-description" class="woocommerce-Tabs-panel woocommerce-Tabs-panel--description panel entry-content active" id="tab-description" role="tabpanel"> <p>Free chlorine reacts with ammonium ions and organic compounds to form chlorine compounds resulting in diminished disinfecting capabilities compared with free chlorine. These chlorine compounds together with chloramines form combined chlorine. Combined chlorine and excess free chlorine together result in total chlorine. While free chlorine has a much higher disinfectant potential, combined chlorine has a much higher stability and has a lesser volatility. There should be sufficient levels of unreacted free chlorine for adequate disinfection, but not so much as to become harmful.</p> <p> </p> <p><strong>Order Information:</strong><br/> HI 39017 test kits come with HI 93701-0 free chlorine reagent (100 packets), HI 93711-0 total chlorine reagent (100 packets), demineralizer bottle with filter cap for 12 L, checker disc, glass vials with caps (2) and 3 mL plastic pipettes</p> <div><strong>Product Manuals</strong></div> <p><img align="absmiddle" alt="" border="0" decoding="async" height="22" loading="lazy" src="http://www.hannainst.com/usa/images/icon-pdf.gif" width="20"/> Manual: <a href="http://www.hannainst.com/manuals/manHI_38017.pdf" target="_blank" title="Download Product Manual">Download</a></p> <table class="spec_table"> <tbody> <tr> <td>Method</td> <td> </td> <td>Checker Disc</td> </tr> <tr> <td>Range</td> <td> </td> <td>0.00-0.70 mg/L<br/> 0.0-3.5 mg/L</td> </tr> <tr> <td>Smallest Increment</td> <td> </td> <td>0.02 mg/L<br/> 0.1 mg/L</td> </tr> <tr> <td>Chemical Method</td> <td> </td> <td>DPD</td> </tr> <tr> <td>Number of Tests</td> <td> </td> <td>200</td> </tr> <tr> <td>Weight</td> <td> </td> <td>696 g</td> </tr> </tbody> </table> <p> </p> </div> | Chemical test kit for the determination of free and total chlorine in 0.0-0.70/0.0-3.5 mg / l (ppm). | <div class="product-short-description"> <p>Chemical test kit for the determination of free and total chlorine in 0.0-0.70/0.0-3.5 mg / l (ppm).</p> </div> | https://www.hannathailand.com/wp-content/uploads/2022/06/31gluhj8kul__sl500_aa300_51dff1da39aa0.jpg | เครื่องวัดปริมาณซิลิกา ช่วงต่ำ ในตัวอย่างน้ำ รุ่น HI705 , เครื่องวัดปริมาณแอมโมเนีย ในน้ำ รุ่น HI715 , เครื่องวัดค่าเหล็ก รุ่น HI721 , เครื่องวัดปริมาณคลอรีนอิสระ รุ่น HI701 , เครื่องวัดปริมาณคลอรีนรวม รุ่น HI711 , เครื่องวัดปริมาณฟอสฟอรัส ช่วงสูง รุ่น HI706 , เครื่องวัดปริมาณนิกเกิล ช่วงสูง รุ่น HI726 , เครื่องวัดปริมาณฟอสเฟต ช่วงต่ำ รุ่น HI713 | <a class="woocommerce-LoopProduct-link woocommerce-loop-product__link" href="https://www.hannathailand.com/product/hi705-checker-hc-silica-lr/">เครื่องวัดปริมาณซิลิกา ช่วงต่ำ ในตัวอย่างน้ำ รุ่น HI705</a> , <a class="woocommerce-LoopProduct-link woocommerce-loop-product__link" href="https://www.hannathailand.com/product/hi715-checker-hc-ammonia-mr/">เครื่องวัดปริมาณแอมโมเนีย ในน้ำ รุ่น HI715</a> , <a class="woocommerce-LoopProduct-link woocommerce-loop-product__link" href="https://www.hannathailand.com/product/hi721-checker-hc-iron/">เครื่องวัดค่าเหล็ก รุ่น HI721</a> , <a class="woocommerce-LoopProduct-link woocommerce-loop-product__link" href="https://www.hannathailand.com/product/hi701-checker-hc-free-chlorine/">เครื่องวัดปริมาณคลอรีนอิสระ รุ่น HI701</a> , <a class="woocommerce-LoopProduct-link woocommerce-loop-product__link" href="https://www.hannathailand.com/product/hi711-checker-hc-total-chlorine/">เครื่องวัดปริมาณคลอรีนรวม รุ่น HI711</a> , <a class="woocommerce-LoopProduct-link woocommerce-loop-product__link" href="https://www.hannathailand.com/product/hi706-checker-hc-phosphorous-hr/">เครื่องวัดปริมาณฟอสฟอรัส ช่วงสูง รุ่น HI706</a> , <a class="woocommerce-LoopProduct-link woocommerce-loop-product__link" href="https://www.hannathailand.com/product/hi726-checker-hc-nickel-hr/">เครื่องวัดปริมาณนิกเกิล ช่วงสูง รุ่น HI726</a> , <a class="woocommerce-LoopProduct-link woocommerce-loop-product__link" href="https://www.hannathailand.com/product/hi713-checker-hc-phosphate-lr/">เครื่องวัดปริมาณฟอสเฟต ช่วงต่ำ รุ่น HI713</a> | https://www.hannathailand.com/wp-content/uploads/2022/06/hi705400-600x600.jpg , https://www.hannathailand.com/wp-content/uploads/2022/06/miniphotometerfurammoniakmittel2416_11-600x600.jpg , https://www.hannathailand.com/wp-content/uploads/2022/06/miniphotometerfureisen832_11-600x600.jpg , https://www.hannathailand.com/wp-content/uploads/2021/11/hi701-500x500.jpg , https://www.hannathailand.com/wp-content/uploads/2022/06/hi711_lg-600x600.jpg , https://www.hannathailand.com/wp-content/uploads/2022/06/hi706_400-600x600.jpg , https://www.hannathailand.com/wp-content/uploads/2022/06/miniphotometerfurnickelhoch841_11-600x600.jpg , https://www.hannathailand.com/wp-content/uploads/2022/06/hi713_lg51caffcdce23e-600x600.jpg
140 | HI38018 CTK Chlorine Free | ชุดทดสอบเคมี , สินค้าทั้งหมด , แบบจานเทียบสี | https://www.hannathailand.com/product-category/test-kit/color-disc/ | https://www.hannathailand.com/product/hi38018-ctk-chlorine-free/ | HI38018 | 4,815.00 |  | <div aria-labelledby="tab-title-additional_information" class="woocommerce-Tabs-panel woocommerce-Tabs-panel--additional_information panel entry-content" id="tab-additional_information" role="tabpanel"> </div> | Free chlorine reacts with ammonium ions and organic compounds to form chlorine compounds resulting in diminished disinfecting capabilities compared with free chlorine. These chlorine compounds together with chloramines form combined chlorine. Combined chlorine and excess free chlorine together result in total chlorine. While free chlorine has a much higher disinfectant potential, combined chlorine has a much higher stability and has a lesser volatility. There should be sufficient levels of unreacted free chlorine for adequate disinfection, but not so much as to become harmful. Order Information: HI 38018 test kit comes with HI 93701-0 free chlorine reagent (200 packets), demineralizer bottle with cap for 12 L, checker disc, glass vials with caps (2) and 3 mL plastic pipettes. Product Manuals Manual: Download Specification : Method Checker Disc Range 0.00-0.70 mg/L 0.0-3.5 mg/L Smallest Increment 0.02 mg/L 0.1 mg/L Chemical Method DPD Number of Tests 200 Weight 647 g | <div aria-labelledby="tab-title-description" class="woocommerce-Tabs-panel woocommerce-Tabs-panel--description panel entry-content active" id="tab-description" role="tabpanel"> <p>Free chlorine reacts with ammonium ions and organic compounds to form chlorine compounds resulting in diminished disinfecting capabilities compared with free chlorine. These chlorine compounds together with chloramines form combined chlorine. Combined chlorine and excess free chlorine together result in total chlorine. While free chlorine has a much higher disinfectant potential, combined chlorine has a much higher stability and has a lesser volatility. There should be sufficient levels of unreacted free chlorine for adequate disinfection, but not so much as to become harmful.</p> <p> </p> <p><strong>Order Information:</strong><br/> HI 38018 test kit comes with HI 93701-0 free chlorine reagent (200 packets), demineralizer bottle with cap for 12 L, checker disc, glass vials with caps (2) and 3 mL plastic pipettes.</p> <div><strong>Product Manuals</strong></div> <p><img align="absmiddle" alt="" border="0" decoding="async" height="22" loading="lazy" src="http://www.hannainst.com/usa/images/icon-pdf.gif" width="20"/> Manual: <a href="http://www.hannainst.com/manuals/manHI_38018.pdf" rel="noopener" target="_blank" title="Download Product Manual">Download</a></p> <p><strong>Specification :</strong></p> <table class="spec_table"> <tbody> <tr> <td>Method</td> <td> </td> <td>Checker Disc</td> </tr> <tr> <td>Range</td> <td> </td> <td>0.00-0.70 mg/L<br/> 0.0-3.5 mg/L</td> </tr> <tr> <td>Smallest Increment</td> <td> </td> <td>0.02 mg/L<br/> 0.1 mg/L</td> </tr> <tr> <td>Chemical Method</td> <td> </td> <td>DPD</td> </tr> <tr> <td>Number of Tests</td> <td> </td> <td>200</td> </tr> <tr> <td>Weight</td> <td> </td> <td>647 g</td> </tr> </tbody> </table> <p> </p> </div> | Chemical test kit for the determination of free and total chlorine in the range 0.0-0.70/0.0-3.5 mg / l (ppm). 200 tests | <div class="product-short-description"> <p>Chemical test kit for the determination of free and total chlorine in the range 0.0-0.70/0.0-3.5 mg / l (ppm).<br/> 200 tests</p> </div> | https://www.hannathailand.com/wp-content/uploads/2022/06/31gluhj8kul__sl500_aa300_51dff2ac6c3c7.jpg | น้ำยามาตรฐานสอบเทียบ ค่ามาตรฐานความเค็ม , เครื่องวัดค่าเหล็ก รุ่น HI721 , เครื่องวัดปริมาณคลอรีนอิสระ รุ่น HI701 , เครื่องวัดปริมาณโบรมีน ในตัวอย่างน้ำ รุ่น HI716 , เครื่องวัดปริมาณฟลูออไรด์ ช่วงต่ำ รุ่น HI729 , เครื่องวัดคลอรีน , น้ำยามาตรฐานสอบเทียบ , เครื่องวัดปริมาณฟอสฟอรัส ช่วงสูง รุ่น HI706 | <a class="woocommerce-LoopProduct-link woocommerce-loop-product__link" href="https://www.hannathailand.com/product/hi7080l/">น้ำยามาตรฐานสอบเทียบ ค่ามาตรฐานความเค็ม</a> , <a class="woocommerce-LoopProduct-link woocommerce-loop-product__link" href="https://www.hannathailand.com/product/hi721-checker-hc-iron/">เครื่องวัดค่าเหล็ก รุ่น HI721</a> , <a class="woocommerce-LoopProduct-link woocommerce-loop-product__link" href="https://www.hannathailand.com/product/hi701-checker-hc-free-chlorine/">เครื่องวัดปริมาณคลอรีนอิสระ รุ่น HI701</a> , <a class="woocommerce-LoopProduct-link woocommerce-loop-product__link" href="https://www.hannathailand.com/product/hi716-checker-hc-bromine/">เครื่องวัดปริมาณโบรมีน ในตัวอย่างน้ำ รุ่น HI716</a> , <a class="woocommerce-LoopProduct-link woocommerce-loop-product__link" href="https://www.hannathailand.com/product/hi729-checker-hc-fluoride-lr/">เครื่องวัดปริมาณฟลูออไรด์ ช่วงต่ำ รุ่น HI729</a> , <a class="woocommerce-LoopProduct-link woocommerce-loop-product__link" href="https://www.hannathailand.com/product/free-chlorine/">เครื่องวัดคลอรีน</a> , <a class="woocommerce-LoopProduct-link woocommerce-loop-product__link" href="https://www.hannathailand.com/product/hi9828-25/">น้ำยามาตรฐานสอบเทียบ</a> , <a class="woocommerce-LoopProduct-link woocommerce-loop-product__link" href="https://www.hannathailand.com/product/hi706-checker-hc-phosphorous-hr/">เครื่องวัดปริมาณฟอสฟอรัส ช่วงสูง รุ่น HI706</a> | https://www.hannathailand.com/wp-content/uploads/2021/07/11-500x500.jpg , https://www.hannathailand.com/wp-content/uploads/2022/06/miniphotometerfureisen832_11-600x600.jpg , https://www.hannathailand.com/wp-content/uploads/2021/11/hi701-500x500.jpg , https://www.hannathailand.com/wp-content/uploads/2022/06/miniphotometerfurfreiesgesamtchlor704_11-600x600.jpg , https://www.hannathailand.com/wp-content/uploads/2022/06/miniphotometerfurfluoridniedrig844_11-600x600.jpg , https://www.hannathailand.com/wp-content/uploads/2021/07/1-500x500.jpg , https://www.hannathailand.com/wp-content/uploads/2021/07/8-500x500.jpg , https://www.hannathailand.com/wp-content/uploads/2022/06/hi706_400-600x600.jpg
141 | HI38020 CTK Chlorine Free & Total | ชุดทดสอบเคมี , สินค้าทั้งหมด , แบบจานเทียบสี | https://www.hannathailand.com/product-category/test-kit/color-disc/ | https://www.hannathailand.com/product/hi38020-ctk-chlorine-free-total/ | HI38020 | 7,757.50 |  | <div aria-labelledby="tab-title-additional_information" class="woocommerce-Tabs-panel woocommerce-Tabs-panel--additional_information panel entry-content" id="tab-additional_information" role="tabpanel"> </div> | Free chlorine reacts with ammonium ions and organic compounds to form chlorine compounds resulting in diminished disinfecting capabilities compared with free chlorine. These chlorine compounds together with chloramines form combined chlorine. Combined chlorine and excess free chlorine together result in total chlorine. While free chlorine has a much higher disinfectant potential, combined chlorine has a much higher stability and has a lesser volatility. There should be sufficient levels of unreacted free chlorine for adequate disinfection, but not so much as to become harmful. Order Information: HI 38020 test kits come with HI 93701-0 free chlorine reagent (100 packets), HI 93711-0 total chlorine reagent (100 packets), demineralizer bottle with filter cap for 12 L, checker disc, glass vials with caps (2) and 3 mL plastic pipettes Product Manuals Manual: Download Specification : Method Checker Disc Range 0.00-0.70 mg/L 0.0-3.5 mg/L 0.0-10.0 mg/L Smallest Increment 0.02 mg/L 0.1 mg/L 0.5 mg/L Chemical Method DPD Number of Tests 200 Weight 688 g | <div aria-labelledby="tab-title-description" class="woocommerce-Tabs-panel woocommerce-Tabs-panel--description panel entry-content active" id="tab-description" role="tabpanel"> <p>Free chlorine reacts with ammonium ions and organic compounds to form chlorine compounds resulting in diminished disinfecting capabilities compared with free chlorine. These chlorine compounds together with chloramines form combined chlorine. Combined chlorine and excess free chlorine together result in total chlorine. While free chlorine has a much higher disinfectant potential, combined chlorine has a much higher stability and has a lesser volatility. There should be sufficient levels of unreacted free chlorine for adequate disinfection, but not so much as to become harmful.</p> <p> </p> <p><strong>Order Information:</strong><br/> HI 38020 test kits come with HI 93701-0 free chlorine reagent (100 packets), HI 93711-0 total chlorine reagent (100 packets), demineralizer bottle with filter cap for 12 L, checker disc, glass vials with caps (2) and 3 mL plastic pipettes</p> <div><strong>Product Manuals</strong></div> <p><img align="absmiddle" alt="" border="0" decoding="async" height="22" loading="lazy" src="http://www.hannainst.com/usa/images/icon-pdf.gif" width="20"/> Manual: <a href="http://www.hannainst.com/manuals/manHI_38020.pdf" target="_blank" title="Download Product Manual">Download</a></p> <p><strong>Specification :</strong></p> <table class="spec_table"> <tbody> <tr> <td>Method</td> <td> </td> <td>Checker Disc</td> </tr> <tr> <td>Range</td> <td> </td> <td>0.00-0.70 mg/L<br/> 0.0-3.5 mg/L<br/> 0.0-10.0 mg/L</td> </tr> <tr> <td>Smallest Increment</td> <td> </td> <td>0.02 mg/L<br/> 0.1 mg/L<br/> 0.5 mg/L</td> </tr> <tr> <td>Chemical Method</td> <td> </td> <td>DPD</td> </tr> <tr> <td>Number of Tests</td> <td> </td> <td>200</td> </tr> <tr> <td>Weight</td> <td> </td> <td>688 g</td> </tr> </tbody> </table> <p> </p> </div> | Chemical test kit for the determination of free and total chlorine in the range 0.0-0.70/0.0-3.5/0.0-10.0 mg / l (ppm). 200 tests | <div class="product-short-description"> <p>Chemical test kit for the determination of free and total chlorine in the range 0.0-0.70/0.0-3.5/0.0-10.0 mg / l (ppm).<br/> 200 tests</p> </div> | https://www.hannathailand.com/wp-content/uploads/2022/06/31gluhj8kul__sl500_aa300_51dffa09a6dfd.jpg | เครื่องวัดปริมาณฟอสฟอรัส ช่วงต่ำมาก รุ่น HI736 , เครื่องควบคุมค่าความนำไฟฟ้า , เครื่องวัดปริมาณแอมโมเนีย ช่วงต่ำ รุ่น HI700 , น้ำยามาตรฐานสอบเทียบ , เครื่องวัดปริมาณไนไตรท์ ช่วงต่ำ รุ่น HI707 , เครื่องวัดปริมาณฟอสฟอรัส ช่วงสูง รุ่น HI706 , เครื่องวัดปริมาณซิลิกา ช่วงต่ำ ในตัวอย่างน้ำ รุ่น HI705 , เครื่องวัดปริมาณคลอรีนอิสระ รุ่น HI701 | <a class="woocommerce-LoopProduct-link woocommerce-loop-product__link" href="https://www.hannathailand.com/product/phosphorous-marine/">เครื่องวัดปริมาณฟอสฟอรัส ช่วงต่ำมาก รุ่น HI736</a> , <a class="woocommerce-LoopProduct-link woocommerce-loop-product__link" href="https://www.hannathailand.com/product/hi8931cn/">เครื่องควบคุมค่าความนำไฟฟ้า</a> , <a class="woocommerce-LoopProduct-link woocommerce-loop-product__link" href="https://www.hannathailand.com/product/hi700-checker-hc-ammonia-lr/">เครื่องวัดปริมาณแอมโมเนีย ช่วงต่ำ รุ่น HI700</a> , <a class="woocommerce-LoopProduct-link woocommerce-loop-product__link" href="https://www.hannathailand.com/product/hi9828-25/">น้ำยามาตรฐานสอบเทียบ</a> , <a class="woocommerce-LoopProduct-link woocommerce-loop-product__link" href="https://www.hannathailand.com/product/hi707-checker-hc-nitrite-lr/">เครื่องวัดปริมาณไนไตรท์ ช่วงต่ำ รุ่น HI707</a> , <a class="woocommerce-LoopProduct-link woocommerce-loop-product__link" href="https://www.hannathailand.com/product/hi706-checker-hc-phosphorous-hr/">เครื่องวัดปริมาณฟอสฟอรัส ช่วงสูง รุ่น HI706</a> , <a class="woocommerce-LoopProduct-link woocommerce-loop-product__link" href="https://www.hannathailand.com/product/hi705-checker-hc-silica-lr/">เครื่องวัดปริมาณซิลิกา ช่วงต่ำ ในตัวอย่างน้ำ รุ่น HI705</a> , <a class="woocommerce-LoopProduct-link woocommerce-loop-product__link" href="https://www.hannathailand.com/product/hi701-checker-hc-free-chlorine/">เครื่องวัดปริมาณคลอรีนอิสระ รุ่น HI701</a> | https://www.hannathailand.com/wp-content/uploads/2021/12/HI736-600x600.jpg , https://www.hannathailand.com/wp-content/uploads/2021/07/2-500x500.jpg , https://www.hannathailand.com/wp-content/uploads/2022/06/hi700_400pxl-600x600.jpg , https://www.hannathailand.com/wp-content/uploads/2021/07/8-500x500.jpg , https://www.hannathailand.com/wp-content/uploads/2022/06/hi707400-600x600.jpg , https://www.hannathailand.com/wp-content/uploads/2022/06/hi706_400-600x600.jpg , https://www.hannathailand.com/wp-content/uploads/2022/06/hi705400-600x600.jpg , https://www.hannathailand.com/wp-content/uploads/2021/11/hi701-500x500.jpg
142 | HI38020-200 – Reagents for CTK Chlorine Free & Total | ชุดทดสอบเคมี , สินค้าทั้งหมด , แบบจานเทียบสี | https://www.hannathailand.com/product-category/test-kit/color-disc/ | https://www.hannathailand.com/product/hi38020-200-reagents-for-ctk-chlorine-free-total/ | HI38020-200 | 2,835.50 |  | <div aria-labelledby="tab-title-additional_information" class="woocommerce-Tabs-panel woocommerce-Tabs-panel--additional_information panel entry-content" id="tab-additional_information" role="tabpanel"> </div> | Reagent kit for HI 38020 (100 tests free chlorine and total chlorine tests 100) | <div aria-labelledby="tab-title-description" class="woocommerce-Tabs-panel woocommerce-Tabs-panel--description panel entry-content active" id="tab-description" role="tabpanel"> <p><span class="hps">Reagent</span> <span class="hps">kit</span> <span class="hps">for</span> <span class="hps">HI</span> <span class="hps">38020 (100</span> <span class="hps">tests</span> <span class="hps">free</span> <span class="hps">chlorine</span> <span class="hps">and</span> <span class="hps">total</span> <span class="hps">chlorine</span> <span class="hps">tests</span> <span class="hps">100</span><span>)</span></p> </div> | Reagent kit for HI 38020 (100 tests free chlorine and total chlorine tests 100) | <div class="product-short-description"> <p>Reagent kit for HI 38020 (100 tests free chlorine and total chlorine tests 100)</p> </div> | https://www.hannathailand.com/wp-content/uploads/2022/06/31gluhj8kul__sl500_aa300_51e27d2e9d7ff.jpg | เครื่องวัดปริมาณไอโอดีน รุ่น HI718 , เครื่องวัดปริมาณแอมโมเนีย ช่วงต่ำ รุ่น HI700 , เครื่องวัดปริมาณฟลูออไรด์ ช่วงต่ำ รุ่น HI729 , เครื่องวัดปริมาณซิลิกา ช่วงต่ำ ในตัวอย่างน้ำ รุ่น HI705 , เครื่องวัดปริมาณนิกเกิล ช่วงสูง รุ่น HI726 , เครื่องวัดคลอรีน , น้ำยามาตรฐานสอบเทียบ , เครื่องวัดปริมาณฟอสเฟต ช่วงสูง รุ่น HI717 | <a class="woocommerce-LoopProduct-link woocommerce-loop-product__link" href="https://www.hannathailand.com/product/hi718-checker-hc-iodine/">เครื่องวัดปริมาณไอโอดีน รุ่น HI718</a> , <a class="woocommerce-LoopProduct-link woocommerce-loop-product__link" href="https://www.hannathailand.com/product/hi700-checker-hc-ammonia-lr/">เครื่องวัดปริมาณแอมโมเนีย ช่วงต่ำ รุ่น HI700</a> , <a class="woocommerce-LoopProduct-link woocommerce-loop-product__link" href="https://www.hannathailand.com/product/hi729-checker-hc-fluoride-lr/">เครื่องวัดปริมาณฟลูออไรด์ ช่วงต่ำ รุ่น HI729</a> , <a class="woocommerce-LoopProduct-link woocommerce-loop-product__link" href="https://www.hannathailand.com/product/hi705-checker-hc-silica-lr/">เครื่องวัดปริมาณซิลิกา ช่วงต่ำ ในตัวอย่างน้ำ รุ่น HI705</a> , <a class="woocommerce-LoopProduct-link woocommerce-loop-product__link" href="https://www.hannathailand.com/product/hi726-checker-hc-nickel-hr/">เครื่องวัดปริมาณนิกเกิล ช่วงสูง รุ่น HI726</a> , <a class="woocommerce-LoopProduct-link woocommerce-loop-product__link" href="https://www.hannathailand.com/product/free-chlorine/">เครื่องวัดคลอรีน</a> , <a class="woocommerce-LoopProduct-link woocommerce-loop-product__link" href="https://www.hannathailand.com/product/hi9828-25/">น้ำยามาตรฐานสอบเทียบ</a> , <a class="woocommerce-LoopProduct-link woocommerce-loop-product__link" href="https://www.hannathailand.com/product/hi717-checker-hc-phosphate-hr/">เครื่องวัดปริมาณฟอสเฟต ช่วงสูง รุ่น HI717</a> | https://www.hannathailand.com/wp-content/uploads/2022/06/miniphotometerfuriod829_11-600x600.jpg , https://www.hannathailand.com/wp-content/uploads/2022/06/hi700_400pxl-600x600.jpg , https://www.hannathailand.com/wp-content/uploads/2022/06/miniphotometerfurfluoridniedrig844_11-600x600.jpg , https://www.hannathailand.com/wp-content/uploads/2022/06/hi705400-600x600.jpg , https://www.hannathailand.com/wp-content/uploads/2022/06/miniphotometerfurnickelhoch841_11-600x600.jpg , https://www.hannathailand.com/wp-content/uploads/2021/07/1-500x500.jpg , https://www.hannathailand.com/wp-content/uploads/2021/07/8-500x500.jpg , https://www.hannathailand.com/wp-content/uploads/2022/06/miniphotometerfurphosphathoch827_11-600x600.jpg
143 | HI38039 CTK Iron LR | ชุดทดสอบเคมี , สินค้าทั้งหมด , แบบจานเทียบสี | https://www.hannathailand.com/product-category/test-kit/color-disc/ | https://www.hannathailand.com/product/hi38039-ctk-iron-lr/ | HI38039 | 5,083.57 |  | <div aria-labelledby="tab-title-additional_information" class="woocommerce-Tabs-panel woocommerce-Tabs-panel--additional_information panel entry-content" id="tab-additional_information" role="tabpanel"> </div> | Iron is naturally present in water in low concentrations, but it reaches high concentrations in wastewater effluents. The iron concentration in water needs to be monitored because it becomes harmful above certain levels. In domestic water, for instance, iron can unpleasantly alter the taste, stain laundry, damage kitchenware and favor the growth of certain bacteria. Iron is also an indicator of ongoing corrosion in industrial plants or in water cooling and heating systems. Moreover, iron is normally monitored in mining wastewater to avoid contamination. Generally, ground and surface water contains no more than 1 mg/L (ppm) iron; but due to mining and industrial drainage, higher levels of iron have been observed. Iron in water appears to be more of a nuisance than a hazard. Order Information: HI 38039 test kit come with 100 packets iron reagent, checker disc, glass vials with caps (2) and 3 mL plastic pipette. Product Manuals Manual: Download Specification : Method Checker Disc Range 0.00-1.00 mg/L Smallest Increment 0.02 mg/L Chemical Method Phenanthroline Number of Tests 100 Weight 436 g | <div aria-labelledby="tab-title-description" class="woocommerce-Tabs-panel woocommerce-Tabs-panel--description panel entry-content active" id="tab-description" role="tabpanel"> <p>Iron is naturally present in water in low concentrations, but it reaches high concentrations in wastewater effluents. The iron concentration in water needs to be monitored because it becomes harmful above certain levels.</p> <p>In domestic water, for instance, iron can unpleasantly alter the taste, stain laundry, damage kitchenware and favor the growth of certain bacteria. Iron is also an indicator of ongoing corrosion in industrial plants or in water cooling and heating systems. Moreover, iron is normally monitored in mining wastewater to avoid contamination.</p> <p>Generally, ground and surface water contains no more than 1 mg/L (ppm) iron; but due to mining and industrial drainage, higher levels of iron have been observed. Iron in water appears to be more of a nuisance than a hazard.</p> <p> </p> <p><strong>Order Information:</strong><br/> HI 38039 test kit come with 100 packets iron reagent, checker disc, glass vials with caps (2) and 3 mL plastic pipette.</p> <div><strong>Product Manuals</strong></div> <p><img align="absmiddle" alt="" border="0" decoding="async" height="22" loading="lazy" src="http://www.hannainst.com/usa/images/icon-pdf.gif" width="20"/> Manual: <a href="http://www.hannainst.com/manuals/manHI_38039.pdf" target="_blank" title="Download Product Manual">Download</a></p> <p><strong>Specification :</strong></p> <table class="spec_table"> <tbody> <tr> <td>Method</td> <td> </td> <td>Checker Disc</td> </tr> <tr> <td>Range</td> <td> </td> <td>0.00-1.00 mg/L</td> </tr> <tr> <td>Smallest Increment</td> <td> </td> <td>0.02 mg/L</td> </tr> <tr> <td>Chemical Method</td> <td> </td> <td>Phenanthroline</td> </tr> <tr> <td>Number of Tests</td> <td> </td> <td>100</td> </tr> <tr> <td>Weight</td> <td> </td> <td>436 g</td> </tr> </tbody> </table> <p> </p> </div> | Chemical test kit for the determination of iron in the range 0.00-1,00 mg / l (ppm). Package size: 100 Tests | <div class="product-short-description"> <p>Chemical test kit for the determination of iron in the range 0.00-1,00 mg / l (ppm).<br/> Package size: 100 Tests</p> </div> | https://www.hannathailand.com/wp-content/uploads/2022/06/31gluhj8kul__sl500_aa300_51e0000ea8808.jpg | เครื่องวัดปริมาณโบรมีน ในตัวอย่างน้ำ รุ่น HI716 , น้ำยามาตรฐานสอบเทียบ ค่ามาตรฐานความเค็ม , เครื่องวัดปริมาณฟอสเฟต ช่วงสูง รุ่น HI717 , ซัลไฟด์สารต้านอนุมูลอิสระบัฟเฟอร์ , เครื่องวัดปริมาณแอมโมเนีย ช่วงต่ำ รุ่น HI700 , เครื่องวัดปริมาณแอมโมเนีย ช่วงสูง รุ่น HI733 , เครื่องควบคุมค่าความนำไฟฟ้า , เครื่องวัดค่าเหล็ก รุ่น HI721 | <a class="woocommerce-LoopProduct-link woocommerce-loop-product__link" href="https://www.hannathailand.com/product/hi716-checker-hc-bromine/">เครื่องวัดปริมาณโบรมีน ในตัวอย่างน้ำ รุ่น HI716</a> , <a class="woocommerce-LoopProduct-link woocommerce-loop-product__link" href="https://www.hannathailand.com/product/hi7083l/">น้ำยามาตรฐานสอบเทียบ ค่ามาตรฐานความเค็ม</a> , <a class="woocommerce-LoopProduct-link woocommerce-loop-product__link" href="https://www.hannathailand.com/product/hi717-checker-hc-phosphate-hr/">เครื่องวัดปริมาณฟอสเฟต ช่วงสูง รุ่น HI717</a> , <a class="woocommerce-LoopProduct-link woocommerce-loop-product__link" href="https://www.hannathailand.com/product/hi4015-00/">ซัลไฟด์สารต้านอนุมูลอิสระบัฟเฟอร์</a> , <a class="woocommerce-LoopProduct-link woocommerce-loop-product__link" href="https://www.hannathailand.com/product/hi700-checker-hc-ammonia-lr/">เครื่องวัดปริมาณแอมโมเนีย ช่วงต่ำ รุ่น HI700</a> , <a class="woocommerce-LoopProduct-link woocommerce-loop-product__link" href="https://www.hannathailand.com/product/hi733-checker-hc-ammonia-hr/">เครื่องวัดปริมาณแอมโมเนีย ช่วงสูง รุ่น HI733</a> , <a class="woocommerce-LoopProduct-link woocommerce-loop-product__link" href="https://www.hannathailand.com/product/hi8931cn/">เครื่องควบคุมค่าความนำไฟฟ้า</a> , <a class="woocommerce-LoopProduct-link woocommerce-loop-product__link" href="https://www.hannathailand.com/product/hi721-checker-hc-iron/">เครื่องวัดค่าเหล็ก รุ่น HI721</a> | https://www.hannathailand.com/wp-content/uploads/2022/06/miniphotometerfurfreiesgesamtchlor704_11-600x600.jpg , https://www.hannathailand.com/wp-content/uploads/2021/07/10-500x500.jpg , https://www.hannathailand.com/wp-content/uploads/2022/06/miniphotometerfurphosphathoch827_11-600x600.jpg , https://www.hannathailand.com/wp-content/uploads/2021/07/7-500x500.jpg , https://www.hannathailand.com/wp-content/uploads/2022/06/hi700_400pxl-600x600.jpg , https://www.hannathailand.com/wp-content/uploads/2022/06/miniphotometerfurammoniumhoch2418_11-600x600.jpg , https://www.hannathailand.com/wp-content/uploads/2021/07/2-500x500.jpg , https://www.hannathailand.com/wp-content/uploads/2022/06/miniphotometerfureisen832_11-600x600.jpg
144 | HI38039-100 – Reagents for CTK Iron LR | ชุดทดสอบเคมี , สินค้าทั้งหมด , แบบจานเทียบสี | https://www.hannathailand.com/product-category/test-kit/color-disc/ | https://www.hannathailand.com/product/hi38039-100-reagents-for-ctk-iron-lr/ | HI38039-100 | 1,230.50 |  | <div aria-labelledby="tab-title-additional_information" class="woocommerce-Tabs-panel woocommerce-Tabs-panel--additional_information panel entry-content" id="tab-additional_information" role="tabpanel"> </div> | Reagent kit for HI 38039 (100 tests) | <div aria-labelledby="tab-title-description" class="woocommerce-Tabs-panel woocommerce-Tabs-panel--description panel entry-content active" id="tab-description" role="tabpanel"> <p><span class="hps">Reagent</span> <span class="hps">kit</span> <span class="hps">for</span> <span class="hps">HI</span> <span class="hps">38039 (100</span> <span class="hps">tests)</span></p> </div> | Reagent kit for HI 38039 (100 tests) | <div class="product-short-description"> <p>Reagent kit for HI 38039 (100 tests)</p> </div> | https://www.hannathailand.com/wp-content/uploads/2022/06/31gluhj8kul__sl500_aa300_51e2816e2c7dd.jpg | เครื่องวัดปริมาณคลอรีนรวม รุ่น HI711 , เครื่องวัดปริมาณซิลิกา ช่วงต่ำ ในตัวอย่างน้ำ รุ่น HI705 , เครื่องวัดปริมาณแอมโมเนีย ช่วงต่ำ รุ่น HI700 , เครื่องวัดปริมาณฟลูออไรด์ ช่วงต่ำ รุ่น HI729 , เครื่องวัดปริมาณฟอสฟอรัส ช่วงต่ำมาก รุ่น HI736 , น้ำยามาตรฐานสอบเทียบ , เครื่องวัดปริมาณแอมโมเนีย ช่วงสูง รุ่น HI733 , เครื่องวัดปริมาณไอโอดีน รุ่น HI718 | <a class="woocommerce-LoopProduct-link woocommerce-loop-product__link" href="https://www.hannathailand.com/product/hi711-checker-hc-total-chlorine/">เครื่องวัดปริมาณคลอรีนรวม รุ่น HI711</a> , <a class="woocommerce-LoopProduct-link woocommerce-loop-product__link" href="https://www.hannathailand.com/product/hi705-checker-hc-silica-lr/">เครื่องวัดปริมาณซิลิกา ช่วงต่ำ ในตัวอย่างน้ำ รุ่น HI705</a> , <a class="woocommerce-LoopProduct-link woocommerce-loop-product__link" href="https://www.hannathailand.com/product/hi700-checker-hc-ammonia-lr/">เครื่องวัดปริมาณแอมโมเนีย ช่วงต่ำ รุ่น HI700</a> , <a class="woocommerce-LoopProduct-link woocommerce-loop-product__link" href="https://www.hannathailand.com/product/hi729-checker-hc-fluoride-lr/">เครื่องวัดปริมาณฟลูออไรด์ ช่วงต่ำ รุ่น HI729</a> , <a class="woocommerce-LoopProduct-link woocommerce-loop-product__link" href="https://www.hannathailand.com/product/phosphorous-marine/">เครื่องวัดปริมาณฟอสฟอรัส ช่วงต่ำมาก รุ่น HI736</a> , <a class="woocommerce-LoopProduct-link woocommerce-loop-product__link" href="https://www.hannathailand.com/product/hi9828-25/">น้ำยามาตรฐานสอบเทียบ</a> , <a class="woocommerce-LoopProduct-link woocommerce-loop-product__link" href="https://www.hannathailand.com/product/hi733-checker-hc-ammonia-hr/">เครื่องวัดปริมาณแอมโมเนีย ช่วงสูง รุ่น HI733</a> , <a class="woocommerce-LoopProduct-link woocommerce-loop-product__link" href="https://www.hannathailand.com/product/hi718-checker-hc-iodine/">เครื่องวัดปริมาณไอโอดีน รุ่น HI718</a> | https://www.hannathailand.com/wp-content/uploads/2022/06/hi711_lg-600x600.jpg , https://www.hannathailand.com/wp-content/uploads/2022/06/hi705400-600x600.jpg , https://www.hannathailand.com/wp-content/uploads/2022/06/hi700_400pxl-600x600.jpg , https://www.hannathailand.com/wp-content/uploads/2022/06/miniphotometerfurfluoridniedrig844_11-600x600.jpg , https://www.hannathailand.com/wp-content/uploads/2021/12/HI736-600x600.jpg , https://www.hannathailand.com/wp-content/uploads/2021/07/8-500x500.jpg , https://www.hannathailand.com/wp-content/uploads/2022/06/miniphotometerfurammoniumhoch2418_11-600x600.jpg , https://www.hannathailand.com/wp-content/uploads/2022/06/miniphotometerfuriod829_11-600x600.jpg
145 | HI38040 CTK Iron Medium Range | ชุดทดสอบเคมี , สินค้าทั้งหมด , แบบจานเทียบสี | https://www.hannathailand.com/product-category/test-kit/color-disc/ | https://www.hannathailand.com/product/hi38040-ctk-iron-medium-range/ | HI38040 | 4,440.50 |  | <div aria-labelledby="tab-title-additional_information" class="woocommerce-Tabs-panel woocommerce-Tabs-panel--additional_information panel entry-content" id="tab-additional_information" role="tabpanel"> </div> | Iron is naturally present in water in low concentrations, but it reaches high concentrations in wastewater effluents. The iron concentration in water needs to be monitored because it becomes harmful above certain levels. In domestic water, for instance, iron can unpleasantly alter the taste, stain laundry, damage kitchenware and favor the growth of certain bacteria. Iron is also an indicator of ongoing corrosion in industrial plants or in water cooling and heating systems. Moreover, iron is normally monitored in mining wastewater to avoid contamination. Generally, ground and surface water contains no more than 1 mg/L (ppm) iron; but due to mining and industrial drainage, higher levels of iron have been observed. Iron in water appears to be more of a nuisance than a hazard. Order Information: HI 38040 test kit come with 100 packets iron reagent, checker disc, glass vials with caps (2) and 3 mL plastic pipette. Product Manuals Manual: Download Specification : Method Checker Disc Range 0.0-5.0 mg/L Smallest Increment 0.1 mg/L Chemical Method Phenanthroline Number of Tests 100 Weight 427 g | <div aria-labelledby="tab-title-description" class="woocommerce-Tabs-panel woocommerce-Tabs-panel--description panel entry-content active" id="tab-description" role="tabpanel"> <p>Iron is naturally present in water in low concentrations, but it reaches high concentrations in wastewater effluents. The iron concentration in water needs to be monitored because it becomes harmful above certain levels.</p> <p>In domestic water, for instance, iron can unpleasantly alter the taste, stain laundry, damage kitchenware and favor the growth of certain bacteria. Iron is also an indicator of ongoing corrosion in industrial plants or in water cooling and heating systems. Moreover, iron is normally monitored in mining wastewater to avoid contamination.</p> <p>Generally, ground and surface water contains no more than 1 mg/L (ppm) iron; but due to mining and industrial drainage, higher levels of iron have been observed. Iron in water appears to be more of a nuisance than a hazard.</p> <p> </p> <p><strong>Order Information:</strong><br/> HI 38040 test kit come with 100 packets iron reagent, checker disc, glass vials with caps (2) and 3 mL plastic pipette.</p> <div><strong>Product Manuals</strong></div> <p><img align="absmiddle" alt="" border="0" decoding="async" height="22" loading="lazy" src="http://www.hannainst.com/usa/images/icon-pdf.gif" width="20"/> Manual: <a href="http://www.hannainst.com/manuals/manHI_38040.pdf" rel="noopener" target="_blank" title="Download Product Manual">Download</a></p> <p><strong>Specification :</strong></p> <table class="spec_table"> <tbody> <tr> <td>Method</td> <td> </td> <td>Checker Disc</td> </tr> <tr> <td>Range</td> <td> </td> <td>0.0-5.0 mg/L</td> </tr> <tr> <td>Smallest Increment</td> <td> </td> <td>0.1 mg/L</td> </tr> <tr> <td>Chemical Method</td> <td> </td> <td>Phenanthroline</td> </tr> <tr> <td>Number of Tests</td> <td> </td> <td>100</td> </tr> <tr> <td>Weight</td> <td> </td> <td>427 g</td> </tr> </tbody> </table> <p> </p> </div> | Chemical test kit for the determination of iron in the range 0-5 mg / l (ppm). 50 tests | <div class="product-short-description"> <p>Chemical test kit for the determination of iron in the range 0-5 mg / l (ppm).<br/> 50 tests</p> </div> | https://www.hannathailand.com/wp-content/uploads/2022/06/31gluhj8kul__sl500_aa300_51e06611d46db.jpg | เครื่องวัดปริมาณนิกเกิล ช่วงสูง รุ่น HI726 , เครื่องวัดปริมาณไอโอดีน รุ่น HI718 , น้ำยามาตรฐานสำหรับค่าโซเดียม , เครื่องวัดปริมาณโบรมีน ในตัวอย่างน้ำ รุ่น HI716 , เซ็นเซอร์วัดออกซิเจนในน้ำสำหรับ HI9829 มัลติพารามิเตอร์ , เครื่องวัดปริมาณฟอสฟอรัส ช่วงต่ำมาก รุ่น HI736 , เครื่องวัดปริมาณแอมโมเนีย ช่วงสูง รุ่น HI733 , สารละลายมาตรฐานความขุ่น 20 NTU | <a class="woocommerce-LoopProduct-link woocommerce-loop-product__link" href="https://www.hannathailand.com/product/hi726-checker-hc-nickel-hr/">เครื่องวัดปริมาณนิกเกิล ช่วงสูง รุ่น HI726</a> , <a class="woocommerce-LoopProduct-link woocommerce-loop-product__link" href="https://www.hannathailand.com/product/hi718-checker-hc-iodine/">เครื่องวัดปริมาณไอโอดีน รุ่น HI718</a> , <a class="woocommerce-LoopProduct-link woocommerce-loop-product__link" href="https://www.hannathailand.com/product/hi7090l/">น้ำยามาตรฐานสำหรับค่าโซเดียม</a> , <a class="woocommerce-LoopProduct-link woocommerce-loop-product__link" href="https://www.hannathailand.com/product/hi716-checker-hc-bromine/">เครื่องวัดปริมาณโบรมีน ในตัวอย่างน้ำ รุ่น HI716</a> , <a class="woocommerce-LoopProduct-link woocommerce-loop-product__link" href="https://www.hannathailand.com/product/hi7609829-2/">เซ็นเซอร์วัดออกซิเจนในน้ำสำหรับ HI9829 มัลติพารามิเตอร์</a> , <a class="woocommerce-LoopProduct-link woocommerce-loop-product__link" href="https://www.hannathailand.com/product/phosphorous-marine/">เครื่องวัดปริมาณฟอสฟอรัส ช่วงต่ำมาก รุ่น HI736</a> , <a class="woocommerce-LoopProduct-link woocommerce-loop-product__link" href="https://www.hannathailand.com/product/hi733-checker-hc-ammonia-hr/">เครื่องวัดปริมาณแอมโมเนีย ช่วงสูง รุ่น HI733</a> , <a class="woocommerce-LoopProduct-link woocommerce-loop-product__link" href="https://www.hannathailand.com/product/hi93102-20/">สารละลายมาตรฐานความขุ่น 20 NTU</a> | https://www.hannathailand.com/wp-content/uploads/2022/06/miniphotometerfurnickelhoch841_11-600x600.jpg , https://www.hannathailand.com/wp-content/uploads/2022/06/miniphotometerfuriod829_11-600x600.jpg , https://www.hannathailand.com/wp-content/uploads/2021/07/12-500x500.jpg , https://www.hannathailand.com/wp-content/uploads/2022/06/miniphotometerfurfreiesgesamtchlor704_11-600x600.jpg , https://www.hannathailand.com/wp-content/uploads/2021/07/5-500x500.jpg , https://www.hannathailand.com/wp-content/uploads/2021/12/HI736-600x600.jpg , https://www.hannathailand.com/wp-content/uploads/2022/06/miniphotometerfurammoniumhoch2418_11-600x600.jpg , https://www.hannathailand.com/wp-content/uploads/2021/07/9-500x500.jpg
146 | HI38040-100 – Reagents for CTK Iron MR | ชุดทดสอบเคมี , สินค้าทั้งหมด , แบบจานเทียบสี | https://www.hannathailand.com/product-category/test-kit/color-disc/ | https://www.hannathailand.com/product/hi38040-100-reagents-for-ctk-iron-mr/ | HI38040-100 | 1,230.50 |  | <div aria-labelledby="tab-title-additional_information" class="woocommerce-Tabs-panel woocommerce-Tabs-panel--additional_information panel entry-content" id="tab-additional_information" role="tabpanel"> </div> | Reagent kit for HI 38040 (100 tests) | <div aria-labelledby="tab-title-description" class="woocommerce-Tabs-panel woocommerce-Tabs-panel--description panel entry-content active" id="tab-description" role="tabpanel"> <p><span class="hps">Reagent</span> <span class="hps">kit</span> <span class="hps">for</span> <span class="hps">HI</span> <span class="hps">38040 (100</span> <span class="hps">tests)</span></p> </div> | Reagent kit for HI 38040 (100 tests) | <div class="product-short-description"> <p>Reagent kit for HI 38040 (100 tests)</p> </div> | https://www.hannathailand.com/wp-content/uploads/2022/06/31gluhj8kul__sl500_aa300_51e281cc647f2.jpg | น้ำยามาตรฐานสำหรับค่าโซเดียม , เครื่องวัดปริมาณไนไตรท์ ช่วงสูง ในตัวอย่างน้ำ รุ่น HI708 , เครื่องวัดปริมาณโบรมีน ในตัวอย่างน้ำ รุ่น HI716 , เครื่องวัดปริมาณฟอสเฟต ช่วงสูง รุ่น HI717 , เซ็นเซอร์วัดออกซิเจนในน้ำสำหรับ HI9829 มัลติพารามิเตอร์ , เครื่องวัดปริมาณไนไตรท์ ช่วงต่ำ รุ่น HI707 , ซัลไฟด์สารต้านอนุมูลอิสระบัฟเฟอร์ , เครื่องวัดปริมาณฟลูออไรด์ ช่วงต่ำ รุ่น HI729 | <a class="woocommerce-LoopProduct-link woocommerce-loop-product__link" href="https://www.hannathailand.com/product/hi7090l/">น้ำยามาตรฐานสำหรับค่าโซเดียม</a> , <a class="woocommerce-LoopProduct-link woocommerce-loop-product__link" href="https://www.hannathailand.com/product/hi708-checker-hc-nitrite-hr/">เครื่องวัดปริมาณไนไตรท์ ช่วงสูง ในตัวอย่างน้ำ รุ่น HI708</a> , <a class="woocommerce-LoopProduct-link woocommerce-loop-product__link" href="https://www.hannathailand.com/product/hi716-checker-hc-bromine/">เครื่องวัดปริมาณโบรมีน ในตัวอย่างน้ำ รุ่น HI716</a> , <a class="woocommerce-LoopProduct-link woocommerce-loop-product__link" href="https://www.hannathailand.com/product/hi717-checker-hc-phosphate-hr/">เครื่องวัดปริมาณฟอสเฟต ช่วงสูง รุ่น HI717</a> , <a class="woocommerce-LoopProduct-link woocommerce-loop-product__link" href="https://www.hannathailand.com/product/hi7609829-2/">เซ็นเซอร์วัดออกซิเจนในน้ำสำหรับ HI9829 มัลติพารามิเตอร์</a> , <a class="woocommerce-LoopProduct-link woocommerce-loop-product__link" href="https://www.hannathailand.com/product/hi707-checker-hc-nitrite-lr/">เครื่องวัดปริมาณไนไตรท์ ช่วงต่ำ รุ่น HI707</a> , <a class="woocommerce-LoopProduct-link woocommerce-loop-product__link" href="https://www.hannathailand.com/product/hi4015-00/">ซัลไฟด์สารต้านอนุมูลอิสระบัฟเฟอร์</a> , <a class="woocommerce-LoopProduct-link woocommerce-loop-product__link" href="https://www.hannathailand.com/product/hi729-checker-hc-fluoride-lr/">เครื่องวัดปริมาณฟลูออไรด์ ช่วงต่ำ รุ่น HI729</a> | https://www.hannathailand.com/wp-content/uploads/2021/07/12-500x500.jpg , https://www.hannathailand.com/wp-content/uploads/2022/06/miniphotometerfurnitrithoch2420_11-600x600.jpg , https://www.hannathailand.com/wp-content/uploads/2022/06/miniphotometerfurfreiesgesamtchlor704_11-600x600.jpg , https://www.hannathailand.com/wp-content/uploads/2022/06/miniphotometerfurphosphathoch827_11-600x600.jpg , https://www.hannathailand.com/wp-content/uploads/2021/07/5-500x500.jpg , https://www.hannathailand.com/wp-content/uploads/2022/06/hi707400-600x600.jpg , https://www.hannathailand.com/wp-content/uploads/2021/07/7-500x500.jpg , https://www.hannathailand.com/wp-content/uploads/2022/06/miniphotometerfurfluoridniedrig844_11-600x600.jpg
147 | HI38049 CTK Ammonia Test Kit (Fresh Water) | ชุดทดสอบเคมี , สินค้าทั้งหมด , แบบจานเทียบสี | https://www.hannathailand.com/product-category/test-kit/color-disc/ | https://www.hannathailand.com/product/hi38049-ctk-ammonia-test-kit-fresh-water/ | HI38049 | 5,350.00 |  | <div aria-labelledby="tab-title-additional_information" class="woocommerce-Tabs-panel woocommerce-Tabs-panel--additional_information panel entry-content" id="tab-additional_information" role="tabpanel"> </div> | Concentrations of ammonia in rivers and drinking water reservoirs indicate the presence of agriculture or urban pollution. When the concentration of ammonia is high, it can alter the smell and taste of water. In industrial applications, high concentrations of ammonia can cause corrosion in pipes. Ammonia is also monitored in aquariums and fish farming applications because of its toxicity to fish. The HI 38049 test kit measures ammonia nitrogen concentration up to 3 ppm in fresh waters, employing the Nessler colorimetric method. Ammonia reacts with the reagent in basic solution to form a yellow compound. The absorbance of this colored product is proportional to the concentration of ammonia-nitrogen present in the aqueous sample. Order Information: HI 38049 test kit comes with 20 mL ammonia reagent (for fresh water), 20 mL Nessler reagent, checker disc, glass vials with caps (2) and 3 mL plastic pipette. Product Manuals Manual: Download Specification : Method Checker Disc Range 0.0-3.0 mg/L Smallest Increment 0.1 mg/L Chemical Method Nessler Number of Tests 100 Weight 248 g | <div aria-labelledby="tab-title-description" class="woocommerce-Tabs-panel woocommerce-Tabs-panel--description panel entry-content active" id="tab-description" role="tabpanel"> <p>Concentrations of ammonia in rivers and drinking water reservoirs indicate the presence of agriculture or urban pollution. When the concentration of ammonia is high, it can alter the smell and taste of water. In industrial applications, high concentrations of ammonia can cause corrosion in pipes. Ammonia is also monitored in aquariums and fish farming applications because of its toxicity to fish.</p> <p>The HI 38049 test kit measures ammonia nitrogen concentration up to 3 ppm in fresh waters, employing the Nessler colorimetric method. Ammonia reacts with the reagent in basic solution to form a yellow compound. The absorbance of this colored product is proportional to the concentration of ammonia-nitrogen present in the aqueous sample.</p> <p> </p> <p><strong>Order Information:</strong><br/> HI 38049 test kit comes with 20 mL ammonia reagent (for fresh water), 20 mL Nessler reagent, checker disc, glass vials with caps (2) and 3 mL plastic pipette.</p> <p> </p> <div><strong>Product Manuals</strong></div> <p><img align="absmiddle" alt="" border="0" decoding="async" height="22" loading="lazy" src="http://www.hannainst.com/usa/images/icon-pdf.gif" width="20"/> Manual: <a href="http://www.hannainst.com/manuals/manHI_38049.pdf" target="_blank" title="Download Product Manual">Download</a></p> <p><strong>Specification :</strong></p> <table class="spec_table"> <tbody> <tr> <td>Method</td> <td> </td> <td>Checker Disc</td> </tr> <tr> <td>Range</td> <td> </td> <td>0.0-3.0 mg/L</td> </tr> <tr> <td>Smallest Increment</td> <td> </td> <td>0.1 mg/L</td> </tr> <tr> <td>Chemical Method</td> <td> </td> <td>Nessler</td> </tr> <tr> <td>Number of Tests</td> <td> </td> <td>100</td> </tr> <tr> <td>Weight</td> <td> </td> <td>248 g</td> </tr> </tbody> </table> <p> </p> </div> | Chemical test kit for the determination of ammonium freshwater in the range 0.0 mg / l to 3.0 mg / l (ppm). 100 Tests | <div class="product-short-description"> <p>Chemical test kit for the determination of ammonium freshwater in the range 0.0 mg / l to 3.0 mg / l (ppm).<br/> 100 Tests</p> </div> | https://www.hannathailand.com/wp-content/uploads/2022/06/31gluhj8kul__sl500_aa300_51e3a3ade280a.jpg | น้ำยามาตรฐานสำหรับค่าโซเดียม , เครื่องวัดปริมาณโบรมีน ในตัวอย่างน้ำ รุ่น HI716 , เครื่องวัดค่าเหล็ก รุ่น HI721 , เครื่องวัดปริมาณซิลิกา ช่วงต่ำ ในตัวอย่างน้ำ รุ่น HI705 , เครื่องวัดปริมาณคลอรีนรวม รุ่น HI711 , เครื่องวัดปริมาณฟอสฟอรัส ช่วงต่ำมาก รุ่น HI736 , เครื่องวัดปริมาณโครเมี่ยม ช่วงสูง รุ่น HI723 , เครื่องวัดปริมาณแอมโมเนีย ในน้ำ รุ่น HI715 | <a class="woocommerce-LoopProduct-link woocommerce-loop-product__link" href="https://www.hannathailand.com/product/hi7090l/">น้ำยามาตรฐานสำหรับค่าโซเดียม</a> , <a class="woocommerce-LoopProduct-link woocommerce-loop-product__link" href="https://www.hannathailand.com/product/hi716-checker-hc-bromine/">เครื่องวัดปริมาณโบรมีน ในตัวอย่างน้ำ รุ่น HI716</a> , <a class="woocommerce-LoopProduct-link woocommerce-loop-product__link" href="https://www.hannathailand.com/product/hi721-checker-hc-iron/">เครื่องวัดค่าเหล็ก รุ่น HI721</a> , <a class="woocommerce-LoopProduct-link woocommerce-loop-product__link" href="https://www.hannathailand.com/product/hi705-checker-hc-silica-lr/">เครื่องวัดปริมาณซิลิกา ช่วงต่ำ ในตัวอย่างน้ำ รุ่น HI705</a> , <a class="woocommerce-LoopProduct-link woocommerce-loop-product__link" href="https://www.hannathailand.com/product/hi711-checker-hc-total-chlorine/">เครื่องวัดปริมาณคลอรีนรวม รุ่น HI711</a> , <a class="woocommerce-LoopProduct-link woocommerce-loop-product__link" href="https://www.hannathailand.com/product/phosphorous-marine/">เครื่องวัดปริมาณฟอสฟอรัส ช่วงต่ำมาก รุ่น HI736</a> , <a class="woocommerce-LoopProduct-link woocommerce-loop-product__link" href="https://www.hannathailand.com/product/hi723-checker-hc-chromium-vi-hr/">เครื่องวัดปริมาณโครเมี่ยม ช่วงสูง รุ่น HI723</a> , <a class="woocommerce-LoopProduct-link woocommerce-loop-product__link" href="https://www.hannathailand.com/product/hi715-checker-hc-ammonia-mr/">เครื่องวัดปริมาณแอมโมเนีย ในน้ำ รุ่น HI715</a> | https://www.hannathailand.com/wp-content/uploads/2021/07/12-500x500.jpg , https://www.hannathailand.com/wp-content/uploads/2022/06/miniphotometerfurfreiesgesamtchlor704_11-600x600.jpg , https://www.hannathailand.com/wp-content/uploads/2022/06/miniphotometerfureisen832_11-600x600.jpg , https://www.hannathailand.com/wp-content/uploads/2022/06/hi705400-600x600.jpg , https://www.hannathailand.com/wp-content/uploads/2022/06/hi711_lg-600x600.jpg , https://www.hannathailand.com/wp-content/uploads/2021/12/HI736-600x600.jpg , https://www.hannathailand.com/wp-content/uploads/2022/06/miniphotometerfurchromvihoch839_11-600x600.jpg , https://www.hannathailand.com/wp-content/uploads/2022/06/miniphotometerfurammoniakmittel2416_11-600x600.jpg
148 | HI38049-100 – Reagents for CTK Ammonia | ชุดทดสอบเคมี , สินค้าทั้งหมด , แบบจานเทียบสี | https://www.hannathailand.com/product-category/test-kit/color-disc/ | https://www.hannathailand.com/product/hi38049-100-reagents-for-ctk-ammonia/ | HI38049-100 | 1,284.00 |  | <div aria-labelledby="tab-title-additional_information" class="woocommerce-Tabs-panel woocommerce-Tabs-panel--additional_information panel entry-content" id="tab-additional_information" role="tabpanel"> </div> | Reagent kit for HI 38049 (100 tests) | <div aria-labelledby="tab-title-description" class="woocommerce-Tabs-panel woocommerce-Tabs-panel--description panel entry-content active" id="tab-description" role="tabpanel"> <p><span class="hps">Reagent</span> <span class="hps">kit</span> <span class="hps">for</span> <span class="hps">HI</span> <span class="hps">38049 (100</span> <span class="hps">tests)</span></p> </div> | Reagent kit for HI 38049 (100 tests) | <div class="product-short-description"> <p>Reagent kit for HI 38049 (100 tests)</p> </div> | https://www.hannathailand.com/wp-content/uploads/2022/06/31gluhj8kul__sl500_aa300_51e281cc647f2.jpg | เครื่องวัดปริมาณคลอรีนรวม รุ่น HI711 , เครื่องวัดปริมาณแอมโมเนีย ช่วงต่ำ รุ่น HI700 , สารละลายมาตรฐานความขุ่น 20 NTU , เครื่องควบคุมค่าความนำไฟฟ้า , เครื่องวัดปริมาณโครเมี่ยม ช่วงสูง รุ่น HI723 , เครื่องวัดสีในน้ำตัวอย่าง HI727 , เครื่องวัดปริมาณฟอสฟอรัส ช่วงต่ำมาก รุ่น HI736 , เครื่องวัดปริมาณฟลูออไรด์ ช่วงต่ำ รุ่น HI729 | <a class="woocommerce-LoopProduct-link woocommerce-loop-product__link" href="https://www.hannathailand.com/product/hi711-checker-hc-total-chlorine/">เครื่องวัดปริมาณคลอรีนรวม รุ่น HI711</a> , <a class="woocommerce-LoopProduct-link woocommerce-loop-product__link" href="https://www.hannathailand.com/product/hi700-checker-hc-ammonia-lr/">เครื่องวัดปริมาณแอมโมเนีย ช่วงต่ำ รุ่น HI700</a> , <a class="woocommerce-LoopProduct-link woocommerce-loop-product__link" href="https://www.hannathailand.com/product/hi93102-20/">สารละลายมาตรฐานความขุ่น 20 NTU</a> , <a class="woocommerce-LoopProduct-link woocommerce-loop-product__link" href="https://www.hannathailand.com/product/hi8931cn/">เครื่องควบคุมค่าความนำไฟฟ้า</a> , <a class="woocommerce-LoopProduct-link woocommerce-loop-product__link" href="https://www.hannathailand.com/product/hi723-checker-hc-chromium-vi-hr/">เครื่องวัดปริมาณโครเมี่ยม ช่วงสูง รุ่น HI723</a> , <a class="woocommerce-LoopProduct-link woocommerce-loop-product__link" href="https://www.hannathailand.com/product/hi727-checker-hc-color-of-water/">เครื่องวัดสีในน้ำตัวอย่าง HI727</a> , <a class="woocommerce-LoopProduct-link woocommerce-loop-product__link" href="https://www.hannathailand.com/product/phosphorous-marine/">เครื่องวัดปริมาณฟอสฟอรัส ช่วงต่ำมาก รุ่น HI736</a> , <a class="woocommerce-LoopProduct-link woocommerce-loop-product__link" href="https://www.hannathailand.com/product/hi729-checker-hc-fluoride-lr/">เครื่องวัดปริมาณฟลูออไรด์ ช่วงต่ำ รุ่น HI729</a> | https://www.hannathailand.com/wp-content/uploads/2022/06/hi711_lg-600x600.jpg , https://www.hannathailand.com/wp-content/uploads/2022/06/hi700_400pxl-600x600.jpg , https://www.hannathailand.com/wp-content/uploads/2021/07/9-500x500.jpg , https://www.hannathailand.com/wp-content/uploads/2021/07/2-500x500.jpg , https://www.hannathailand.com/wp-content/uploads/2022/06/miniphotometerfurchromvihoch839_11-600x600.jpg , https://www.hannathailand.com/wp-content/uploads/2022/06/miniphotometerfurfarbe843_11-600x600.jpg , https://www.hannathailand.com/wp-content/uploads/2021/12/HI736-600x600.jpg , https://www.hannathailand.com/wp-content/uploads/2022/06/miniphotometerfurfluoridniedrig844_11-600x600.jpg
149 | HI38054 CTK Ozone | ชุดทดสอบเคมี , สินค้าทั้งหมด , แบบจานเทียบสี | https://www.hannathailand.com/product-category/test-kit/color-disc/ | https://www.hannathailand.com/product/hi38054-ctk-ozone/ | HI38054 | 4,922.00 |  | <div aria-labelledby="tab-title-additional_information" class="woocommerce-Tabs-panel woocommerce-Tabs-panel--additional_information panel entry-content" id="tab-additional_information" role="tabpanel"> </div> | The HANNA test kit for ozone determines the ozone concentration in water via checker disc. The reaction between ozone and the reagent causes a pink tint in the sample which is proportional to the ozone concentration. Order Information: HI 38054 test kit comes with 100 packets ozone reagent, 500 mL deionized water, checker disc, glass vials with caps (2) and 3 mL plastic pipette. Product Manuals Manual: Download Specification : Method Checker Disc Range 0.0-2.3 mg/L Smallest Increment 0.1 mg/L Chemical Method DPD Number of Tests 100 Weight 966 g | <div aria-labelledby="tab-title-description" class="woocommerce-Tabs-panel woocommerce-Tabs-panel--description panel entry-content active" id="tab-description" role="tabpanel"> <p>The HANNA test kit for ozone determines the ozone concentration in water via checker disc. The reaction between ozone and the reagent causes a pink tint in the sample which is proportional to the ozone concentration.</p> <p> </p> <p><strong>Order Information:</strong><br/> HI 38054 test kit comes with 100 packets ozone reagent, 500 mL deionized water, checker disc, glass vials with caps (2) and 3 mL plastic pipette.</p> <div><strong>Product Manuals</strong></div> <p><img align="absmiddle" alt="" border="0" decoding="async" height="22" loading="lazy" src="http://www.hannainst.com/usa/images/icon-pdf.gif" width="20"/> Manual: <a href="http://www.hannainst.com/manuals/istr38054_05_2012.pdf" target="_blank" title="Download Product Manual">Download</a></p> <p><strong>Specification :</strong></p> <table class="spec_table"> <tbody> <tr> <td>Method</td> <td> </td> <td>Checker Disc</td> </tr> <tr> <td>Range</td> <td> </td> <td>0.0-2.3 mg/L</td> </tr> <tr> <td>Smallest Increment</td> <td> </td> <td>0.1 mg/L</td> </tr> <tr> <td>Chemical Method</td> <td> </td> <td>DPD</td> </tr> <tr> <td>Number of Tests</td> <td> </td> <td>100</td> </tr> <tr> <td>Weight</td> <td> </td> <td>966 g</td> </tr> </tbody> </table> <p> </p> </div> | The HANNA test kit for ozone determines the ozone concentration in water via checker disc. The reaction between ozone and the reagent causes a pink tint in the sample which is proportional to the ozone concentration. | <div class="product-short-description"> <p>The HANNA test kit for ozone determines the ozone concentration in water via checker disc. The reaction between ozone and the reagent causes a pink tint in the sample which is proportional to the ozone concentration.</p> </div> | https://www.hannathailand.com/wp-content/uploads/2022/06/31gluhj8kul__sl500_aa300_51e0036eef50b.jpg | เครื่องวัดปริมาณไอโอดีน รุ่น HI718 , เครื่องวัดปริมาณแอมโมเนีย ในน้ำ รุ่น HI715 , เครื่องวัดปริมาณคลอรีนอิสระ รุ่น HI701 , เครื่องวัดคลอรีน , เซ็นเซอร์วัดออกซิเจนในน้ำสำหรับ HI9829 มัลติพารามิเตอร์ , เครื่องวัดปริมาณนิกเกิล ช่วงสูง รุ่น HI726 , เครื่องวัดปริมาณคลอรีนรวม รุ่น HI711 , เครื่องวัดปริมาณโครเมี่ยม ช่วงสูง รุ่น HI723 | <a class="woocommerce-LoopProduct-link woocommerce-loop-product__link" href="https://www.hannathailand.com/product/hi718-checker-hc-iodine/">เครื่องวัดปริมาณไอโอดีน รุ่น HI718</a> , <a class="woocommerce-LoopProduct-link woocommerce-loop-product__link" href="https://www.hannathailand.com/product/hi715-checker-hc-ammonia-mr/">เครื่องวัดปริมาณแอมโมเนีย ในน้ำ รุ่น HI715</a> , <a class="woocommerce-LoopProduct-link woocommerce-loop-product__link" href="https://www.hannathailand.com/product/hi701-checker-hc-free-chlorine/">เครื่องวัดปริมาณคลอรีนอิสระ รุ่น HI701</a> , <a class="woocommerce-LoopProduct-link woocommerce-loop-product__link" href="https://www.hannathailand.com/product/free-chlorine/">เครื่องวัดคลอรีน</a> , <a class="woocommerce-LoopProduct-link woocommerce-loop-product__link" href="https://www.hannathailand.com/product/hi7609829-2/">เซ็นเซอร์วัดออกซิเจนในน้ำสำหรับ HI9829 มัลติพารามิเตอร์</a> , <a class="woocommerce-LoopProduct-link woocommerce-loop-product__link" href="https://www.hannathailand.com/product/hi726-checker-hc-nickel-hr/">เครื่องวัดปริมาณนิกเกิล ช่วงสูง รุ่น HI726</a> , <a class="woocommerce-LoopProduct-link woocommerce-loop-product__link" href="https://www.hannathailand.com/product/hi711-checker-hc-total-chlorine/">เครื่องวัดปริมาณคลอรีนรวม รุ่น HI711</a> , <a class="woocommerce-LoopProduct-link woocommerce-loop-product__link" href="https://www.hannathailand.com/product/hi723-checker-hc-chromium-vi-hr/">เครื่องวัดปริมาณโครเมี่ยม ช่วงสูง รุ่น HI723</a> | https://www.hannathailand.com/wp-content/uploads/2022/06/miniphotometerfuriod829_11-600x600.jpg , https://www.hannathailand.com/wp-content/uploads/2022/06/miniphotometerfurammoniakmittel2416_11-600x600.jpg , https://www.hannathailand.com/wp-content/uploads/2021/11/hi701-500x500.jpg , https://www.hannathailand.com/wp-content/uploads/2021/07/1-500x500.jpg , https://www.hannathailand.com/wp-content/uploads/2021/07/5-500x500.jpg , https://www.hannathailand.com/wp-content/uploads/2022/06/miniphotometerfurnickelhoch841_11-600x600.jpg , https://www.hannathailand.com/wp-content/uploads/2022/06/hi711_lg-600x600.jpg , https://www.hannathailand.com/wp-content/uploads/2022/06/miniphotometerfurchromvihoch839_11-600x600.jpg
150 | HI38054-100 – Reagents for CTK Ozone | ชุดทดสอบเคมี , สินค้าทั้งหมด , แบบจานเทียบสี | https://www.hannathailand.com/product-category/test-kit/color-disc/ | https://www.hannathailand.com/product/hi38054-100-reagents-for-ctk-ozone/ | HI38054-100 | 1,444.50 |  | <div aria-labelledby="tab-title-additional_information" class="woocommerce-Tabs-panel woocommerce-Tabs-panel--additional_information panel entry-content" id="tab-additional_information" role="tabpanel"> </div> | Reagent kit for HI 38054 (100 tests) | <div aria-labelledby="tab-title-description" class="woocommerce-Tabs-panel woocommerce-Tabs-panel--description panel entry-content active" id="tab-description" role="tabpanel"> <p><span class="hps">Reagent</span> <span class="hps">kit</span> <span class="hps">for</span> <span class="hps">HI</span> <span class="hps">38054 (100</span> <span class="hps">tests)</span></p> </div> | Reagent kit for HI 38054 (100 tests) | <div class="product-short-description"> <p>Reagent kit for HI 38054 (100 tests)</p> </div> | https://www.hannathailand.com/wp-content/uploads/2022/06/31gluhj8kul__sl500_aa300_51e2854676b9f.jpg | เครื่องวัดปริมาณโบรมีน ในตัวอย่างน้ำ รุ่น HI716 , เครื่องวัดปริมาณฟอสเฟต ช่วงต่ำ รุ่น HI713 , เครื่องวัดปริมาณแอมโมเนีย ช่วงต่ำ รุ่น HI700 , น้ำยามาตรฐานสำหรับค่าโซเดียม , เครื่องวัดปริมาณซิลิกา ช่วงต่ำ ในตัวอย่างน้ำ รุ่น HI705 , เครื่องวัดปริมาณไอโอดีน รุ่น HI718 , เซ็นเซอร์วัดออกซิเจนในน้ำสำหรับ HI9829 มัลติพารามิเตอร์ , เครื่องวัดปริมาณคลอรีนรวม รุ่น HI711 | <a class="woocommerce-LoopProduct-link woocommerce-loop-product__link" href="https://www.hannathailand.com/product/hi716-checker-hc-bromine/">เครื่องวัดปริมาณโบรมีน ในตัวอย่างน้ำ รุ่น HI716</a> , <a class="woocommerce-LoopProduct-link woocommerce-loop-product__link" href="https://www.hannathailand.com/product/hi713-checker-hc-phosphate-lr/">เครื่องวัดปริมาณฟอสเฟต ช่วงต่ำ รุ่น HI713</a> , <a class="woocommerce-LoopProduct-link woocommerce-loop-product__link" href="https://www.hannathailand.com/product/hi700-checker-hc-ammonia-lr/">เครื่องวัดปริมาณแอมโมเนีย ช่วงต่ำ รุ่น HI700</a> , <a class="woocommerce-LoopProduct-link woocommerce-loop-product__link" href="https://www.hannathailand.com/product/hi7090l/">น้ำยามาตรฐานสำหรับค่าโซเดียม</a> , <a class="woocommerce-LoopProduct-link woocommerce-loop-product__link" href="https://www.hannathailand.com/product/hi705-checker-hc-silica-lr/">เครื่องวัดปริมาณซิลิกา ช่วงต่ำ ในตัวอย่างน้ำ รุ่น HI705</a> , <a class="woocommerce-LoopProduct-link woocommerce-loop-product__link" href="https://www.hannathailand.com/product/hi718-checker-hc-iodine/">เครื่องวัดปริมาณไอโอดีน รุ่น HI718</a> , <a class="woocommerce-LoopProduct-link woocommerce-loop-product__link" href="https://www.hannathailand.com/product/hi7609829-2/">เซ็นเซอร์วัดออกซิเจนในน้ำสำหรับ HI9829 มัลติพารามิเตอร์</a> , <a class="woocommerce-LoopProduct-link woocommerce-loop-product__link" href="https://www.hannathailand.com/product/hi711-checker-hc-total-chlorine/">เครื่องวัดปริมาณคลอรีนรวม รุ่น HI711</a> | https://www.hannathailand.com/wp-content/uploads/2022/06/miniphotometerfurfreiesgesamtchlor704_11-600x600.jpg , https://www.hannathailand.com/wp-content/uploads/2022/06/hi713_lg51caffcdce23e-600x600.jpg , https://www.hannathailand.com/wp-content/uploads/2022/06/hi700_400pxl-600x600.jpg , https://www.hannathailand.com/wp-content/uploads/2021/07/12-500x500.jpg , https://www.hannathailand.com/wp-content/uploads/2022/06/hi705400-600x600.jpg , https://www.hannathailand.com/wp-content/uploads/2022/06/miniphotometerfuriod829_11-600x600.jpg , https://www.hannathailand.com/wp-content/uploads/2021/07/5-500x500.jpg , https://www.hannathailand.com/wp-content/uploads/2022/06/hi711_lg-600x600.jpg
151 | HI38058 CTK pH | ชุดทดสอบเคมี , สินค้าทั้งหมด , แบบจานเทียบสี , แบบเทียบสี , แบบไทเทรต | https://www.hannathailand.com/product-category/test-kit/titrate/ | https://www.hannathailand.com/product/hi38058-ctk-ph/ | HI38058 | 5,083.57 |  | <div aria-labelledby="tab-title-additional_information" class="woocommerce-Tabs-panel woocommerce-Tabs-panel--additional_information panel entry-content" id="tab-additional_information" role="tabpanel"> </div> | pH represents acidity or alkalinity of an aqueous solution and is proportional to the hydrogen-ion concentration of the solution. Under neutral conditions water is dissociated into the (OH)— and H+ ions in equal ratio and hence it has a pH of 7. When bases or acids are added to a water solution they ionize, increasing the concentration of (OH)— or H+, respectively. Thus solutions with a pH of 1-3 contain strong acids, whereas those with a pH of 4-6 contain weak acids. Weak bases result in solutions of pH 8-10 and strong bases in pH of 11-13. Order Information: HI 38058 test kit comes with 30 mL pH 4.0-10.0 reagent, checker disc, glass vials with caps (2) and 3 mL plastic pipette. Product Manuals Manual: Download Specification : Method Checker Disc Range 4.0-10.0 pH Smallest Increment 0.5 pH Chemical Method pH indicator Number of Tests 100 Weight 215 g | <div aria-labelledby="tab-title-description" class="woocommerce-Tabs-panel woocommerce-Tabs-panel--description panel entry-content active" id="tab-description" role="tabpanel"> <p>pH represents acidity or alkalinity of an aqueous solution and is proportional to the hydrogen-ion concentration of the solution. Under neutral conditions water is dissociated into the (OH)<sup><span style="font-size: small;">—</span></sup> and H<sup><span style="font-size: small;">+</span></sup> ions in equal ratio and hence it has a pH of 7. When bases or acids are added to a water solution they ionize, increasing the concentration of (OH)<sup><span style="font-size: small;">—</span></sup> or H<sup><span style="font-size: small;">+</span></sup>, respectively. Thus solutions with a pH of 1-3 contain strong acids, whereas those with a pH of 4-6 contain weak acids.</p> <p>Weak bases result in solutions of pH 8-10 and strong bases in pH of 11-13.</p> <p> </p> <p><strong>Order Information:</strong><br/> HI 38058 test kit comes with 30 mL pH 4.0-10.0 reagent, checker disc, glass vials with caps (2) and 3 mL plastic pipette.</p> <div><strong>Product Manuals</strong></div> <p><img align="absmiddle" alt="" border="0" decoding="async" height="22" loading="lazy" src="http://www.hannainst.com/usa/images/icon-pdf.gif" width="20"/> Manual: <a href="http://www.hannainst.com/manuals/manHI_38058.pdf" rel="noopener" target="_blank" title="Download Product Manual">Download</a></p> <p><strong>Specification :</strong></p> <table class="spec_table"> <tbody> <tr> <td>Method</td> <td> </td> <td>Checker Disc</td> </tr> <tr> <td>Range</td> <td> </td> <td>4.0-10.0 pH</td> </tr> <tr> <td>Smallest Increment</td> <td> </td> <td>0.5 pH</td> </tr> <tr> <td>Chemical Method</td> <td> </td> <td>pH indicator</td> </tr> <tr> <td>Number of Tests</td> <td> </td> <td>100</td> </tr> <tr> <td>Weight</td> <td> </td> <td>215 g</td> </tr> </tbody> </table> <p> </p> </div> | Chemical test kit for the determination of pH in the range 4-10pH. Package size: 300 tests | <div class="product-short-description"> <p>Chemical test kit for the determination of pH in the range 4-10pH.<br/> Package size: 300 tests</p> </div> | https://www.hannathailand.com/wp-content/uploads/2022/06/31gluhj8kul__sl500_aa300_51e043a05fe39.jpg | เครื่องวัดปริมาณฟลูออไรด์ ช่วงต่ำ รุ่น HI729 , เครื่องวัดปริมาณแอมโมเนีย ช่วงต่ำ รุ่น HI700 , เครื่องวัดปริมาณไอโอดีน รุ่น HI718 , เครื่องวัดปริมาณคลอรีนรวม รุ่น HI711 , เครื่องวัดปริมาณคลอรีนอิสระ รุ่น HI701 , เครื่องวัดสีในน้ำตัวอย่าง HI727 , เครื่องวัดปริมาณไนไตรท์ ช่วงสูง ในตัวอย่างน้ำ รุ่น HI708 , เครื่องวัดคลอรีน | <a class="woocommerce-LoopProduct-link woocommerce-loop-product__link" href="https://www.hannathailand.com/product/hi729-checker-hc-fluoride-lr/">เครื่องวัดปริมาณฟลูออไรด์ ช่วงต่ำ รุ่น HI729</a> , <a class="woocommerce-LoopProduct-link woocommerce-loop-product__link" href="https://www.hannathailand.com/product/hi700-checker-hc-ammonia-lr/">เครื่องวัดปริมาณแอมโมเนีย ช่วงต่ำ รุ่น HI700</a> , <a class="woocommerce-LoopProduct-link woocommerce-loop-product__link" href="https://www.hannathailand.com/product/hi718-checker-hc-iodine/">เครื่องวัดปริมาณไอโอดีน รุ่น HI718</a> , <a class="woocommerce-LoopProduct-link woocommerce-loop-product__link" href="https://www.hannathailand.com/product/hi711-checker-hc-total-chlorine/">เครื่องวัดปริมาณคลอรีนรวม รุ่น HI711</a> , <a class="woocommerce-LoopProduct-link woocommerce-loop-product__link" href="https://www.hannathailand.com/product/hi701-checker-hc-free-chlorine/">เครื่องวัดปริมาณคลอรีนอิสระ รุ่น HI701</a> , <a class="woocommerce-LoopProduct-link woocommerce-loop-product__link" href="https://www.hannathailand.com/product/hi727-checker-hc-color-of-water/">เครื่องวัดสีในน้ำตัวอย่าง HI727</a> , <a class="woocommerce-LoopProduct-link woocommerce-loop-product__link" href="https://www.hannathailand.com/product/hi708-checker-hc-nitrite-hr/">เครื่องวัดปริมาณไนไตรท์ ช่วงสูง ในตัวอย่างน้ำ รุ่น HI708</a> , <a class="woocommerce-LoopProduct-link woocommerce-loop-product__link" href="https://www.hannathailand.com/product/free-chlorine/">เครื่องวัดคลอรีน</a> | https://www.hannathailand.com/wp-content/uploads/2022/06/miniphotometerfurfluoridniedrig844_11-600x600.jpg , https://www.hannathailand.com/wp-content/uploads/2022/06/hi700_400pxl-600x600.jpg , https://www.hannathailand.com/wp-content/uploads/2022/06/miniphotometerfuriod829_11-600x600.jpg , https://www.hannathailand.com/wp-content/uploads/2022/06/hi711_lg-600x600.jpg , https://www.hannathailand.com/wp-content/uploads/2021/11/hi701-500x500.jpg , https://www.hannathailand.com/wp-content/uploads/2022/06/miniphotometerfurfarbe843_11-600x600.jpg , https://www.hannathailand.com/wp-content/uploads/2022/06/miniphotometerfurnitrithoch2420_11-600x600.jpg , https://www.hannathailand.com/wp-content/uploads/2021/07/1-500x500.jpg
152 | HI38058-100 – Reagents for CTK pH | ชุดทดสอบเคมี , สินค้าทั้งหมด , แบบจานเทียบสี , แบบเทียบสี , แบบไทเทรต | https://www.hannathailand.com/product-category/test-kit/titrate/ | https://www.hannathailand.com/product/hi38058-100-reagents-for-ctk-ph/ | HI38058-100 | 1,070.00 |  | <div aria-labelledby="tab-title-additional_information" class="woocommerce-Tabs-panel woocommerce-Tabs-panel--additional_information panel entry-content" id="tab-additional_information" role="tabpanel"> </div> | Reagent kit for HI 38058 (300 tests) | <div aria-labelledby="tab-title-description" class="woocommerce-Tabs-panel woocommerce-Tabs-panel--description panel entry-content active" id="tab-description" role="tabpanel"> <p><span class="hps">Reagent</span> <span class="hps">kit</span> <span class="hps">for</span> <span class="hps">HI</span> <span class="hps">38058 (300</span> <span class="hps">tests)</span></p> </div> | Reagent kit for HI 38058 (300 tests) | <div class="product-short-description"> <p>Reagent kit for HI 38058 (300 tests)</p> </div> | https://www.hannathailand.com/wp-content/uploads/2022/06/31gluhj8kul__sl500_aa300_51e2854676b9f.jpg | เครื่องวัดปริมาณคลอรีนอิสระ รุ่น HI701 , เครื่องวัดปริมาณซิลิกา ช่วงต่ำ ในตัวอย่างน้ำ รุ่น HI705 , เครื่องวัดปริมาณฟอสฟอรัส ช่วงสูง รุ่น HI706 , เครื่องวัดปริมาณไอโอดีน รุ่น HI718 , เครื่องวัดปริมาณนิกเกิล ช่วงสูง รุ่น HI726 , เครื่องวัดปริมาณฟลูออไรด์ ช่วงต่ำ รุ่น HI729 , น้ำยามาตรฐานสำหรับค่าโซเดียม , เครื่องวัดปริมาณโบรมีน ในตัวอย่างน้ำ รุ่น HI716 | <a class="woocommerce-LoopProduct-link woocommerce-loop-product__link" href="https://www.hannathailand.com/product/hi701-checker-hc-free-chlorine/">เครื่องวัดปริมาณคลอรีนอิสระ รุ่น HI701</a> , <a class="woocommerce-LoopProduct-link woocommerce-loop-product__link" href="https://www.hannathailand.com/product/hi705-checker-hc-silica-lr/">เครื่องวัดปริมาณซิลิกา ช่วงต่ำ ในตัวอย่างน้ำ รุ่น HI705</a> , <a class="woocommerce-LoopProduct-link woocommerce-loop-product__link" href="https://www.hannathailand.com/product/hi706-checker-hc-phosphorous-hr/">เครื่องวัดปริมาณฟอสฟอรัส ช่วงสูง รุ่น HI706</a> , <a class="woocommerce-LoopProduct-link woocommerce-loop-product__link" href="https://www.hannathailand.com/product/hi718-checker-hc-iodine/">เครื่องวัดปริมาณไอโอดีน รุ่น HI718</a> , <a class="woocommerce-LoopProduct-link woocommerce-loop-product__link" href="https://www.hannathailand.com/product/hi726-checker-hc-nickel-hr/">เครื่องวัดปริมาณนิกเกิล ช่วงสูง รุ่น HI726</a> , <a class="woocommerce-LoopProduct-link woocommerce-loop-product__link" href="https://www.hannathailand.com/product/hi729-checker-hc-fluoride-lr/">เครื่องวัดปริมาณฟลูออไรด์ ช่วงต่ำ รุ่น HI729</a> , <a class="woocommerce-LoopProduct-link woocommerce-loop-product__link" href="https://www.hannathailand.com/product/hi7090l/">น้ำยามาตรฐานสำหรับค่าโซเดียม</a> , <a class="woocommerce-LoopProduct-link woocommerce-loop-product__link" href="https://www.hannathailand.com/product/hi716-checker-hc-bromine/">เครื่องวัดปริมาณโบรมีน ในตัวอย่างน้ำ รุ่น HI716</a> | https://www.hannathailand.com/wp-content/uploads/2021/11/hi701-500x500.jpg , https://www.hannathailand.com/wp-content/uploads/2022/06/hi705400-600x600.jpg , https://www.hannathailand.com/wp-content/uploads/2022/06/hi706_400-600x600.jpg , https://www.hannathailand.com/wp-content/uploads/2022/06/miniphotometerfuriod829_11-600x600.jpg , https://www.hannathailand.com/wp-content/uploads/2022/06/miniphotometerfurnickelhoch841_11-600x600.jpg , https://www.hannathailand.com/wp-content/uploads/2022/06/miniphotometerfurfluoridniedrig844_11-600x600.jpg , https://www.hannathailand.com/wp-content/uploads/2021/07/12-500x500.jpg , https://www.hannathailand.com/wp-content/uploads/2022/06/miniphotometerfurfreiesgesamtchlor704_11-600x600.jpg
153 | HI38061 CTK Phosphate | ชุดทดสอบเคมี , สินค้าทั้งหมด , แบบจานเทียบสี | https://www.hannathailand.com/product-category/test-kit/color-disc/ | https://www.hannathailand.com/product/hi38061-ctk-phosphate/ | HI38061 | 6,634.00 |  | <div aria-labelledby="tab-title-additional_information" class="woocommerce-Tabs-panel woocommerce-Tabs-panel--additional_information panel entry-content" id="tab-additional_information" role="tabpanel"> </div> | The reaction between phosphate and the reagent causes a blue tint in the sample; adaptation of the ascorbic acid method. Order Information: HI 38061 test kit comes with 100 packets phosphate reagent, 500 mL deionized water, checker disc, glass vials with caps (2), 3 mL plastic pipette and long plastic pipette. Product Manuals Manual: Download Specification : Method Checker Disc Range 0.00-1.00 mg/L 0.0-5.0 mg/L 0-50 mg/L Smallest Increment 0.02 mg/L 0.1 mg/L 1 mg/L Chemical Method Ascorbic acid Number of Tests 100 Weight 1010 g | <div aria-labelledby="tab-title-description" class="woocommerce-Tabs-panel woocommerce-Tabs-panel--description panel entry-content active" id="tab-description" role="tabpanel"> <p>The reaction between phosphate and the reagent causes a blue tint in the sample; adaptation of the ascorbic acid method.</p> <p> </p> <p><strong>Order Information:</strong><br/> HI 38061 test kit comes with 100 packets phosphate reagent, 500 mL deionized water, checker disc, glass vials with caps (2), 3 mL plastic pipette and long plastic pipette.</p> <div><strong>Product Manuals</strong></div> <p><img align="absmiddle" alt="" border="0" decoding="async" height="22" loading="lazy" src="http://www.hannainst.com/usa/images/icon-pdf.gif" width="20"/> Manual: <a href="http://www.hannainst.com/manuals/manHI_38061.pdf" target="_blank" title="Download Product Manual">Download</a></p> <p><strong>Specification :</strong></p> <table class="spec_table"> <tbody> <tr> <td>Method</td> <td> </td> <td>Checker Disc</td> </tr> <tr> <td>Range</td> <td> </td> <td>0.00-1.00 mg/L<br/> 0.0-5.0 mg/L<br/> 0-50 mg/L</td> </tr> <tr> <td>Smallest Increment</td> <td> </td> <td>0.02 mg/L<br/> 0.1 mg/L<br/> 1 mg/L</td> </tr> <tr> <td>Chemical Method</td> <td> </td> <td>Ascorbic acid</td> </tr> <tr> <td>Number of Tests</td> <td> </td> <td>100</td> </tr> <tr> <td>Weight</td> <td> </td> <td>1010 g</td> </tr> </tbody> </table> <p> </p> </div> | Chemical test kit for the determination of phosphate in the range 0:00 to 1:00 mg / / 0.0-5.0 mg / L / 0-50 mg / L (ppm). | <div class="product-short-description"> <p>Chemical test kit for the determination of phosphate in the range 0:00 to 1:00 mg / / 0.0-5.0 mg / L / 0-50 mg / L (ppm).</p> </div> | https://www.hannathailand.com/wp-content/uploads/2022/06/31gluhj8kul__sl500_aa300_51e3a48971710.jpg | สารละลายมาตรฐานความขุ่น 20 NTU , เครื่องวัดปริมาณโบรมีน ในตัวอย่างน้ำ รุ่น HI716 , เครื่องวัดปริมาณฟอสเฟต ช่วงต่ำ รุ่น HI713 , เครื่องวัดปริมาณไอโอดีน รุ่น HI718 , ซัลไฟด์สารต้านอนุมูลอิสระบัฟเฟอร์ , เครื่องวัดสีในน้ำตัวอย่าง HI727 , น้ำยามาตรฐานสอบเทียบ ค่ามาตรฐานความเค็ม , เครื่องวัดปริมาณนิกเกิล ช่วงสูง รุ่น HI726 | <a class="woocommerce-LoopProduct-link woocommerce-loop-product__link" href="https://www.hannathailand.com/product/hi93102-20/">สารละลายมาตรฐานความขุ่น 20 NTU</a> , <a class="woocommerce-LoopProduct-link woocommerce-loop-product__link" href="https://www.hannathailand.com/product/hi716-checker-hc-bromine/">เครื่องวัดปริมาณโบรมีน ในตัวอย่างน้ำ รุ่น HI716</a> , <a class="woocommerce-LoopProduct-link woocommerce-loop-product__link" href="https://www.hannathailand.com/product/hi713-checker-hc-phosphate-lr/">เครื่องวัดปริมาณฟอสเฟต ช่วงต่ำ รุ่น HI713</a> , <a class="woocommerce-LoopProduct-link woocommerce-loop-product__link" href="https://www.hannathailand.com/product/hi718-checker-hc-iodine/">เครื่องวัดปริมาณไอโอดีน รุ่น HI718</a> , <a class="woocommerce-LoopProduct-link woocommerce-loop-product__link" href="https://www.hannathailand.com/product/hi4015-00/">ซัลไฟด์สารต้านอนุมูลอิสระบัฟเฟอร์</a> , <a class="woocommerce-LoopProduct-link woocommerce-loop-product__link" href="https://www.hannathailand.com/product/hi727-checker-hc-color-of-water/">เครื่องวัดสีในน้ำตัวอย่าง HI727</a> , <a class="woocommerce-LoopProduct-link woocommerce-loop-product__link" href="https://www.hannathailand.com/product/hi7080l/">น้ำยามาตรฐานสอบเทียบ ค่ามาตรฐานความเค็ม</a> , <a class="woocommerce-LoopProduct-link woocommerce-loop-product__link" href="https://www.hannathailand.com/product/hi726-checker-hc-nickel-hr/">เครื่องวัดปริมาณนิกเกิล ช่วงสูง รุ่น HI726</a> | https://www.hannathailand.com/wp-content/uploads/2021/07/9-500x500.jpg , https://www.hannathailand.com/wp-content/uploads/2022/06/miniphotometerfurfreiesgesamtchlor704_11-600x600.jpg , https://www.hannathailand.com/wp-content/uploads/2022/06/hi713_lg51caffcdce23e-600x600.jpg , https://www.hannathailand.com/wp-content/uploads/2022/06/miniphotometerfuriod829_11-600x600.jpg , https://www.hannathailand.com/wp-content/uploads/2021/07/7-500x500.jpg , https://www.hannathailand.com/wp-content/uploads/2022/06/miniphotometerfurfarbe843_11-600x600.jpg , https://www.hannathailand.com/wp-content/uploads/2021/07/11-500x500.jpg , https://www.hannathailand.com/wp-content/uploads/2022/06/miniphotometerfurnickelhoch841_11-600x600.jpg
154 | HI38067 CTK Silica High Range | ชุดทดสอบเคมี , สินค้าทั้งหมด , แบบจานเทียบสี | https://www.hannathailand.com/product-category/test-kit/color-disc/ | https://www.hannathailand.com/product/hi38067-ctk-silica-high-range/ | HI38067 | 7,276.00 |  | <div aria-labelledby="tab-title-additional_information" class="woocommerce-Tabs-panel woocommerce-Tabs-panel--additional_information panel entry-content" id="tab-additional_information" role="tabpanel"> </div> | Determination of silica concentration is an adaptation of the ASTM D859 method of the heteropoly blue method. The reaction between silica and reagents causes a blue tint in the sample which is proportional to the silica concentration. Order Information: HI 38067 test kit comes with 25 mL silica reagent A, 100 packets silica reagent B, 100 packets silica reagent C, demineralizer bottle with filter cap for 12 L, checker disc, glass vials with caps (2), 3 mL plastic pipette and 1 mL syringe with tip. Product Manuals Manual: Download Specification : Method Checker Disc Range 0-40 mg/L 0-800 mg/L Smallest Increment 1 mg/L 40 mg/L Chemical Method Colorimetric Number of Tests 100 Weight 712.5 g | <div aria-labelledby="tab-title-description" class="woocommerce-Tabs-panel woocommerce-Tabs-panel--description panel entry-content active" id="tab-description" role="tabpanel"> <p>Determination of silica concentration is an adaptation of the ASTM D859 method of the heteropoly blue method. The reaction between silica and reagents causes a blue tint in the sample which is proportional to the silica concentration.</p> <p> </p> <p><strong>Order Information:</strong><br/> HI 38067 test kit comes with 25 mL silica reagent A, 100 packets silica reagent B, 100 packets silica reagent C, demineralizer bottle with filter cap for 12 L, checker disc, glass vials with caps (2), 3 mL plastic pipette and 1 mL syringe with tip.</p> <div><strong>Product Manuals</strong></div> <p><img align="absmiddle" alt="" border="0" decoding="async" height="22" loading="lazy" src="http://www.hannainst.com/usa/images/icon-pdf.gif" width="20"/> Manual: <a href="http://www.hannainst.com/manuals/manHI_38067.pdf" rel="noopener" target="_blank" title="Download Product Manual">Download</a></p> <p><strong>Specification :</strong></p> <table class="spec_table"> <tbody> <tr> <td>Method</td> <td> </td> <td>Checker Disc</td> </tr> <tr> <td>Range</td> <td> </td> <td>0-40 mg/L<br/> 0-800 mg/L</td> </tr> <tr> <td>Smallest Increment</td> <td> </td> <td>1 mg/L<br/> 40 mg/L</td> </tr> <tr> <td>Chemical Method</td> <td> </td> <td>Colorimetric</td> </tr> <tr> <td>Number of Tests</td> <td> </td> <td>100</td> </tr> <tr> <td>Weight</td> <td> </td> <td>712.5 g</td> </tr> </tbody> </table> <p> </p> </div> | Test kit for the chemical determination of silicate in the range 0-40mg / l / 0 800 mg / l (ppm). 100 Tests | <div class="product-short-description"> <p>Test kit for the chemical determination of silicate in the range 0-40mg / l / 0 800 mg / l (ppm).<br/> 100 Tests</p> </div> | https://www.hannathailand.com/wp-content/uploads/2022/06/31gluhj8kul__sl500_aa300_51e045dfc8fa5.jpg | เครื่องวัดคลอรีน , น้ำยามาตรฐานสอบเทียบ ค่ามาตรฐานความเค็ม , เครื่องวัดปริมาณไอโอดีน รุ่น HI718 , เครื่องวัดปริมาณแอมโมเนีย ช่วงต่ำ รุ่น HI700 , เครื่องวัดปริมาณแอมโมเนีย ช่วงสูง รุ่น HI733 , เครื่องวัดปริมาณไนไตรท์ ช่วงสูง ในตัวอย่างน้ำ รุ่น HI708 , เครื่องวัดปริมาณไนไตรท์ ช่วงต่ำ รุ่น HI707 , เครื่องวัดปริมาณฟอสฟอรัส ช่วงต่ำมาก รุ่น HI736 | <a class="woocommerce-LoopProduct-link woocommerce-loop-product__link" href="https://www.hannathailand.com/product/free-chlorine/">เครื่องวัดคลอรีน</a> , <a class="woocommerce-LoopProduct-link woocommerce-loop-product__link" href="https://www.hannathailand.com/product/hi7080l/">น้ำยามาตรฐานสอบเทียบ ค่ามาตรฐานความเค็ม</a> , <a class="woocommerce-LoopProduct-link woocommerce-loop-product__link" href="https://www.hannathailand.com/product/hi718-checker-hc-iodine/">เครื่องวัดปริมาณไอโอดีน รุ่น HI718</a> , <a class="woocommerce-LoopProduct-link woocommerce-loop-product__link" href="https://www.hannathailand.com/product/hi700-checker-hc-ammonia-lr/">เครื่องวัดปริมาณแอมโมเนีย ช่วงต่ำ รุ่น HI700</a> , <a class="woocommerce-LoopProduct-link woocommerce-loop-product__link" href="https://www.hannathailand.com/product/hi733-checker-hc-ammonia-hr/">เครื่องวัดปริมาณแอมโมเนีย ช่วงสูง รุ่น HI733</a> , <a class="woocommerce-LoopProduct-link woocommerce-loop-product__link" href="https://www.hannathailand.com/product/hi708-checker-hc-nitrite-hr/">เครื่องวัดปริมาณไนไตรท์ ช่วงสูง ในตัวอย่างน้ำ รุ่น HI708</a> , <a class="woocommerce-LoopProduct-link woocommerce-loop-product__link" href="https://www.hannathailand.com/product/hi707-checker-hc-nitrite-lr/">เครื่องวัดปริมาณไนไตรท์ ช่วงต่ำ รุ่น HI707</a> , <a class="woocommerce-LoopProduct-link woocommerce-loop-product__link" href="https://www.hannathailand.com/product/phosphorous-marine/">เครื่องวัดปริมาณฟอสฟอรัส ช่วงต่ำมาก รุ่น HI736</a> | https://www.hannathailand.com/wp-content/uploads/2021/07/1-500x500.jpg , https://www.hannathailand.com/wp-content/uploads/2021/07/11-500x500.jpg , https://www.hannathailand.com/wp-content/uploads/2022/06/miniphotometerfuriod829_11-600x600.jpg , https://www.hannathailand.com/wp-content/uploads/2022/06/hi700_400pxl-600x600.jpg , https://www.hannathailand.com/wp-content/uploads/2022/06/miniphotometerfurammoniumhoch2418_11-600x600.jpg , https://www.hannathailand.com/wp-content/uploads/2022/06/miniphotometerfurnitrithoch2420_11-600x600.jpg , https://www.hannathailand.com/wp-content/uploads/2022/06/hi707400-600x600.jpg , https://www.hannathailand.com/wp-content/uploads/2021/12/HI736-600x600.jpg
155 | HI38067-100 – Reagents for CTK Silica HR | ชุดทดสอบเคมี , สินค้าทั้งหมด , แบบจานเทียบสี | https://www.hannathailand.com/product-category/test-kit/color-disc/ | https://www.hannathailand.com/product/hi38067-100-reagents-for-ctk-silica-hr/ | HI38067-100 | 4,815.00 |  | <div aria-labelledby="tab-title-additional_information" class="woocommerce-Tabs-panel woocommerce-Tabs-panel--additional_information panel entry-content" id="tab-additional_information" role="tabpanel"> </div> | Reagent kit for HI 38067 (100 tests) | <div aria-labelledby="tab-title-description" class="woocommerce-Tabs-panel woocommerce-Tabs-panel--description panel entry-content active" id="tab-description" role="tabpanel"> <p><span class="hps">Reagent</span> <span class="hps">kit</span> <span class="hps">for</span> <span class="hps">HI</span> <span class="hps">38067 (100</span> <span class="hps">tests)</span></p> </div> | Reagent kit for HI 38067 (100 tests) | <div class="product-short-description"> <p>Reagent kit for HI 38067 (100 tests)</p> </div> | https://www.hannathailand.com/wp-content/uploads/2022/06/31gluhj8kul__sl500_aa300_51e2927abe8a5.jpg | เครื่องวัดปริมาณซิลิกา ช่วงต่ำ ในตัวอย่างน้ำ รุ่น HI705 , เครื่องวัดปริมาณแอมโมเนีย ในน้ำ รุ่น HI715 , เครื่องวัดปริมาณคลอรีนรวม รุ่น HI711 , เซ็นเซอร์วัดออกซิเจนในน้ำสำหรับ HI9829 มัลติพารามิเตอร์ , เครื่องวัดคลอรีน , เครื่องวัดปริมาณไอโอดีน รุ่น HI718 , เครื่องวัดสีในน้ำตัวอย่าง HI727 , น้ำยามาตรฐานสอบเทียบ ค่ามาตรฐานความเค็ม | <a class="woocommerce-LoopProduct-link woocommerce-loop-product__link" href="https://www.hannathailand.com/product/hi705-checker-hc-silica-lr/">เครื่องวัดปริมาณซิลิกา ช่วงต่ำ ในตัวอย่างน้ำ รุ่น HI705</a> , <a class="woocommerce-LoopProduct-link woocommerce-loop-product__link" href="https://www.hannathailand.com/product/hi715-checker-hc-ammonia-mr/">เครื่องวัดปริมาณแอมโมเนีย ในน้ำ รุ่น HI715</a> , <a class="woocommerce-LoopProduct-link woocommerce-loop-product__link" href="https://www.hannathailand.com/product/hi711-checker-hc-total-chlorine/">เครื่องวัดปริมาณคลอรีนรวม รุ่น HI711</a> , <a class="woocommerce-LoopProduct-link woocommerce-loop-product__link" href="https://www.hannathailand.com/product/hi7609829-2/">เซ็นเซอร์วัดออกซิเจนในน้ำสำหรับ HI9829 มัลติพารามิเตอร์</a> , <a class="woocommerce-LoopProduct-link woocommerce-loop-product__link" href="https://www.hannathailand.com/product/free-chlorine/">เครื่องวัดคลอรีน</a> , <a class="woocommerce-LoopProduct-link woocommerce-loop-product__link" href="https://www.hannathailand.com/product/hi718-checker-hc-iodine/">เครื่องวัดปริมาณไอโอดีน รุ่น HI718</a> , <a class="woocommerce-LoopProduct-link woocommerce-loop-product__link" href="https://www.hannathailand.com/product/hi727-checker-hc-color-of-water/">เครื่องวัดสีในน้ำตัวอย่าง HI727</a> , <a class="woocommerce-LoopProduct-link woocommerce-loop-product__link" href="https://www.hannathailand.com/product/hi7080l/">น้ำยามาตรฐานสอบเทียบ ค่ามาตรฐานความเค็ม</a> | https://www.hannathailand.com/wp-content/uploads/2022/06/hi705400-600x600.jpg , https://www.hannathailand.com/wp-content/uploads/2022/06/miniphotometerfurammoniakmittel2416_11-600x600.jpg , https://www.hannathailand.com/wp-content/uploads/2022/06/hi711_lg-600x600.jpg , https://www.hannathailand.com/wp-content/uploads/2021/07/5-500x500.jpg , https://www.hannathailand.com/wp-content/uploads/2021/07/1-500x500.jpg , https://www.hannathailand.com/wp-content/uploads/2022/06/miniphotometerfuriod829_11-600x600.jpg , https://www.hannathailand.com/wp-content/uploads/2022/06/miniphotometerfurfarbe843_11-600x600.jpg , https://www.hannathailand.com/wp-content/uploads/2021/07/11-500x500.jpg
156 | HI38081-100 – Reagents for CTK Calcium & Magnesium | ชุดทดสอบเคมี , สินค้าทั้งหมด , แบบจานเทียบสี , แบบเทียบสี , แบบไทเทรต | https://www.hannathailand.com/product-category/test-kit/titrate/ | https://www.hannathailand.com/product/hi38081-100-reagents-for-ctk-calcium-magnesium/ | HI38081-100 | 1,391.00 |  | <div aria-labelledby="tab-title-additional_information" class="woocommerce-Tabs-panel woocommerce-Tabs-panel--additional_information panel entry-content" id="tab-additional_information" role="tabpanel"> </div> | Reagent kit for HI 38081 (100 tests) | <div aria-labelledby="tab-title-description" class="woocommerce-Tabs-panel woocommerce-Tabs-panel--description panel entry-content active" id="tab-description" role="tabpanel"> <p><span class="hps">Reagent</span> <span class="hps">kit</span> <span class="hps">for</span> <span class="hps">HI</span> <span class="hps">38081 (100</span> <span class="hps">tests)</span></p> </div> | Reagent kit for HI 38081 (100 tests) | <div class="product-short-description"> <p>Reagent kit for HI 38081 (100 tests)</p> </div> | https://www.hannathailand.com/wp-content/uploads/2022/06/31gluhj8kul__sl500_aa300_51e297c89202c.jpg | น้ำยามาตรฐานสอบเทียบ ค่ามาตรฐานความเค็ม , เครื่องควบคุมค่าความนำไฟฟ้า , น้ำยามาตรฐานสอบเทียบ , สารละลายมาตรฐานความขุ่น 20 NTU , เครื่องวัดปริมาณฟอสฟอรัส ช่วงสูง รุ่น HI706 , เครื่องวัดปริมาณโบรมีน ในตัวอย่างน้ำ รุ่น HI716 , เครื่องวัดคลอรีน , เครื่องวัดปริมาณไอโอดีน รุ่น HI718 | <a class="woocommerce-LoopProduct-link woocommerce-loop-product__link" href="https://www.hannathailand.com/product/hi7080l/">น้ำยามาตรฐานสอบเทียบ ค่ามาตรฐานความเค็ม</a> , <a class="woocommerce-LoopProduct-link woocommerce-loop-product__link" href="https://www.hannathailand.com/product/hi8931cn/">เครื่องควบคุมค่าความนำไฟฟ้า</a> , <a class="woocommerce-LoopProduct-link woocommerce-loop-product__link" href="https://www.hannathailand.com/product/hi9828-25/">น้ำยามาตรฐานสอบเทียบ</a> , <a class="woocommerce-LoopProduct-link woocommerce-loop-product__link" href="https://www.hannathailand.com/product/hi93102-20/">สารละลายมาตรฐานความขุ่น 20 NTU</a> , <a class="woocommerce-LoopProduct-link woocommerce-loop-product__link" href="https://www.hannathailand.com/product/hi706-checker-hc-phosphorous-hr/">เครื่องวัดปริมาณฟอสฟอรัส ช่วงสูง รุ่น HI706</a> , <a class="woocommerce-LoopProduct-link woocommerce-loop-product__link" href="https://www.hannathailand.com/product/hi716-checker-hc-bromine/">เครื่องวัดปริมาณโบรมีน ในตัวอย่างน้ำ รุ่น HI716</a> , <a class="woocommerce-LoopProduct-link woocommerce-loop-product__link" href="https://www.hannathailand.com/product/free-chlorine/">เครื่องวัดคลอรีน</a> , <a class="woocommerce-LoopProduct-link woocommerce-loop-product__link" href="https://www.hannathailand.com/product/hi718-checker-hc-iodine/">เครื่องวัดปริมาณไอโอดีน รุ่น HI718</a> | https://www.hannathailand.com/wp-content/uploads/2021/07/11-500x500.jpg , https://www.hannathailand.com/wp-content/uploads/2021/07/2-500x500.jpg , https://www.hannathailand.com/wp-content/uploads/2021/07/8-500x500.jpg , https://www.hannathailand.com/wp-content/uploads/2021/07/9-500x500.jpg , https://www.hannathailand.com/wp-content/uploads/2022/06/hi706_400-600x600.jpg , https://www.hannathailand.com/wp-content/uploads/2022/06/miniphotometerfurfreiesgesamtchlor704_11-600x600.jpg , https://www.hannathailand.com/wp-content/uploads/2021/07/1-500x500.jpg , https://www.hannathailand.com/wp-content/uploads/2022/06/miniphotometerfuriod829_11-600x600.jpg
157 | HI38082-100 – Reagents for CTK Potassium | ชุดทดสอบเคมี , สินค้าทั้งหมด , แบบจานเทียบสี , แบบเทียบสี , แบบไทเทรต | https://www.hannathailand.com/product-category/test-kit/titrate/ | https://www.hannathailand.com/product/hi38082-100-reagents-for-ctk-potassium/ | HI38082-100 | 4,280.00 |  | <div aria-labelledby="tab-title-additional_information" class="woocommerce-Tabs-panel woocommerce-Tabs-panel--additional_information panel entry-content" id="tab-additional_information" role="tabpanel"> </div> | Reagent kit for HI 38082 (100 tests) | <div aria-labelledby="tab-title-description" class="woocommerce-Tabs-panel woocommerce-Tabs-panel--description panel entry-content active" id="tab-description" role="tabpanel"> <p><span class="hps">Reagent</span> <span class="hps">kit</span> <span class="hps">for</span> <span class="hps">HI</span> <span class="hps">38082 (100</span> <span class="hps">tests)</span></p> </div> | Reagent kit for HI 38082 (100 tests) | <div class="product-short-description"> <p>Reagent kit for HI 38082 (100 tests)</p> </div> | https://www.hannathailand.com/wp-content/uploads/2022/06/31gluhj8kul__sl500_aa300_51e298472e403.jpg | เครื่องควบคุมค่าความนำไฟฟ้า , เครื่องวัดปริมาณโครเมี่ยม ช่วงสูง รุ่น HI723 , เครื่องวัดปริมาณแอมโมเนีย ในน้ำ รุ่น HI715 , เครื่องวัดปริมาณแอมโมเนีย ช่วงต่ำ รุ่น HI700 , เครื่องวัดปริมาณคลอรีนรวม รุ่น HI711 , เครื่องวัดปริมาณฟลูออไรด์ ช่วงต่ำ รุ่น HI729 , ซัลไฟด์สารต้านอนุมูลอิสระบัฟเฟอร์ , เครื่องวัดค่าเหล็ก รุ่น HI721 | <a class="woocommerce-LoopProduct-link woocommerce-loop-product__link" href="https://www.hannathailand.com/product/hi8931cn/">เครื่องควบคุมค่าความนำไฟฟ้า</a> , <a class="woocommerce-LoopProduct-link woocommerce-loop-product__link" href="https://www.hannathailand.com/product/hi723-checker-hc-chromium-vi-hr/">เครื่องวัดปริมาณโครเมี่ยม ช่วงสูง รุ่น HI723</a> , <a class="woocommerce-LoopProduct-link woocommerce-loop-product__link" href="https://www.hannathailand.com/product/hi715-checker-hc-ammonia-mr/">เครื่องวัดปริมาณแอมโมเนีย ในน้ำ รุ่น HI715</a> , <a class="woocommerce-LoopProduct-link woocommerce-loop-product__link" href="https://www.hannathailand.com/product/hi700-checker-hc-ammonia-lr/">เครื่องวัดปริมาณแอมโมเนีย ช่วงต่ำ รุ่น HI700</a> , <a class="woocommerce-LoopProduct-link woocommerce-loop-product__link" href="https://www.hannathailand.com/product/hi711-checker-hc-total-chlorine/">เครื่องวัดปริมาณคลอรีนรวม รุ่น HI711</a> , <a class="woocommerce-LoopProduct-link woocommerce-loop-product__link" href="https://www.hannathailand.com/product/hi729-checker-hc-fluoride-lr/">เครื่องวัดปริมาณฟลูออไรด์ ช่วงต่ำ รุ่น HI729</a> , <a class="woocommerce-LoopProduct-link woocommerce-loop-product__link" href="https://www.hannathailand.com/product/hi4015-00/">ซัลไฟด์สารต้านอนุมูลอิสระบัฟเฟอร์</a> , <a class="woocommerce-LoopProduct-link woocommerce-loop-product__link" href="https://www.hannathailand.com/product/hi721-checker-hc-iron/">เครื่องวัดค่าเหล็ก รุ่น HI721</a> | https://www.hannathailand.com/wp-content/uploads/2021/07/2-500x500.jpg , https://www.hannathailand.com/wp-content/uploads/2022/06/miniphotometerfurchromvihoch839_11-600x600.jpg , https://www.hannathailand.com/wp-content/uploads/2022/06/miniphotometerfurammoniakmittel2416_11-600x600.jpg , https://www.hannathailand.com/wp-content/uploads/2022/06/hi700_400pxl-600x600.jpg , https://www.hannathailand.com/wp-content/uploads/2022/06/hi711_lg-600x600.jpg , https://www.hannathailand.com/wp-content/uploads/2022/06/miniphotometerfurfluoridniedrig844_11-600x600.jpg , https://www.hannathailand.com/wp-content/uploads/2021/07/7-500x500.jpg , https://www.hannathailand.com/wp-content/uploads/2022/06/miniphotometerfureisen832_11-600x600.jpg
158 | HI38086-100 – Reagents for CTK Calcium | ชุดทดสอบเคมี , สินค้าทั้งหมด , แบบจานเทียบสี , แบบเทียบสี , แบบไทเทรต | https://www.hannathailand.com/product-category/test-kit/titrate/ | https://www.hannathailand.com/product/hi38086-100-reagents-for-ctk-calcium/ | HI38086-100 | 1,926.00 |  | <div aria-labelledby="tab-title-additional_information" class="woocommerce-Tabs-panel woocommerce-Tabs-panel--additional_information panel entry-content" id="tab-additional_information" role="tabpanel"> </div> | Reagent kit for HI 38086 (100 tests) | <div aria-labelledby="tab-title-description" class="woocommerce-Tabs-panel woocommerce-Tabs-panel--description panel entry-content active" id="tab-description" role="tabpanel"> <p><span class="hps">Reagent</span> <span class="hps">kit</span> <span class="hps">for</span> <span class="hps">HI</span> <span class="hps">38086 (100</span> <span class="hps">tests)</span></p> </div> | Reagent kit for HI 38086 (100 tests) | <div class="product-short-description"> <p>Reagent kit for HI 38086 (100 tests)</p> </div> | https://www.hannathailand.com/wp-content/uploads/2022/06/31gluhj8kul__sl500_aa300_51e298d6b18a3.jpg | เครื่องวัดปริมาณไนไตรท์ ช่วงต่ำ รุ่น HI707 , เครื่องวัดปริมาณแอมโมเนีย ช่วงสูง รุ่น HI733 , เครื่องวัดปริมาณฟอสฟอรัส ช่วงต่ำมาก รุ่น HI736 , เครื่องวัดปริมาณไนไตรท์ ช่วงสูง ในตัวอย่างน้ำ รุ่น HI708 , เครื่องวัดปริมาณโบรมีน ในตัวอย่างน้ำ รุ่น HI716 , เครื่องวัดปริมาณคลอรีนอิสระ รุ่น HI701 , เครื่องวัดปริมาณแอมโมเนีย ช่วงต่ำ รุ่น HI700 , เครื่องควบคุมค่าความนำไฟฟ้า | <a class="woocommerce-LoopProduct-link woocommerce-loop-product__link" href="https://www.hannathailand.com/product/hi707-checker-hc-nitrite-lr/">เครื่องวัดปริมาณไนไตรท์ ช่วงต่ำ รุ่น HI707</a> , <a class="woocommerce-LoopProduct-link woocommerce-loop-product__link" href="https://www.hannathailand.com/product/hi733-checker-hc-ammonia-hr/">เครื่องวัดปริมาณแอมโมเนีย ช่วงสูง รุ่น HI733</a> , <a class="woocommerce-LoopProduct-link woocommerce-loop-product__link" href="https://www.hannathailand.com/product/phosphorous-marine/">เครื่องวัดปริมาณฟอสฟอรัส ช่วงต่ำมาก รุ่น HI736</a> , <a class="woocommerce-LoopProduct-link woocommerce-loop-product__link" href="https://www.hannathailand.com/product/hi708-checker-hc-nitrite-hr/">เครื่องวัดปริมาณไนไตรท์ ช่วงสูง ในตัวอย่างน้ำ รุ่น HI708</a> , <a class="woocommerce-LoopProduct-link woocommerce-loop-product__link" href="https://www.hannathailand.com/product/hi716-checker-hc-bromine/">เครื่องวัดปริมาณโบรมีน ในตัวอย่างน้ำ รุ่น HI716</a> , <a class="woocommerce-LoopProduct-link woocommerce-loop-product__link" href="https://www.hannathailand.com/product/hi701-checker-hc-free-chlorine/">เครื่องวัดปริมาณคลอรีนอิสระ รุ่น HI701</a> , <a class="woocommerce-LoopProduct-link woocommerce-loop-product__link" href="https://www.hannathailand.com/product/hi700-checker-hc-ammonia-lr/">เครื่องวัดปริมาณแอมโมเนีย ช่วงต่ำ รุ่น HI700</a> , <a class="woocommerce-LoopProduct-link woocommerce-loop-product__link" href="https://www.hannathailand.com/product/hi8931cn/">เครื่องควบคุมค่าความนำไฟฟ้า</a> | https://www.hannathailand.com/wp-content/uploads/2022/06/hi707400-600x600.jpg , https://www.hannathailand.com/wp-content/uploads/2022/06/miniphotometerfurammoniumhoch2418_11-600x600.jpg , https://www.hannathailand.com/wp-content/uploads/2021/12/HI736-600x600.jpg , https://www.hannathailand.com/wp-content/uploads/2022/06/miniphotometerfurnitrithoch2420_11-600x600.jpg , https://www.hannathailand.com/wp-content/uploads/2022/06/miniphotometerfurfreiesgesamtchlor704_11-600x600.jpg , https://www.hannathailand.com/wp-content/uploads/2021/11/hi701-500x500.jpg , https://www.hannathailand.com/wp-content/uploads/2022/06/hi700_400pxl-600x600.jpg , https://www.hannathailand.com/wp-content/uploads/2021/07/2-500x500.jpg
159 | HI3810 CTK Dissolved Oxygen | ชุดทดสอบเคมี , สินค้าทั้งหมด , แบบไทเทรต | https://www.hannathailand.com/product-category/test-kit/titrate/ | https://www.hannathailand.com/product/hi3810-ctk-dissolved-oxygen/ | HI3810 | 4,494.00 |  | <div aria-labelledby="tab-title-additional_information" class="woocommerce-Tabs-panel woocommerce-Tabs-panel--additional_information panel entry-content" id="tab-additional_information" role="tabpanel"> </div> | ชุดทดสอบ HI3810 มาพร้อมกับสารละลายแมงกานัสซัลเฟต 30 มล., รีเอเจนต์อัลคาไล-อะไซด์ 30 มล., สารละลายกรดซัลฟิวริก 60 มล. (2), ตัวระบุแป้ง 10 มล., สารละลายไทแทรนต์ 120 มล., ขวดแก้วพร้อมตัวกั้น, ภาชนะสอบเทียบ 10 มล. และกระบอกฉีดที่สอบเทียบพร้อม เคล็ดลับ. The HANNA dissolved oxygen portable test kit can determine the oxygen concentration in water quickly and easily. A modified Winkler method is used. Manganous ions react with oxygen in the presence of potassium hydroxide to form a manganese oxide precipitate. An azide is present to prevent any nitrite ions from interfering with the test. On addition of acid, manganese oxide hydroxide oxidizes the iodide to iodine. Since the amount of iodine generated is equivalent to the oxygen in the sample, the concentration of iodine is calculated by titration of thiosulfate ions that reduce the iodine back to iodide ions. Order Information: HI3810 test kit comes with 30 mL manganous sulfate solution, 30 mL alkali-azide reagent, 60 mL sulfuric acid solution (2), 10 mL starch indicator, 120 mL titrant solution, glass bottle with stopper, 10 mL calibrated vessel and calibrated syringe with tip. Product Manuals Manual: Download Specification : Method Titration Range 0.0-10.0 mg/L Smallest Increment 0.1 mg/L Chemical Method Modified Winkler Number of Tests approx. 110 Weight 910 g | <div aria-labelledby="tab-title-description" class="woocommerce-Tabs-panel woocommerce-Tabs-panel--description panel entry-content active" id="tab-description" role="tabpanel"> <p>ชุดทดสอบ HI3810 มาพร้อมกับสารละลายแมงกานัสซัลเฟต 30 มล., รีเอเจนต์อัลคาไล-อะไซด์ 30 มล., สารละลายกรดซัลฟิวริก 60 มล. (2), ตัวระบุแป้ง 10 มล., สารละลายไทแทรนต์ 120 มล., ขวดแก้วพร้อมตัวกั้น, ภาชนะสอบเทียบ 10 มล. และกระบอกฉีดที่สอบเทียบพร้อม เคล็ดลับ.</p> <p>The HANNA dissolved oxygen portable test kit can determine the oxygen concentration in water quickly and easily. A modified Winkler method is used. Manganous ions react with oxygen in the presence of potassium hydroxide to form a manganese oxide precipitate. An azide is present to prevent any nitrite ions from interfering with the test. On addition of acid, manganese oxide hydroxide oxidizes the iodide to iodine. Since the amount of iodine generated is equivalent to the oxygen in the sample, the concentration of iodine is calculated by titration of thiosulfate ions that reduce the iodine back to iodide ions.</p> <p> </p> <p><strong>Order Information:</strong><br/> HI3810 test kit comes with 30 mL manganous sulfate solution, 30 mL alkali-azide reagent, 60 mL sulfuric acid solution (2), 10 mL starch indicator, 120 mL titrant solution, glass bottle with stopper, 10 mL calibrated vessel and calibrated syringe with tip.</p> <div><strong>Product Manuals</strong></div> <p><img align="absmiddle" alt="" border="0" decoding="async" height="22" loading="lazy" src="http://www.hannainst.com/usa/images/icon-pdf.gif" width="20"/> Manual: <a href="http://www.hannainst.com/manuals/3810.pdf" rel="noopener" target="_blank" title="Download Product Manual">Download</a></p> <p><strong>Specification :</strong></p> <table class="spec_table"> <tbody> <tr> <td>Method</td> <td></td> <td>Titration</td> </tr> <tr> <td>Range</td> <td></td> <td>0.0-10.0 mg/L</td> </tr> <tr> <td>Smallest Increment</td> <td></td> <td>0.1 mg/L</td> </tr> <tr> <td>Chemical Method</td> <td></td> <td>Modified Winkler</td> </tr> <tr> <td>Number of Tests</td> <td></td> <td>approx. 110</td> </tr> <tr> <td>Weight</td> <td></td> <td>910 g</td> </tr> </tbody> </table> <p> </p> </div> | Test kit for the chemical determination of oxygen dissolved in the range 0 to 10.0 mg / l (ppm). 110 tests | <div class="product-short-description"> <p>Test kit for the chemical determination of oxygen dissolved in the range 0 to 10.0 mg / l (ppm).<br/> 110 tests</p> </div> | https://www.hannathailand.com/wp-content/uploads/2022/06/31gluhj8kul__sl500_aa300_51e057ce8f0e2.jpg | เครื่องวัดปริมาณฟอสฟอรัส ช่วงต่ำมาก รุ่น HI736 , เครื่องวัดปริมาณแอมโมเนีย ในน้ำ รุ่น HI715 , สารละลายมาตรฐานความขุ่น 20 NTU , เครื่องวัดปริมาณคลอรีนอิสระ รุ่น HI701 , เครื่องวัดปริมาณนิกเกิล ช่วงสูง รุ่น HI726 , เครื่องวัดสีในน้ำตัวอย่าง HI727 , เครื่องวัดค่าเหล็ก รุ่น HI721 , เครื่องวัดปริมาณโบรมีน ในตัวอย่างน้ำ รุ่น HI716 | <a class="woocommerce-LoopProduct-link woocommerce-loop-product__link" href="https://www.hannathailand.com/product/phosphorous-marine/">เครื่องวัดปริมาณฟอสฟอรัส ช่วงต่ำมาก รุ่น HI736</a> , <a class="woocommerce-LoopProduct-link woocommerce-loop-product__link" href="https://www.hannathailand.com/product/hi715-checker-hc-ammonia-mr/">เครื่องวัดปริมาณแอมโมเนีย ในน้ำ รุ่น HI715</a> , <a class="woocommerce-LoopProduct-link woocommerce-loop-product__link" href="https://www.hannathailand.com/product/hi93102-20/">สารละลายมาตรฐานความขุ่น 20 NTU</a> , <a class="woocommerce-LoopProduct-link woocommerce-loop-product__link" href="https://www.hannathailand.com/product/hi701-checker-hc-free-chlorine/">เครื่องวัดปริมาณคลอรีนอิสระ รุ่น HI701</a> , <a class="woocommerce-LoopProduct-link woocommerce-loop-product__link" href="https://www.hannathailand.com/product/hi726-checker-hc-nickel-hr/">เครื่องวัดปริมาณนิกเกิล ช่วงสูง รุ่น HI726</a> , <a class="woocommerce-LoopProduct-link woocommerce-loop-product__link" href="https://www.hannathailand.com/product/hi727-checker-hc-color-of-water/">เครื่องวัดสีในน้ำตัวอย่าง HI727</a> , <a class="woocommerce-LoopProduct-link woocommerce-loop-product__link" href="https://www.hannathailand.com/product/hi721-checker-hc-iron/">เครื่องวัดค่าเหล็ก รุ่น HI721</a> , <a class="woocommerce-LoopProduct-link woocommerce-loop-product__link" href="https://www.hannathailand.com/product/hi716-checker-hc-bromine/">เครื่องวัดปริมาณโบรมีน ในตัวอย่างน้ำ รุ่น HI716</a> | https://www.hannathailand.com/wp-content/uploads/2021/12/HI736-600x600.jpg , https://www.hannathailand.com/wp-content/uploads/2022/06/miniphotometerfurammoniakmittel2416_11-600x600.jpg , https://www.hannathailand.com/wp-content/uploads/2021/07/9-500x500.jpg , https://www.hannathailand.com/wp-content/uploads/2021/11/hi701-500x500.jpg , https://www.hannathailand.com/wp-content/uploads/2022/06/miniphotometerfurnickelhoch841_11-600x600.jpg , https://www.hannathailand.com/wp-content/uploads/2022/06/miniphotometerfurfarbe843_11-600x600.jpg , https://www.hannathailand.com/wp-content/uploads/2022/06/miniphotometerfureisen832_11-600x600.jpg , https://www.hannathailand.com/wp-content/uploads/2022/06/miniphotometerfurfreiesgesamtchlor704_11-600x600.jpg
160 | HI3810-100 – Reagents for CTK Dissolved Oxygen | ชุดทดสอบเคมี , สินค้าทั้งหมด , แบบไทเทรต | https://www.hannathailand.com/product-category/test-kit/titrate/ | https://www.hannathailand.com/product/hi3810-100-reagents-for-ctk-dissolved-oxygen/ | HI3810-100 | 3,531.00 |  | <div aria-labelledby="tab-title-additional_information" class="woocommerce-Tabs-panel woocommerce-Tabs-panel--additional_information panel entry-content" id="tab-additional_information" role="tabpanel"> </div> | Reagent kit for HI 3810 (100 tests) | <div aria-labelledby="tab-title-description" class="woocommerce-Tabs-panel woocommerce-Tabs-panel--description panel entry-content active" id="tab-description" role="tabpanel"> <p><span class="hps">Reagent</span> <span class="hps">kit</span> <span class="hps">for</span> <span class="hps">HI</span> <span class="hps">3810 (100</span> <span class="hps">tests)</span></p> </div> | Reagent kit for HI 3810 (100 tests) | <div class="product-short-description"> <p>Reagent kit for HI 3810 (100 tests)</p> </div> | https://www.hannathailand.com/wp-content/uploads/2022/06/31gluhj8kul__sl500_aa300_51e298d6b18a3.jpg | เครื่องวัดปริมาณฟอสฟอรัส ช่วงสูง รุ่น HI706 , เครื่องวัดปริมาณแอมโมเนีย ช่วงสูง รุ่น HI733 , เครื่องวัดสีในน้ำตัวอย่าง HI727 , เครื่องวัดคลอรีน , เครื่องวัดปริมาณคลอรีนรวม รุ่น HI711 , เครื่องวัดปริมาณไนไตรท์ ช่วงสูง ในตัวอย่างน้ำ รุ่น HI708 , เครื่องวัดปริมาณไอโอดีน รุ่น HI718 , สารละลายมาตรฐานความขุ่น 20 NTU | <a class="woocommerce-LoopProduct-link woocommerce-loop-product__link" href="https://www.hannathailand.com/product/hi706-checker-hc-phosphorous-hr/">เครื่องวัดปริมาณฟอสฟอรัส ช่วงสูง รุ่น HI706</a> , <a class="woocommerce-LoopProduct-link woocommerce-loop-product__link" href="https://www.hannathailand.com/product/hi733-checker-hc-ammonia-hr/">เครื่องวัดปริมาณแอมโมเนีย ช่วงสูง รุ่น HI733</a> , <a class="woocommerce-LoopProduct-link woocommerce-loop-product__link" href="https://www.hannathailand.com/product/hi727-checker-hc-color-of-water/">เครื่องวัดสีในน้ำตัวอย่าง HI727</a> , <a class="woocommerce-LoopProduct-link woocommerce-loop-product__link" href="https://www.hannathailand.com/product/free-chlorine/">เครื่องวัดคลอรีน</a> , <a class="woocommerce-LoopProduct-link woocommerce-loop-product__link" href="https://www.hannathailand.com/product/hi711-checker-hc-total-chlorine/">เครื่องวัดปริมาณคลอรีนรวม รุ่น HI711</a> , <a class="woocommerce-LoopProduct-link woocommerce-loop-product__link" href="https://www.hannathailand.com/product/hi708-checker-hc-nitrite-hr/">เครื่องวัดปริมาณไนไตรท์ ช่วงสูง ในตัวอย่างน้ำ รุ่น HI708</a> , <a class="woocommerce-LoopProduct-link woocommerce-loop-product__link" href="https://www.hannathailand.com/product/hi718-checker-hc-iodine/">เครื่องวัดปริมาณไอโอดีน รุ่น HI718</a> , <a class="woocommerce-LoopProduct-link woocommerce-loop-product__link" href="https://www.hannathailand.com/product/hi93102-20/">สารละลายมาตรฐานความขุ่น 20 NTU</a> | https://www.hannathailand.com/wp-content/uploads/2022/06/hi706_400-600x600.jpg , https://www.hannathailand.com/wp-content/uploads/2022/06/miniphotometerfurammoniumhoch2418_11-600x600.jpg , https://www.hannathailand.com/wp-content/uploads/2022/06/miniphotometerfurfarbe843_11-600x600.jpg , https://www.hannathailand.com/wp-content/uploads/2021/07/1-500x500.jpg , https://www.hannathailand.com/wp-content/uploads/2022/06/hi711_lg-600x600.jpg , https://www.hannathailand.com/wp-content/uploads/2022/06/miniphotometerfurnitrithoch2420_11-600x600.jpg , https://www.hannathailand.com/wp-content/uploads/2022/06/miniphotometerfuriod829_11-600x600.jpg , https://www.hannathailand.com/wp-content/uploads/2021/07/9-500x500.jpg
161 | HI3811 CTK Alkalinity | ชุดทดสอบเคมี , สินค้าทั้งหมด , แบบไทเทรต | https://www.hannathailand.com/product-category/test-kit/titrate/ | https://www.hannathailand.com/product/hi3811-ctk-alkalinity/ | HI3811 | 2,728.50 |  | <div aria-labelledby="tab-title-additional_information" class="woocommerce-Tabs-panel woocommerce-Tabs-panel--additional_information panel entry-content" id="tab-additional_information" role="tabpanel"> </div> | ชุดทดสอบ HI3811 มาพร้อมกับตัวบ่งชี้ฟีนอลพทาลีน 10 มล., ตัวบ่งชี้สีน้ำเงินโบรโมฟีนอล 10 มล., ไทแทรนต์ความเป็นด่าง 120 มล., ภาชนะสอบเทียบ 10 มล., ภาชนะสอบเทียบ 50 มล. และกระบอกฉีดยาพร้อมปลายที่สอบเทียบแล้ว The HANNA alkalinity test kit makes monitoring easy, quick and safe. The compact size gives the user the versatility to use the kit anywhere. The design makes the kit easy to handle and, except for alkalinity titrant, practically prevents accidental injury or damage due to spills. Alkalinity can be measured as phenolpthalein alkalinity and total alkalinity. The phenolpthalein alkalinity is determined by neutralizing the sample to a pH of 8.3 using a dilute hydrochloric acid solution, and a phenolpthalein indicator. Since bicarbonate ions can be converted to carbonic acid with additional hydrochloric acid, the phenolpthalein alkalinity measures total hydroxide ions, but only half of the bicarbonate contribution. Order Information: HI3811 test kit comes with 10 mL phenolpthalein indicator, 10 mL bromophenol blue indicator, 120 mL alkalinity titrant, 10 mL calibrated vessel, 50 mL calibrated vessel, and calibrated syringe with tip. Product Manuals Manual: Download Method Titration Range 0-100 mg/L 0-300 mg/L Smallest Increment 1 mg/L 3 mg/L Chemical Method Phenolphthalein/Bromphenol blue Number of Tests approx. 110 Weight 460 g | <div aria-labelledby="tab-title-description" class="woocommerce-Tabs-panel woocommerce-Tabs-panel--description panel entry-content active" id="tab-description" role="tabpanel"> <p>ชุดทดสอบ HI3811 มาพร้อมกับตัวบ่งชี้ฟีนอลพทาลีน 10 มล., ตัวบ่งชี้สีน้ำเงินโบรโมฟีนอล 10 มล., ไทแทรนต์ความเป็นด่าง 120 มล., ภาชนะสอบเทียบ 10 มล., ภาชนะสอบเทียบ 50 มล. และกระบอกฉีดยาพร้อมปลายที่สอบเทียบแล้ว</p> <p>The HANNA alkalinity test kit makes monitoring easy, quick and safe. The compact size gives the user the versatility to use the kit anywhere. The design makes the kit easy to handle and, except for alkalinity titrant, practically prevents accidental injury or damage due to spills.</p> <p>Alkalinity can be measured as phenolpthalein alkalinity and total alkalinity. The phenolpthalein alkalinity is determined by neutralizing the sample to a pH of 8.3 using a dilute hydrochloric acid solution, and a phenolpthalein indicator. Since bicarbonate ions can be converted to carbonic acid with additional hydrochloric acid, the phenolpthalein alkalinity measures total hydroxide ions, but only half of the bicarbonate contribution.</p> <p> </p> <p><strong>Order Information:</strong><br/> HI3811 test kit comes with 10 mL phenolpthalein indicator, 10 mL bromophenol blue indicator, 120 mL alkalinity titrant, 10 mL calibrated vessel, 50 mL calibrated vessel, and calibrated syringe with tip.</p> <div><strong>Product Manuals</strong></div> <p><img align="absmiddle" alt="" border="0" decoding="async" height="22" loading="lazy" src="http://www.hannainst.com/usa/images/icon-pdf.gif" width="20"/> Manual: <a href="http://www.hannainst.com/manuals/3811.pdf" rel="noopener" target="_blank" title="Download Product Manual">Download</a></p> <table class="spec_table"> <tbody> <tr> <td>Method</td> <td></td> <td>Titration</td> </tr> <tr> <td>Range</td> <td></td> <td>0-100 mg/L<br/> 0-300 mg/L</td> </tr> <tr> <td>Smallest Increment</td> <td></td> <td>1 mg/L<br/> 3 mg/L</td> </tr> <tr> <td>Chemical Method</td> <td></td> <td>Phenolphthalein/Bromphenol blue</td> </tr> <tr> <td>Number of Tests</td> <td></td> <td>approx. 110</td> </tr> <tr> <td>Weight</td> <td></td> <td>460 g</td> </tr> </tbody> </table> <p> </p> </div> | Chemischer Testkit zur Bestimmung von Alkalität im Bereich 0 bis 100 mg/l / 0 bis 300 mg/l (ppm). Packungsgröse: 110 Tests | <div class="product-short-description"> <p>Chemischer Testkit zur Bestimmung von Alkalität im Bereich 0 bis 100 mg/l / 0 bis 300 mg/l (ppm).<br/> Packungsgröse: 110 Tests</p> </div> | https://www.hannathailand.com/wp-content/uploads/2022/06/31gluhj8kul__sl500_aa300_51e05883a92f7.jpg | เครื่องวัดค่าเหล็ก รุ่น HI721 , เครื่องวัดคลอรีน , เครื่องควบคุมค่าความนำไฟฟ้า , เครื่องวัดปริมาณฟอสฟอรัส ช่วงสูง รุ่น HI706 , เครื่องวัดปริมาณไนไตรท์ ช่วงสูง ในตัวอย่างน้ำ รุ่น HI708 , เครื่องวัดปริมาณแอมโมเนีย ช่วงต่ำ รุ่น HI700 , เครื่องวัดปริมาณคลอรีนอิสระ รุ่น HI701 , น้ำยามาตรฐานสอบเทียบ | <a class="woocommerce-LoopProduct-link woocommerce-loop-product__link" href="https://www.hannathailand.com/product/hi721-checker-hc-iron/">เครื่องวัดค่าเหล็ก รุ่น HI721</a> , <a class="woocommerce-LoopProduct-link woocommerce-loop-product__link" href="https://www.hannathailand.com/product/free-chlorine/">เครื่องวัดคลอรีน</a> , <a class="woocommerce-LoopProduct-link woocommerce-loop-product__link" href="https://www.hannathailand.com/product/hi8931cn/">เครื่องควบคุมค่าความนำไฟฟ้า</a> , <a class="woocommerce-LoopProduct-link woocommerce-loop-product__link" href="https://www.hannathailand.com/product/hi706-checker-hc-phosphorous-hr/">เครื่องวัดปริมาณฟอสฟอรัส ช่วงสูง รุ่น HI706</a> , <a class="woocommerce-LoopProduct-link woocommerce-loop-product__link" href="https://www.hannathailand.com/product/hi708-checker-hc-nitrite-hr/">เครื่องวัดปริมาณไนไตรท์ ช่วงสูง ในตัวอย่างน้ำ รุ่น HI708</a> , <a class="woocommerce-LoopProduct-link woocommerce-loop-product__link" href="https://www.hannathailand.com/product/hi700-checker-hc-ammonia-lr/">เครื่องวัดปริมาณแอมโมเนีย ช่วงต่ำ รุ่น HI700</a> , <a class="woocommerce-LoopProduct-link woocommerce-loop-product__link" href="https://www.hannathailand.com/product/hi701-checker-hc-free-chlorine/">เครื่องวัดปริมาณคลอรีนอิสระ รุ่น HI701</a> , <a class="woocommerce-LoopProduct-link woocommerce-loop-product__link" href="https://www.hannathailand.com/product/hi9828-25/">น้ำยามาตรฐานสอบเทียบ</a> | https://www.hannathailand.com/wp-content/uploads/2022/06/miniphotometerfureisen832_11-600x600.jpg , https://www.hannathailand.com/wp-content/uploads/2021/07/1-500x500.jpg , https://www.hannathailand.com/wp-content/uploads/2021/07/2-500x500.jpg , https://www.hannathailand.com/wp-content/uploads/2022/06/hi706_400-600x600.jpg , https://www.hannathailand.com/wp-content/uploads/2022/06/miniphotometerfurnitrithoch2420_11-600x600.jpg , https://www.hannathailand.com/wp-content/uploads/2022/06/hi700_400pxl-600x600.jpg , https://www.hannathailand.com/wp-content/uploads/2021/11/hi701-500x500.jpg , https://www.hannathailand.com/wp-content/uploads/2021/07/8-500x500.jpg
162 | HI3811-100 – Reagents for CTK Alkalinity | ชุดทดสอบเคมี , สินค้าทั้งหมด , แบบไทเทรต | https://www.hannathailand.com/product-category/test-kit/titrate/ | https://www.hannathailand.com/product/hi3811-100-reagents-for-ctk-alkalinity/ | HI3811-100 | 2,354.00 |  | <div aria-labelledby="tab-title-additional_information" class="woocommerce-Tabs-panel woocommerce-Tabs-panel--additional_information panel entry-content" id="tab-additional_information" role="tabpanel"> </div> | Reagent kit for HI 3811 (100 tests) | <div aria-labelledby="tab-title-description" class="woocommerce-Tabs-panel woocommerce-Tabs-panel--description panel entry-content active" id="tab-description" role="tabpanel"> <p><span class="hps">Reagent</span> <span class="hps">kit</span> <span class="hps">for</span> <span class="hps">HI</span> <span class="hps">3811 (100</span> <span class="hps">tests)</span></p> </div> | Reagent kit for HI 3811 (100 tests) | <div class="product-short-description"> <p>Reagent kit for HI 3811 (100 tests)</p> </div> | https://www.hannathailand.com/wp-content/uploads/2022/06/31gluhj8kul__sl500_aa300_51e29c0f81eb4.jpg | เครื่องควบคุมค่าความนำไฟฟ้า , เครื่องวัดปริมาณโครเมี่ยม ช่วงสูง รุ่น HI723 , เครื่องวัดปริมาณฟอสเฟต ช่วงต่ำ รุ่น HI713 , น้ำยามาตรฐานสอบเทียบ ค่ามาตรฐานความเค็ม , เซ็นเซอร์วัดออกซิเจนในน้ำสำหรับ HI9829 มัลติพารามิเตอร์ , เครื่องวัดปริมาณแอมโมเนีย ช่วงสูง รุ่น HI733 , เครื่องวัดปริมาณฟอสฟอรัส ช่วงสูง รุ่น HI706 , น้ำยามาตรฐานสอบเทียบ ค่ามาตรฐานความเค็ม | <a class="woocommerce-LoopProduct-link woocommerce-loop-product__link" href="https://www.hannathailand.com/product/hi8931cn/">เครื่องควบคุมค่าความนำไฟฟ้า</a> , <a class="woocommerce-LoopProduct-link woocommerce-loop-product__link" href="https://www.hannathailand.com/product/hi723-checker-hc-chromium-vi-hr/">เครื่องวัดปริมาณโครเมี่ยม ช่วงสูง รุ่น HI723</a> , <a class="woocommerce-LoopProduct-link woocommerce-loop-product__link" href="https://www.hannathailand.com/product/hi713-checker-hc-phosphate-lr/">เครื่องวัดปริมาณฟอสเฟต ช่วงต่ำ รุ่น HI713</a> , <a class="woocommerce-LoopProduct-link woocommerce-loop-product__link" href="https://www.hannathailand.com/product/hi7083l/">น้ำยามาตรฐานสอบเทียบ ค่ามาตรฐานความเค็ม</a> , <a class="woocommerce-LoopProduct-link woocommerce-loop-product__link" href="https://www.hannathailand.com/product/hi7609829-2/">เซ็นเซอร์วัดออกซิเจนในน้ำสำหรับ HI9829 มัลติพารามิเตอร์</a> , <a class="woocommerce-LoopProduct-link woocommerce-loop-product__link" href="https://www.hannathailand.com/product/hi733-checker-hc-ammonia-hr/">เครื่องวัดปริมาณแอมโมเนีย ช่วงสูง รุ่น HI733</a> , <a class="woocommerce-LoopProduct-link woocommerce-loop-product__link" href="https://www.hannathailand.com/product/hi706-checker-hc-phosphorous-hr/">เครื่องวัดปริมาณฟอสฟอรัส ช่วงสูง รุ่น HI706</a> , <a class="woocommerce-LoopProduct-link woocommerce-loop-product__link" href="https://www.hannathailand.com/product/hi7080l/">น้ำยามาตรฐานสอบเทียบ ค่ามาตรฐานความเค็ม</a> | https://www.hannathailand.com/wp-content/uploads/2021/07/2-500x500.jpg , https://www.hannathailand.com/wp-content/uploads/2022/06/miniphotometerfurchromvihoch839_11-600x600.jpg , https://www.hannathailand.com/wp-content/uploads/2022/06/hi713_lg51caffcdce23e-600x600.jpg , https://www.hannathailand.com/wp-content/uploads/2021/07/10-500x500.jpg , https://www.hannathailand.com/wp-content/uploads/2021/07/5-500x500.jpg , https://www.hannathailand.com/wp-content/uploads/2022/06/miniphotometerfurammoniumhoch2418_11-600x600.jpg , https://www.hannathailand.com/wp-content/uploads/2022/06/hi706_400-600x600.jpg , https://www.hannathailand.com/wp-content/uploads/2021/07/11-500x500.jpg
163 | HI3812 CTK Hardness Total | ชุดทดสอบเคมี , สินค้าทั้งหมด , แบบไทเทรต | https://www.hannathailand.com/product-category/test-kit/titrate/ | https://www.hannathailand.com/product/hi3812-ctk-hardness-total/ | HI3812 | 1,712.00 |  | <div aria-labelledby="tab-title-additional_information" class="woocommerce-Tabs-panel woocommerce-Tabs-panel--additional_information panel entry-content" id="tab-additional_information" role="tabpanel"> </div> | ชุดทดสอบ HI3812 มาพร้อมกับบัฟเฟอร์ความแข็ง 30 มล., ตัวบ่งชี้ Calmagite 10 มล., สารละลาย EDTA 120 มล., บีกเกอร์พลาสติก 20 มล. พร้อมฝาปิด, บีกเกอร์พลาสติก 50 มล. พร้อมฝาปิด และกระบอกฉีดยา 1 มล. พร้อมปลาย Water hardness has traditionally been defined as the capacity of water to precipitate soap. The ionic species in the water causing the precipitation was later found to be primarily calcium and magnesium. In the present, therefore, water hardness is actually a quantitative measure of these ions in the water sample. It is also now known that certain other ion species, such as iron, zinc and manganese, contribute to the overall water hardness. The measure and subsequent control of water hardness is essential to prevent scaling and clogging in water pipes. The HI3812 test kit tests the hardness level as mg/L (ppm) calcium carbonate, via an EDTA (ethylene-diamine-tetraacetic acid) titration. Order Information: HI3812 test kit comes with 30 mL hardness buffer, 10 mL calmagite indicator, 120 mL EDTA solution, 20 mL plastic beaker with cap, 50 mL plastic beaker with cap and 1 mL syringe with tip Product Manuals Manual: Download Specification : Method Titration Range 0.0-30.0 mg/L 0-300 mg/L Smallest Increment 0.3 mg/L 3 mg/L Chemical Method EDTA Number of Tests 100 Weight 460 g | <div aria-labelledby="tab-title-description" class="woocommerce-Tabs-panel woocommerce-Tabs-panel--description panel entry-content active" id="tab-description" role="tabpanel"> <p>ชุดทดสอบ HI3812 มาพร้อมกับบัฟเฟอร์ความแข็ง 30 มล., ตัวบ่งชี้ Calmagite 10 มล., สารละลาย EDTA 120 มล., บีกเกอร์พลาสติก 20 มล. พร้อมฝาปิด, บีกเกอร์พลาสติก 50 มล. พร้อมฝาปิด และกระบอกฉีดยา 1 มล. พร้อมปลาย</p> <p>Water hardness has traditionally been defined as the capacity of water to precipitate soap. The ionic species in the water causing the precipitation was later found to be primarily calcium and magnesium. In the present, therefore, water hardness is actually a quantitative measure of these ions in the water sample. It is also now known that certain other ion species, such as iron, zinc and manganese, contribute to the overall water hardness. The measure and subsequent control of water hardness is essential to prevent scaling and clogging in water pipes.</p> <p>The HI3812 test kit tests the hardness level as mg/L (ppm) calcium carbonate, via an EDTA (ethylene-diamine-tetraacetic acid) titration.</p> <p> </p> <p><strong>Order Information:</strong><br/> HI3812 test kit comes with 30 mL hardness buffer, 10 mL calmagite indicator, 120 mL EDTA solution, 20 mL plastic beaker with cap, 50 mL plastic beaker with cap and 1 mL syringe with tip</p> <div><strong>Product Manuals</strong></div> <p><img align="absmiddle" alt="" border="0" decoding="async" height="22" loading="lazy" src="http://www.hannainst.com/usa/images/icon-pdf.gif" width="20"/> Manual: <a href="http://www.hannainst.com/manuals/3812.pdf" rel="noopener" target="_blank" title="Download Product Manual">Download</a></p> <p><strong>Specification :</strong></p> <table class="spec_table"> <tbody> <tr> <td>Method</td> <td></td> <td>Titration</td> </tr> <tr> <td>Range</td> <td></td> <td>0.0-30.0 mg/L<br/> 0-300 mg/L</td> </tr> <tr> <td>Smallest Increment</td> <td></td> <td>0.3 mg/L<br/> 3 mg/L</td> </tr> <tr> <td>Chemical Method</td> <td></td> <td>EDTA</td> </tr> <tr> <td>Number of Tests</td> <td></td> <td>100</td> </tr> <tr> <td>Weight</td> <td></td> <td>460 g</td> </tr> </tbody> </table> <p> </p> </div> | Chemical test kit for the determination of total hardness in the range 0.0 to 30.0 mg / l / 0 to 300 mg / l (ppm). 100 Tests | <div class="product-short-description"> <p>Chemical test kit for the determination of total hardness in the range 0.0 to 30.0 mg / l / 0 to 300 mg / l (ppm).<br/> 100 Tests</p> </div> | https://www.hannathailand.com/wp-content/uploads/2022/06/31gluhj8kul__sl500_aa300_51e0596306962.jpg | เครื่องควบคุมค่าความนำไฟฟ้า , เครื่องวัดค่าเหล็ก รุ่น HI721 , เครื่องวัดปริมาณฟอสฟอรัส ช่วงต่ำมาก รุ่น HI736 , เครื่องวัดปริมาณไอโอดีน รุ่น HI718 , เครื่องวัดปริมาณไนไตรท์ ช่วงต่ำ รุ่น HI707 , เครื่องวัดปริมาณคลอรีนอิสระ รุ่น HI701 , น้ำยามาตรฐานสำหรับค่าโซเดียม , เครื่องวัดปริมาณฟอสเฟต ช่วงต่ำ รุ่น HI713 | <a class="woocommerce-LoopProduct-link woocommerce-loop-product__link" href="https://www.hannathailand.com/product/hi8931cn/">เครื่องควบคุมค่าความนำไฟฟ้า</a> , <a class="woocommerce-LoopProduct-link woocommerce-loop-product__link" href="https://www.hannathailand.com/product/hi721-checker-hc-iron/">เครื่องวัดค่าเหล็ก รุ่น HI721</a> , <a class="woocommerce-LoopProduct-link woocommerce-loop-product__link" href="https://www.hannathailand.com/product/phosphorous-marine/">เครื่องวัดปริมาณฟอสฟอรัส ช่วงต่ำมาก รุ่น HI736</a> , <a class="woocommerce-LoopProduct-link woocommerce-loop-product__link" href="https://www.hannathailand.com/product/hi718-checker-hc-iodine/">เครื่องวัดปริมาณไอโอดีน รุ่น HI718</a> , <a class="woocommerce-LoopProduct-link woocommerce-loop-product__link" href="https://www.hannathailand.com/product/hi707-checker-hc-nitrite-lr/">เครื่องวัดปริมาณไนไตรท์ ช่วงต่ำ รุ่น HI707</a> , <a class="woocommerce-LoopProduct-link woocommerce-loop-product__link" href="https://www.hannathailand.com/product/hi701-checker-hc-free-chlorine/">เครื่องวัดปริมาณคลอรีนอิสระ รุ่น HI701</a> , <a class="woocommerce-LoopProduct-link woocommerce-loop-product__link" href="https://www.hannathailand.com/product/hi7090l/">น้ำยามาตรฐานสำหรับค่าโซเดียม</a> , <a class="woocommerce-LoopProduct-link woocommerce-loop-product__link" href="https://www.hannathailand.com/product/hi713-checker-hc-phosphate-lr/">เครื่องวัดปริมาณฟอสเฟต ช่วงต่ำ รุ่น HI713</a> | https://www.hannathailand.com/wp-content/uploads/2021/07/2-500x500.jpg , https://www.hannathailand.com/wp-content/uploads/2022/06/miniphotometerfureisen832_11-600x600.jpg , https://www.hannathailand.com/wp-content/uploads/2021/12/HI736-600x600.jpg , https://www.hannathailand.com/wp-content/uploads/2022/06/miniphotometerfuriod829_11-600x600.jpg , https://www.hannathailand.com/wp-content/uploads/2022/06/hi707400-600x600.jpg , https://www.hannathailand.com/wp-content/uploads/2021/11/hi701-500x500.jpg , https://www.hannathailand.com/wp-content/uploads/2021/07/12-500x500.jpg , https://www.hannathailand.com/wp-content/uploads/2022/06/hi713_lg51caffcdce23e-600x600.jpg
164 | HI3812-100 – Reagents for CTK Härdness Total | ชุดทดสอบเคมี , สินค้าทั้งหมด , แบบไทเทรต | https://www.hannathailand.com/product-category/test-kit/titrate/ | https://www.hannathailand.com/product/hi3812-100-reagents-for-ctk-hardness-total/ | HI3812-100 | 1,605.00 |  | <div aria-labelledby="tab-title-additional_information" class="woocommerce-Tabs-panel woocommerce-Tabs-panel--additional_information panel entry-content" id="tab-additional_information" role="tabpanel"> </div> | Reagent kit for HI 3812 (100 tests) | <div aria-labelledby="tab-title-description" class="woocommerce-Tabs-panel woocommerce-Tabs-panel--description panel entry-content active" id="tab-description" role="tabpanel"> <p><span class="hps">Reagent</span> <span class="hps">kit</span> <span class="hps">for</span> <span class="hps">HI</span> <span class="hps">3812 (100</span> <span class="hps">tests)</span></p> </div> | Reagent kit for HI 3812 (100 tests) | <div class="product-short-description"> <p>Reagent kit for HI 3812 (100 tests)</p> </div> | https://www.hannathailand.com/wp-content/uploads/2022/06/31gluhj8kul__sl500_aa300_51e29ce0440e9.jpg | น้ำยามาตรฐานสอบเทียบ ค่ามาตรฐานความเค็ม , เครื่องวัดสีในน้ำตัวอย่าง HI727 , เครื่องวัดปริมาณแอมโมเนีย ช่วงต่ำ รุ่น HI700 , เครื่องวัดปริมาณฟลูออไรด์ ช่วงต่ำ รุ่น HI729 , เครื่องวัดปริมาณไอโอดีน รุ่น HI718 , เครื่องวัดปริมาณซิลิกา ช่วงต่ำ ในตัวอย่างน้ำ รุ่น HI705 , เครื่องวัดค่าเหล็ก รุ่น HI721 , เครื่องวัดคลอรีน | <a class="woocommerce-LoopProduct-link woocommerce-loop-product__link" href="https://www.hannathailand.com/product/hi7080l/">น้ำยามาตรฐานสอบเทียบ ค่ามาตรฐานความเค็ม</a> , <a class="woocommerce-LoopProduct-link woocommerce-loop-product__link" href="https://www.hannathailand.com/product/hi727-checker-hc-color-of-water/">เครื่องวัดสีในน้ำตัวอย่าง HI727</a> , <a class="woocommerce-LoopProduct-link woocommerce-loop-product__link" href="https://www.hannathailand.com/product/hi700-checker-hc-ammonia-lr/">เครื่องวัดปริมาณแอมโมเนีย ช่วงต่ำ รุ่น HI700</a> , <a class="woocommerce-LoopProduct-link woocommerce-loop-product__link" href="https://www.hannathailand.com/product/hi729-checker-hc-fluoride-lr/">เครื่องวัดปริมาณฟลูออไรด์ ช่วงต่ำ รุ่น HI729</a> , <a class="woocommerce-LoopProduct-link woocommerce-loop-product__link" href="https://www.hannathailand.com/product/hi718-checker-hc-iodine/">เครื่องวัดปริมาณไอโอดีน รุ่น HI718</a> , <a class="woocommerce-LoopProduct-link woocommerce-loop-product__link" href="https://www.hannathailand.com/product/hi705-checker-hc-silica-lr/">เครื่องวัดปริมาณซิลิกา ช่วงต่ำ ในตัวอย่างน้ำ รุ่น HI705</a> , <a class="woocommerce-LoopProduct-link woocommerce-loop-product__link" href="https://www.hannathailand.com/product/hi721-checker-hc-iron/">เครื่องวัดค่าเหล็ก รุ่น HI721</a> , <a class="woocommerce-LoopProduct-link woocommerce-loop-product__link" href="https://www.hannathailand.com/product/free-chlorine/">เครื่องวัดคลอรีน</a> | https://www.hannathailand.com/wp-content/uploads/2021/07/11-500x500.jpg , https://www.hannathailand.com/wp-content/uploads/2022/06/miniphotometerfurfarbe843_11-600x600.jpg , https://www.hannathailand.com/wp-content/uploads/2022/06/hi700_400pxl-600x600.jpg , https://www.hannathailand.com/wp-content/uploads/2022/06/miniphotometerfurfluoridniedrig844_11-600x600.jpg , https://www.hannathailand.com/wp-content/uploads/2022/06/miniphotometerfuriod829_11-600x600.jpg , https://www.hannathailand.com/wp-content/uploads/2022/06/hi705400-600x600.jpg , https://www.hannathailand.com/wp-content/uploads/2022/06/miniphotometerfureisen832_11-600x600.jpg , https://www.hannathailand.com/wp-content/uploads/2021/07/1-500x500.jpg
165 | HI3815 CTK Chloride | ชุดทดสอบเคมี , สินค้าทั้งหมด , แบบไทเทรต | https://www.hannathailand.com/product-category/test-kit/titrate/ | https://www.hannathailand.com/product/hi3815-ctk-chloride/ | HI3815 | 2,621.50 |  | <div aria-labelledby="tab-title-additional_information" class="woocommerce-Tabs-panel woocommerce-Tabs-panel--additional_information panel entry-content" id="tab-additional_information" role="tabpanel"> </div> | ชุดทดสอบ HI3815 มาพร้อมกับตัวบ่งชี้ไดฟีนิล-คาร์บาโซน 15 มล., สารละลายกรดไนตริก 30 มล., สารละลายเมอร์คิวริกไนเตรต 120 มล., ภาชนะสอบเทียบ 50 มล., ภาชนะสอบเทียบ 10 มล., กระบอกฉีดสอบเทียบพร้อมปลาย The HANNA chloride test kit is quick, easy to use and portable. The design makes the kit easy to handle and, except for mercuric nitrate solution, practically prevents accidental injury or damage due to spills. The pH is lowered to approximately 3 by addition of nitric acid. Mercuric ions react with chloride ions to form mercuric chloride; when excess mercuric ions is present, it complexes with diphenylcarbazone to form a purple solution. The color change from yellow to purple determines the end point of this titration. Order Information: HI3815 test kit comes with 15 mL diphenyl-carbazone indicator, 30 mL nitric acid solution, 120 mL mercuric nitrate solution, 50 mL calibrated vessel, 10 mL calibrated vessel, calibrated syringe with tip. Product Manuals Manual: Download Method Titration Range 0-100 mg/L 0-1000 mg/L Smallest Increment 1 mg/L 10 mg/L Chemical Method Mercuric Nitrate Number of Tests approx. 110 Weight 460 g | <div aria-labelledby="tab-title-description" class="woocommerce-Tabs-panel woocommerce-Tabs-panel--description panel entry-content active" id="tab-description" role="tabpanel"> <p>ชุดทดสอบ HI3815 มาพร้อมกับตัวบ่งชี้ไดฟีนิล-คาร์บาโซน 15 มล., สารละลายกรดไนตริก 30 มล., สารละลายเมอร์คิวริกไนเตรต 120 มล., ภาชนะสอบเทียบ 50 มล., ภาชนะสอบเทียบ 10 มล., กระบอกฉีดสอบเทียบพร้อมปลาย</p> <p>The HANNA chloride test kit is quick, easy to use and portable. The design makes the kit easy to handle and, except for mercuric nitrate solution, practically prevents accidental injury or damage due to spills. The pH is lowered to approximately 3 by addition of nitric acid. Mercuric ions react with chloride ions to form mercuric chloride; when excess mercuric ions is present, it complexes with diphenylcarbazone to form a purple solution. The color change from yellow to purple determines the end point of this titration.</p> <p> </p> <p><strong>Order Information:</strong><br/> HI3815 test kit comes with 15 mL diphenyl-carbazone indicator, 30 mL nitric acid solution, 120 mL mercuric nitrate solution, 50 mL calibrated vessel, 10 mL calibrated vessel, calibrated syringe with tip.</p> <div><strong>Product Manuals</strong></div> <p><img align="absmiddle" alt="" border="0" decoding="async" height="22" loading="lazy" src="http://www.hannainst.com/usa/images/icon-pdf.gif" width="20"/> Manual: <a href="http://www.hannainst.com/manuals/3815.pdf" rel="noopener" target="_blank" title="Download Product Manual">Download</a></p> <table class="spec_table"> <tbody> <tr> <td>Method</td> <td></td> <td>Titration</td> </tr> <tr> <td>Range</td> <td></td> <td>0-100 mg/L<br/> 0-1000 mg/L</td> </tr> <tr> <td>Smallest Increment</td> <td></td> <td>1 mg/L<br/> 10 mg/L</td> </tr> <tr> <td>Chemical Method</td> <td></td> <td>Mercuric Nitrate</td> </tr> <tr> <td>Number of Tests</td> <td></td> <td>approx. 110</td> </tr> <tr> <td>Weight</td> <td></td> <td>460 g</td> </tr> </tbody> </table> <p> </p> </div> | Chemical test kit for the determination of chloride in the range 0 to 100 mg / l / 0 to 1000 mg / l (ppm). | <div class="product-short-description"> <p>Chemical test kit for the determination of chloride in the range 0 to 100 mg / l / 0 to 1000 mg / l (ppm).</p> </div> | https://www.hannathailand.com/wp-content/uploads/2022/06/31gluhj8kul__sl500_aa300_51e05a3627b28.jpg | น้ำยามาตรฐานสอบเทียบ , เครื่องวัดสีในน้ำตัวอย่าง HI727 , เครื่องวัดปริมาณคลอรีนอิสระ รุ่น HI701 , เครื่องวัดปริมาณฟอสเฟต ช่วงสูง รุ่น HI717 , เครื่องวัดปริมาณแอมโมเนีย ช่วงต่ำ รุ่น HI700 , เครื่องวัดปริมาณแอมโมเนีย ช่วงสูง รุ่น HI733 , เซ็นเซอร์วัดออกซิเจนในน้ำสำหรับ HI9829 มัลติพารามิเตอร์ , เครื่องวัดปริมาณไอโอดีน รุ่น HI718 | <a class="woocommerce-LoopProduct-link woocommerce-loop-product__link" href="https://www.hannathailand.com/product/hi9828-25/">น้ำยามาตรฐานสอบเทียบ</a> , <a class="woocommerce-LoopProduct-link woocommerce-loop-product__link" href="https://www.hannathailand.com/product/hi727-checker-hc-color-of-water/">เครื่องวัดสีในน้ำตัวอย่าง HI727</a> , <a class="woocommerce-LoopProduct-link woocommerce-loop-product__link" href="https://www.hannathailand.com/product/hi701-checker-hc-free-chlorine/">เครื่องวัดปริมาณคลอรีนอิสระ รุ่น HI701</a> , <a class="woocommerce-LoopProduct-link woocommerce-loop-product__link" href="https://www.hannathailand.com/product/hi717-checker-hc-phosphate-hr/">เครื่องวัดปริมาณฟอสเฟต ช่วงสูง รุ่น HI717</a> , <a class="woocommerce-LoopProduct-link woocommerce-loop-product__link" href="https://www.hannathailand.com/product/hi700-checker-hc-ammonia-lr/">เครื่องวัดปริมาณแอมโมเนีย ช่วงต่ำ รุ่น HI700</a> , <a class="woocommerce-LoopProduct-link woocommerce-loop-product__link" href="https://www.hannathailand.com/product/hi733-checker-hc-ammonia-hr/">เครื่องวัดปริมาณแอมโมเนีย ช่วงสูง รุ่น HI733</a> , <a class="woocommerce-LoopProduct-link woocommerce-loop-product__link" href="https://www.hannathailand.com/product/hi7609829-2/">เซ็นเซอร์วัดออกซิเจนในน้ำสำหรับ HI9829 มัลติพารามิเตอร์</a> , <a class="woocommerce-LoopProduct-link woocommerce-loop-product__link" href="https://www.hannathailand.com/product/hi718-checker-hc-iodine/">เครื่องวัดปริมาณไอโอดีน รุ่น HI718</a> | https://www.hannathailand.com/wp-content/uploads/2021/07/8-500x500.jpg , https://www.hannathailand.com/wp-content/uploads/2022/06/miniphotometerfurfarbe843_11-600x600.jpg , https://www.hannathailand.com/wp-content/uploads/2021/11/hi701-500x500.jpg , https://www.hannathailand.com/wp-content/uploads/2022/06/miniphotometerfurphosphathoch827_11-600x600.jpg , https://www.hannathailand.com/wp-content/uploads/2022/06/hi700_400pxl-600x600.jpg , https://www.hannathailand.com/wp-content/uploads/2022/06/miniphotometerfurammoniumhoch2418_11-600x600.jpg , https://www.hannathailand.com/wp-content/uploads/2021/07/5-500x500.jpg , https://www.hannathailand.com/wp-content/uploads/2022/06/miniphotometerfuriod829_11-600x600.jpg
166 | HI3815-100 – Reagents for CTK Chloride | ชุดทดสอบเคมี , สินค้าทั้งหมด , แบบไทเทรต | https://www.hannathailand.com/product-category/test-kit/titrate/ | https://www.hannathailand.com/product/hi3815-100-reagents-for-ctk-chloride/ | HI3815-100 | 2,514.50 |  | <div aria-labelledby="tab-title-additional_information" class="woocommerce-Tabs-panel woocommerce-Tabs-panel--additional_information panel entry-content" id="tab-additional_information" role="tabpanel"> </div> | Reagent kit for HI 3815 (100 tests) | <div aria-labelledby="tab-title-description" class="woocommerce-Tabs-panel woocommerce-Tabs-panel--description panel entry-content active" id="tab-description" role="tabpanel"> <p><span class="hps">Reagent</span> <span class="hps">kit</span> <span class="hps">for</span> <span class="hps">HI</span> <span class="hps">3815 (100</span> <span class="hps">tests)</span></p> </div> | Reagent kit for HI 3815 (100 tests) | <div class="product-short-description"> <p>Reagent kit for HI 3815 (100 tests)</p> </div> | https://www.hannathailand.com/wp-content/uploads/2022/06/31gluhj8kul__sl500_aa300_51e29dab9402e.jpg | เครื่องวัดปริมาณโครเมี่ยม ช่วงสูง รุ่น HI723 , เครื่องวัดปริมาณไอโอดีน รุ่น HI718 , น้ำยามาตรฐานสอบเทียบ ค่ามาตรฐานความเค็ม , เครื่องวัดปริมาณคลอรีนรวม รุ่น HI711 , เครื่องวัดปริมาณฟอสเฟต ช่วงสูง รุ่น HI717 , ซัลไฟด์สารต้านอนุมูลอิสระบัฟเฟอร์ , เครื่องวัดปริมาณไนไตรท์ ช่วงต่ำ รุ่น HI707 , เซ็นเซอร์วัดออกซิเจนในน้ำสำหรับ HI9829 มัลติพารามิเตอร์ | <a class="woocommerce-LoopProduct-link woocommerce-loop-product__link" href="https://www.hannathailand.com/product/hi723-checker-hc-chromium-vi-hr/">เครื่องวัดปริมาณโครเมี่ยม ช่วงสูง รุ่น HI723</a> , <a class="woocommerce-LoopProduct-link woocommerce-loop-product__link" href="https://www.hannathailand.com/product/hi718-checker-hc-iodine/">เครื่องวัดปริมาณไอโอดีน รุ่น HI718</a> , <a class="woocommerce-LoopProduct-link woocommerce-loop-product__link" href="https://www.hannathailand.com/product/hi7080l/">น้ำยามาตรฐานสอบเทียบ ค่ามาตรฐานความเค็ม</a> , <a class="woocommerce-LoopProduct-link woocommerce-loop-product__link" href="https://www.hannathailand.com/product/hi711-checker-hc-total-chlorine/">เครื่องวัดปริมาณคลอรีนรวม รุ่น HI711</a> , <a class="woocommerce-LoopProduct-link woocommerce-loop-product__link" href="https://www.hannathailand.com/product/hi717-checker-hc-phosphate-hr/">เครื่องวัดปริมาณฟอสเฟต ช่วงสูง รุ่น HI717</a> , <a class="woocommerce-LoopProduct-link woocommerce-loop-product__link" href="https://www.hannathailand.com/product/hi4015-00/">ซัลไฟด์สารต้านอนุมูลอิสระบัฟเฟอร์</a> , <a class="woocommerce-LoopProduct-link woocommerce-loop-product__link" href="https://www.hannathailand.com/product/hi707-checker-hc-nitrite-lr/">เครื่องวัดปริมาณไนไตรท์ ช่วงต่ำ รุ่น HI707</a> , <a class="woocommerce-LoopProduct-link woocommerce-loop-product__link" href="https://www.hannathailand.com/product/hi7609829-2/">เซ็นเซอร์วัดออกซิเจนในน้ำสำหรับ HI9829 มัลติพารามิเตอร์</a> | https://www.hannathailand.com/wp-content/uploads/2022/06/miniphotometerfurchromvihoch839_11-600x600.jpg , https://www.hannathailand.com/wp-content/uploads/2022/06/miniphotometerfuriod829_11-600x600.jpg , https://www.hannathailand.com/wp-content/uploads/2021/07/11-500x500.jpg , https://www.hannathailand.com/wp-content/uploads/2022/06/hi711_lg-600x600.jpg , https://www.hannathailand.com/wp-content/uploads/2022/06/miniphotometerfurphosphathoch827_11-600x600.jpg , https://www.hannathailand.com/wp-content/uploads/2021/07/7-500x500.jpg , https://www.hannathailand.com/wp-content/uploads/2022/06/hi707400-600x600.jpg , https://www.hannathailand.com/wp-content/uploads/2021/07/5-500x500.jpg
167 | HI3817BP Backpack Lab Water Quality Education Kits | ชุดทดสอบเคมี , สินค้าทั้งหมด , แบบจานเทียบสี , แบบเทียบสี , แบบไทเทรต | https://www.hannathailand.com/product-category/test-kit/titrate/ | https://www.hannathailand.com/product/hi3817bp-backpack-lab-water-quality-education-kits/ | HI3817BP | 25,680.00 |  | <div aria-labelledby="tab-title-additional_information" class="woocommerce-Tabs-panel woocommerce-Tabs-panel--additional_information panel entry-content" id="tab-additional_information" role="tabpanel"> </div> | Learn about environmental water parameters right from the source! HANNA offers a series of test kits specifically designed for educators and Environmental Science students. These portable kits contain well constructed lessons and activities, and will allow the teacher to get the most out of their classroom time. Backpack Lab™ is designed with all the necessary components in one place, reducing the chance of misplacing an item. Ideal for transporting, take this durable backpack to the field for on-site measurements. The lesson plan and components are tied together by a comprehensive teacher’s manual that includes information about each parameter, classroom activities designed to introduce students to each parameter, and detailed field testing procedures. HANNA chemical test kits and pocket testers provide teachers with a valuable tool in helping students assess the water quality of streams, rivers and lakes. Backpack Lab™ Water Quality Education Test Kit Includes:• 110 tests each for acidity & alkalinity, 100 tests for carbon dioxide, dissolved oxygen, hardness, nitrate & phosphate• HI 98129 Combo pH/EC/TDS/Temp Tester• Secchi disk for turbidity• One sachet of: 4 pH, 7 pH & 1413 μS/cm• Backpack carrying case which holds all components of the kit• 72-page teachers manual with a curriculum that meets National Science Teachers Association Standards• Parameter summary in pdf and powerpoint format (on included CD).• Laminated, laboratory instruction cards with step-by-step field test procedures• Lab activity worksheets with instructions, goals, hypothesis, and testing procedure results/observations (on included CD).• A glossary of key terms in pdf format(on included CD).• Exclusive access to backpacklab.com where you can download:Field Test Procedures • Teacher Resource Book • Worksheets • Activities Order Information: HI 3817BP Backpack Lab includes pHep®4 pocket pH tester, DiST®5 EC/TDS/temperature meter, set of 10 field test procedures, vocabulary terms blackline master, set of 10 parameter summary transparencies, set of 10 lab activity worksheets, acidity test kit, alkalinity test kit, carbon dioxide test kit, dissolved oxygen test kit, hardness test kit, nitrate test kit, phosphate test kit and backpack. Specification : BACKPACK LAB™ Water Quality Educational Test Kit PARAMETER CODE METHOD RANGE SMALLESTINCREMENT CHEMICALMETHOD NUMBER OFTESTS WEIGHT Acidity (CaCO3) HI 3820 Titration 0-100 mg/L 0-500 mg/L 1 mg/L 5 mg/L Methyl-orange Phenolphthalein 110 910 g Alkalinity (CaCO3) P & Total HI 3811 Titration 0-100 mg/L 0-300 mg/L 1 mg/L 3 mg/L Phenolphthalein/ Bromphenol blue 110 460 g Carbon Dioxide (CO2 ) HI 3818 Titration 0.0-10.0 mg/L 0.0-50.0 mg/L 0.1 mg/L 0.5 mg/L Phenolphthalein 110 460 g Oxygen, Dissolved HI 3810 Titration 0.0-10.0 mg/L 0.1 mg/L Modified Winkler 110 910 g Hardness (CaCO3) HI 3812 Titration 0.0-30.0 mg/L 0-300 mg/L 0.3 mg/L 3 mg/L EDTA approx. 100 460 g Nitrate (NO3–N) HI 3874 Colorimetric 0-50 mg/L 10 mg/L Cadmium reduction 100 156 g Phosphate (Ortophosphate PO4-3) HI 3833 Colorimetric 0-5 mg/L 1 mg/L Ascorbic acid 50 160 g PHEP®4 PARAMETER CODE RANGE RESOLUTION ACCURACY CALIBRATION BATTERY LIFE WEIGHT pH HI 98127 -2.0 to 16.0 pH 0.1 pH ±0.1 Automatic approx. 300 hours 85 g Temperature -5.0 to 60.0°C 0.1°C ±0.5°C DiST®5 PARAMETER CODE RANGE RESOLUTION ACCURACY CALIBRATION BATTERY LIFE WEIGHT EC HI 98311 0 to 3999 µS/cm 1 µS/cm ±2% F.S. Automatic approx. 100 hours 85 g TDS 0 to 2000 ppm 1 ppm ±2% F.S. Temperature 0.0 to 60.0°C 0.1°C ±0.5°C | <div aria-labelledby="tab-title-description" class="woocommerce-Tabs-panel woocommerce-Tabs-panel--description panel entry-content active" id="tab-description" role="tabpanel"> <p><strong>Learn about environmental water parameters right from the source!</strong></p> <p>HANNA offers a series of test kits specifically designed for educators and Environmental Science students. These portable kits contain well constructed lessons and activities, and will allow the teacher to get the most out of their classroom time.</p> <p>Backpack Lab™ is designed with all the necessary components in one place, reducing the chance of misplacing an item. Ideal for transporting, take this durable backpack to the field for on-site measurements.</p> <p>The lesson plan and components are tied together by a comprehensive teacher’s manual that includes information about each parameter, classroom activities designed to introduce students to each parameter, and detailed field testing procedures. HANNA chemical test kits and pocket testers provide teachers with a valuable tool in helping students assess the water quality of streams, rivers and lakes.</p> <p style="text-align: left;"><strong>Backpack Lab™ Water Quality Education Test Kit Includes:</strong><br/>• 110 tests each for acidity &amp; alkalinity, 100 tests for carbon dioxide, dissolved oxygen, hardness, nitrate &amp; phosphate<br/>• HI 98129 Combo pH/EC/TDS/Temp Tester<br/>• Secchi disk for turbidity<br/>• One sachet of: 4 pH, 7 pH &amp; 1413 μS/cm<br/>• Backpack carrying case which holds all components of the kit<br/>• 72-page teachers manual with a curriculum that meets National Science Teachers Association Standards<br/>• Parameter summary in pdf and powerpoint format (on included CD).<br/>• Laminated, laboratory instruction cards with step-by-step field test procedures<br/>• Lab activity worksheets with instructions, goals, hypothesis, and testing procedure results/observations (on included CD).<br/>• A glossary of key terms in pdf format(on included CD).<br/>• Exclusive access to backpacklab.com where you can download:<br/><strong>Field Test Procedures • Teacher Resource Book • Worksheets • Activities</strong></p> <p> </p> <p><strong>Order Information:</strong><br/> HI 3817BP Backpack Lab includes pHep®4 pocket pH tester, DiST®5 EC/TDS/temperature meter, set of 10 field test procedures, vocabulary terms blackline master, set of 10 parameter summary transparencies, set of 10 lab activity worksheets, acidity test kit, alkalinity test kit, carbon dioxide test kit, dissolved oxygen test kit, hardness test kit, nitrate test kit, phosphate test kit and backpack.</p> <p><strong>Specification :</strong></p> <table class="bpl_table"> <caption><span style="font-size: x-small;">BACKPACK LAB™ Water Quality Educational Test Kit</span></caption> <tbody> <tr> <th><span style="font-size: x-small;">PARAMETER</span></th> <th><span style="font-size: x-small;">CODE</span></th> <th><span style="font-size: x-small;">METHOD</span></th> <th><span style="font-size: x-small;">RANGE</span></th> <th><span style="font-size: x-small;">SMALLEST</span><br/><span style="font-size: x-small;">INCREMENT</span></th> <th><span style="font-size: x-small;">CHEMICAL</span><br/><span style="font-size: x-small;">METHOD</span></th> <th><span style="font-size: x-small;">NUMBER OF</span><br/><span style="font-size: x-small;">TESTS</span></th> <th><span style="font-size: x-small;">WEIGHT</span></th> </tr> <tr> <td><span style="font-size: x-small;">Acidity (CaCO<sub>3</sub>)</span></td> <td><span style="font-size: x-small;">HI 3820</span></td> <td><span style="font-size: x-small;">Titration</span></td> <td><span style="font-size: x-small;">0-100 mg/L</span><br/><span style="font-size: x-small;"> 0-500 mg/L</span></td> <td><span style="font-size: x-small;">1 mg/L</span><br/><span style="font-size: x-small;"> 5 mg/L</span></td> <td><span style="font-size: x-small;">Methyl-orange</span><br/><span style="font-size: x-small;"> Phenolphthalein</span></td> <td><span style="font-size: x-small;">110</span></td> <td><span style="font-size: x-small;">910 g</span></td> </tr> <tr> <td><span style="font-size: x-small;">Alkalinity (CaCO<sub>3</sub>)</span><br/><span style="font-size: x-small;"> P &amp; Total</span></td> <td><span style="font-size: x-small;">HI 3811</span></td> <td><span style="font-size: x-small;">Titration</span></td> <td><span style="font-size: x-small;">0-100 mg/L</span><br/><span style="font-size: x-small;"> 0-300 mg/L</span></td> <td><span style="font-size: x-small;">1 mg/L</span><br/><span style="font-size: x-small;"> 3 mg/L</span></td> <td><span style="font-size: x-small;">Phenolphthalein/</span><br/><span style="font-size: x-small;"> Bromphenol blue</span></td> <td><span style="font-size: x-small;">110</span></td> <td><span style="font-size: x-small;">460 g</span></td> </tr> <tr> <td><span style="font-size: x-small;">Carbon Dioxide (CO<sub>2</sub> )</span></td> <td><span style="font-size: x-small;">HI 3818</span></td> <td><span style="font-size: x-small;">Titration</span></td> <td><span style="font-size: x-small;">0.0-10.0 mg/L</span><br/><span style="font-size: x-small;"> 0.0-50.0 mg/L</span></td> <td><span style="font-size: x-small;">0.1 mg/L</span><br/><span style="font-size: x-small;"> 0.5 mg/L</span></td> <td><span style="font-size: x-small;">Phenolphthalein</span></td> <td><span style="font-size: x-small;">110</span></td> <td><span style="font-size: x-small;">460 g</span></td> </tr> <tr> <td><span style="font-size: x-small;">Oxygen, Dissolved</span></td> <td><span style="font-size: x-small;">HI 3810</span></td> <td><span style="font-size: x-small;">Titration</span></td> <td><span style="font-size: x-small;">0.0-10.0 mg/L</span></td> <td><span style="font-size: x-small;">0.1 mg/L</span></td> <td><span style="font-size: x-small;">Modified Winkler</span></td> <td><span style="font-size: x-small;">110</span></td> <td><span style="font-size: x-small;">910 g</span></td> </tr> <tr> <td><span style="font-size: x-small;">Hardness (CaCO<sub>3</sub>)</span></td> <td><span style="font-size: x-small;">HI 3812</span></td> <td><span style="font-size: x-small;">Titration</span></td> <td><span style="font-size: x-small;">0.0-30.0 mg/L</span><br/><span style="font-size: x-small;"> 0-300 mg/L</span></td> <td><span style="font-size: x-small;">0.3 mg/L</span><br/><span style="font-size: x-small;"> 3 mg/L</span></td> <td><span style="font-size: x-small;">EDTA</span></td> <td><span style="font-size: x-small;">approx. 100</span></td> <td><span style="font-size: x-small;">460 g</span></td> </tr> <tr> <td><span style="font-size: x-small;">Nitrate (NO<sub>3</sub><sup>–</sup>N)</span></td> <td><span style="font-size: x-small;">HI 3874</span></td> <td><span style="font-size: x-small;">Colorimetric</span></td> <td><span style="font-size: x-small;">0-50 mg/L</span></td> <td><span style="font-size: x-small;">10 mg/L</span></td> <td><span style="font-size: x-small;">Cadmium</span><br/><span style="font-size: x-small;"> reduction</span></td> <td><span style="font-size: x-small;">100</span></td> <td><span style="font-size: x-small;">156 g</span></td> </tr> <tr> <td><span style="font-size: x-small;">Phosphate</span><br/><span style="font-size: x-small;"> (Ortophosphate PO<sub>4</sub><sup>-3</sup>)</span></td> <td><span style="font-size: x-small;">HI 3833</span></td> <td><span style="font-size: x-small;">Colorimetric</span></td> <td><span style="font-size: x-small;">0-5 mg/L</span></td> <td><span style="font-size: x-small;">1 mg/L</span></td> <td><span style="font-size: x-small;">Ascorbic acid</span></td> <td><span style="font-size: x-small;">50</span></td> <td><span style="font-size: x-small;">160 g</span></td> </tr> </tbody> </table> <table class="bpl_table"> <caption><span style="font-size: x-small;">PHEP®4</span></caption> <tbody> <tr> <th><span style="font-size: x-small;">PARAMETER</span></th> <th><span style="font-size: x-small;">CODE</span></th> <th><span style="font-size: x-small;">RANGE</span></th> <th><span style="font-size: x-small;">RESOLUTION</span></th> <th><span style="font-size: x-small;">ACCURACY</span></th> <th><span style="font-size: x-small;">CALIBRATION</span></th> <th><span style="font-size: x-small;">BATTERY LIFE</span></th> <th><span style="font-size: x-small;">WEIGHT</span></th> </tr> <tr> <td><span style="font-size: x-small;">pH</span></td> <td><span style="font-size: x-small;">HI 98127</span></td> <td><span style="font-size: x-small;">-2.0 to 16.0 pH</span></td> <td><span style="font-size: x-small;">0.1 pH</span></td> <td><span style="font-size: x-small;">±0.1</span></td> <td><span style="font-size: x-small;">Automatic</span></td> <td><span style="font-size: x-small;">approx. 300 hours</span></td> <td><span style="font-size: x-small;">85 g</span></td> </tr> <tr> <td><span style="font-size: x-small;">Temperature</span></td> <td><span style="font-size: x-small;"> </span></td> <td><span style="font-size: x-small;">-5.0 to 60.0°C</span></td> <td><span style="font-size: x-small;">0.1°C</span></td> <td><span style="font-size: x-small;">±0.5°C</span></td> <td><span style="font-size: x-small;"> </span></td> <td><span style="font-size: x-small;"> </span></td> <td><span style="font-size: x-small;"> </span></td> </tr> </tbody> </table> <table class="bpl_table"> <caption><span style="font-size: x-small;">DiST®5</span></caption> <tbody> <tr> <th><span style="font-size: x-small;">PARAMETER</span></th> <th><span style="font-size: x-small;">CODE</span></th> <th><span style="font-size: x-small;">RANGE</span></th> <th><span style="font-size: x-small;">RESOLUTION</span></th> <th><span style="font-size: x-small;">ACCURACY</span></th> <th><span style="font-size: x-small;">CALIBRATION</span></th> <th><span style="font-size: x-small;">BATTERY LIFE</span></th> <th><span style="font-size: x-small;">WEIGHT</span></th> </tr> <tr> <td><span style="font-size: x-small;">EC</span></td> <td><span style="font-size: x-small;">HI 98311</span></td> <td><span style="font-size: x-small;">0 to 3999 µS/cm</span></td> <td><span style="font-size: x-small;">1 µS/cm</span></td> <td><span style="font-size: x-small;">±2% F.S.</span></td> <td><span style="font-size: x-small;">Automatic</span></td> <td><span style="font-size: x-small;">approx. 100 hours</span></td> <td><span style="font-size: x-small;">85 g</span></td> </tr> <tr> <td><span style="font-size: x-small;">TDS</span></td> <td><span style="font-size: x-small;"> </span></td> <td><span style="font-size: x-small;">0 to 2000 ppm</span></td> <td><span style="font-size: x-small;">1 ppm</span></td> <td><span style="font-size: x-small;">±2% F.S.</span></td> <td><span style="font-size: x-small;"> </span></td> <td><span style="font-size: x-small;"> </span></td> <td><span style="font-size: x-small;"> </span></td> </tr> <tr> <td><span style="font-size: x-small;">Temperature</span></td> <td><span style="font-size: x-small;"> </span></td> <td><span style="font-size: x-small;">0.0 to 60.0°C</span></td> <td><span style="font-size: x-small;">0.1°C</span></td> <td><span style="font-size: x-small;">±0.5°C</span></td> <td><span style="font-size: x-small;"> </span></td> <td><span style="font-size: x-small;"> </span></td> <td><span style="font-size: x-small;"> </span></td> </tr> </tbody> </table> <p> </p> </div> | Backpack Lab™ is designed with all the necessary components in one place, reducing the chance of misplacing an item. Ideal for transporting, take this durable backpack to the field for on-site measurements. | <div class="product-short-description"> <p>Backpack Lab™ is designed with all the necessary components in one place, reducing the chance of misplacing an item. Ideal for transporting, take this durable backpack to the field for on-site measurements.</p> </div> | https://www.hannathailand.com/wp-content/uploads/2022/06/31gluhj8kul__sl500_aa300_51e3b0660388e.jpg | น้ำยามาตรฐานสอบเทียบ , เครื่องวัดปริมาณแอมโมเนีย ช่วงสูง รุ่น HI733 , น้ำยามาตรฐานสำหรับค่าโซเดียม , น้ำยามาตรฐานสอบเทียบ ค่ามาตรฐานความเค็ม , เครื่องวัดปริมาณฟอสเฟต ช่วงสูง รุ่น HI717 , เครื่องวัดปริมาณไนไตรท์ ช่วงสูง ในตัวอย่างน้ำ รุ่น HI708 , เครื่องวัดปริมาณไอโอดีน รุ่น HI718 , เครื่องวัดปริมาณไนไตรท์ ช่วงต่ำ รุ่น HI707 | <a class="woocommerce-LoopProduct-link woocommerce-loop-product__link" href="https://www.hannathailand.com/product/hi9828-25/">น้ำยามาตรฐานสอบเทียบ</a> , <a class="woocommerce-LoopProduct-link woocommerce-loop-product__link" href="https://www.hannathailand.com/product/hi733-checker-hc-ammonia-hr/">เครื่องวัดปริมาณแอมโมเนีย ช่วงสูง รุ่น HI733</a> , <a class="woocommerce-LoopProduct-link woocommerce-loop-product__link" href="https://www.hannathailand.com/product/hi7090l/">น้ำยามาตรฐานสำหรับค่าโซเดียม</a> , <a class="woocommerce-LoopProduct-link woocommerce-loop-product__link" href="https://www.hannathailand.com/product/hi7083l/">น้ำยามาตรฐานสอบเทียบ ค่ามาตรฐานความเค็ม</a> , <a class="woocommerce-LoopProduct-link woocommerce-loop-product__link" href="https://www.hannathailand.com/product/hi717-checker-hc-phosphate-hr/">เครื่องวัดปริมาณฟอสเฟต ช่วงสูง รุ่น HI717</a> , <a class="woocommerce-LoopProduct-link woocommerce-loop-product__link" href="https://www.hannathailand.com/product/hi708-checker-hc-nitrite-hr/">เครื่องวัดปริมาณไนไตรท์ ช่วงสูง ในตัวอย่างน้ำ รุ่น HI708</a> , <a class="woocommerce-LoopProduct-link woocommerce-loop-product__link" href="https://www.hannathailand.com/product/hi718-checker-hc-iodine/">เครื่องวัดปริมาณไอโอดีน รุ่น HI718</a> , <a class="woocommerce-LoopProduct-link woocommerce-loop-product__link" href="https://www.hannathailand.com/product/hi707-checker-hc-nitrite-lr/">เครื่องวัดปริมาณไนไตรท์ ช่วงต่ำ รุ่น HI707</a> | https://www.hannathailand.com/wp-content/uploads/2021/07/8-500x500.jpg , https://www.hannathailand.com/wp-content/uploads/2022/06/miniphotometerfurammoniumhoch2418_11-600x600.jpg , https://www.hannathailand.com/wp-content/uploads/2021/07/12-500x500.jpg , https://www.hannathailand.com/wp-content/uploads/2021/07/10-500x500.jpg , https://www.hannathailand.com/wp-content/uploads/2022/06/miniphotometerfurphosphathoch827_11-600x600.jpg , https://www.hannathailand.com/wp-content/uploads/2022/06/miniphotometerfurnitrithoch2420_11-600x600.jpg , https://www.hannathailand.com/wp-content/uploads/2022/06/miniphotometerfuriod829_11-600x600.jpg , https://www.hannathailand.com/wp-content/uploads/2022/06/hi707400-600x600.jpg
168 | HI3818 CTK Carbon Dioxide | ชุดทดสอบเคมี , สินค้าทั้งหมด , แบบไทเทรต | https://www.hannathailand.com/product-category/test-kit/titrate/ | https://www.hannathailand.com/product/hi3818-ctk-carbon-dioxide/ | HI3818 | 1,605.00 |  | <div aria-labelledby="tab-title-additional_information" class="woocommerce-Tabs-panel woocommerce-Tabs-panel--additional_information panel entry-content" id="tab-additional_information" role="tabpanel"> </div> | ชุดทดสอบ HI3818 มาพร้อมกับตัวบ่งชี้ฟีนอล์ฟทาลีน 10 มล., รีเอเจนต์คาร์บอนไดออกไซด์ 120 มล., ถังสอบเทียบ 10 มล., ถังสอบเทียบ 50 มล. และกระบอกฉีดยาสอบเทียบ Carbon dioxide levels can be measured quickly and safely with the HANNA Carbon Dioxide Test Kit. This compact, portable kit allows the user the option of field or laboratory use. The design makes the kit easy to handle and, except for the Carbon Dioxide Reagent, practically prevents accidental injury or damage due to spills. Carbon dioxide (as carbonic acid) in the water sample is neutralized with a dilute sodium-hydroxide solution to a pH of 8.3 using a phenolphthalein indicator. This process converts carbonic acid to sodium bicarbonate: CO2+H2O → H2CO3+NaOH → NaHCO3+H20 Order Information: HI3818 test kit comes with 10 mL phenolphthalein indicator, 120 mL carbon dioxide reagent, 10 mL calibrated vessel, 50 mL calibrated vessel and calibrated syringe. Product Manuals Manual: Download Method Titration Range 0.0-10.0 mg/L 0.0-50.0 mg/L 0-100 mg/L Smallest Increment 0.1 mg/L 0.5 mg/L 1 mg/L Chemical Method Phenolphthalein Number of Tests approx. 110 Weight 460 g | <div aria-labelledby="tab-title-description" class="woocommerce-Tabs-panel woocommerce-Tabs-panel--description panel entry-content active" id="tab-description" role="tabpanel"> <p>ชุดทดสอบ HI3818 มาพร้อมกับตัวบ่งชี้ฟีนอล์ฟทาลีน 10 มล., รีเอเจนต์คาร์บอนไดออกไซด์ 120 มล., ถังสอบเทียบ 10 มล., ถังสอบเทียบ 50 มล. และกระบอกฉีดยาสอบเทียบ</p> <p>Carbon dioxide levels can be measured quickly and safely with the HANNA Carbon Dioxide Test Kit. This compact, portable kit allows the user the option of field or laboratory use. The design makes the kit easy to handle and, except for the Carbon Dioxide Reagent, practically prevents accidental injury or damage due to spills.</p> <p>Carbon dioxide (as carbonic acid) in the water sample is neutralized with a dilute sodium-hydroxide solution to a pH of 8.3 using a phenolphthalein indicator. This process converts carbonic acid to sodium bicarbonate:</p> <p>CO<sub><span style="font-size: small;">2</span></sub>+H<sub><span style="font-size: small;">2</span></sub>O → H<sub><span style="font-size: small;">2</span></sub>CO<sub><span style="font-size: small;">3</span></sub>+NaOH → NaHCO<sub><span style="font-size: small;">3</span></sub>+H<sub><span style="font-size: small;">2</span></sub>0</p> <p> </p> <p><strong>Order Information:</strong><br/> HI3818 test kit comes with 10 mL phenolphthalein indicator, 120 mL carbon dioxide reagent, 10 mL calibrated vessel, 50 mL calibrated vessel and calibrated syringe.</p> <div><strong>Product Manuals</strong></div> <p><img align="absmiddle" alt="" border="0" decoding="async" height="22" loading="lazy" src="http://www.hannainst.com/usa/images/icon-pdf.gif" width="20"/> Manual: <a href="http://www.hannainst.com/manuals/3818.pdf" rel="noopener" target="_blank" title="Download Product Manual">Download</a></p> <table class="spec_table"> <tbody> <tr> <td>Method</td> <td></td> <td>Titration</td> </tr> <tr> <td>Range</td> <td></td> <td>0.0-10.0 mg/L<br/> 0.0-50.0 mg/L<br/> 0-100 mg/L</td> </tr> <tr> <td>Smallest Increment</td> <td></td> <td>0.1 mg/L<br/> 0.5 mg/L<br/> 1 mg/L</td> </tr> <tr> <td>Chemical Method</td> <td></td> <td>Phenolphthalein</td> </tr> <tr> <td>Number of Tests</td> <td></td> <td>approx. 110</td> </tr> <tr> <td>Weight</td> <td></td> <td>460 g</td> </tr> </tbody> </table> <p> </p> </div> | Chemical test kit for the determination of carbon dioxide in the range 0 to 10 mg / l / 0 to 50 mg / l / 0 to 100 mg / l (ppm). | <div class="product-short-description"> <p>Chemical test kit for the determination of carbon dioxide in the range 0 to 10 mg / l / 0 to 50 mg / l / 0 to 100 mg / l (ppm).</p> </div> | https://www.hannathailand.com/wp-content/uploads/2022/06/31gluhj8kul__sl500_aa300_51e05e0aa1ff2.jpg | เครื่องวัดสีในน้ำตัวอย่าง HI727 , เครื่องวัดปริมาณแอมโมเนีย ในน้ำ รุ่น HI715 , เครื่องวัดปริมาณฟอสฟอรัส ช่วงต่ำมาก รุ่น HI736 , น้ำยามาตรฐานสอบเทียบ , เครื่องวัดปริมาณฟอสเฟต ช่วงต่ำ รุ่น HI713 , เครื่องวัดปริมาณคลอรีนอิสระ รุ่น HI701 , เครื่องวัดปริมาณซิลิกา ช่วงต่ำ ในตัวอย่างน้ำ รุ่น HI705 , ซัลไฟด์สารต้านอนุมูลอิสระบัฟเฟอร์ | <a class="woocommerce-LoopProduct-link woocommerce-loop-product__link" href="https://www.hannathailand.com/product/hi727-checker-hc-color-of-water/">เครื่องวัดสีในน้ำตัวอย่าง HI727</a> , <a class="woocommerce-LoopProduct-link woocommerce-loop-product__link" href="https://www.hannathailand.com/product/hi715-checker-hc-ammonia-mr/">เครื่องวัดปริมาณแอมโมเนีย ในน้ำ รุ่น HI715</a> , <a class="woocommerce-LoopProduct-link woocommerce-loop-product__link" href="https://www.hannathailand.com/product/phosphorous-marine/">เครื่องวัดปริมาณฟอสฟอรัส ช่วงต่ำมาก รุ่น HI736</a> , <a class="woocommerce-LoopProduct-link woocommerce-loop-product__link" href="https://www.hannathailand.com/product/hi9828-25/">น้ำยามาตรฐานสอบเทียบ</a> , <a class="woocommerce-LoopProduct-link woocommerce-loop-product__link" href="https://www.hannathailand.com/product/hi713-checker-hc-phosphate-lr/">เครื่องวัดปริมาณฟอสเฟต ช่วงต่ำ รุ่น HI713</a> , <a class="woocommerce-LoopProduct-link woocommerce-loop-product__link" href="https://www.hannathailand.com/product/hi701-checker-hc-free-chlorine/">เครื่องวัดปริมาณคลอรีนอิสระ รุ่น HI701</a> , <a class="woocommerce-LoopProduct-link woocommerce-loop-product__link" href="https://www.hannathailand.com/product/hi705-checker-hc-silica-lr/">เครื่องวัดปริมาณซิลิกา ช่วงต่ำ ในตัวอย่างน้ำ รุ่น HI705</a> , <a class="woocommerce-LoopProduct-link woocommerce-loop-product__link" href="https://www.hannathailand.com/product/hi4015-00/">ซัลไฟด์สารต้านอนุมูลอิสระบัฟเฟอร์</a> | https://www.hannathailand.com/wp-content/uploads/2022/06/miniphotometerfurfarbe843_11-600x600.jpg , https://www.hannathailand.com/wp-content/uploads/2022/06/miniphotometerfurammoniakmittel2416_11-600x600.jpg , https://www.hannathailand.com/wp-content/uploads/2021/12/HI736-600x600.jpg , https://www.hannathailand.com/wp-content/uploads/2021/07/8-500x500.jpg , https://www.hannathailand.com/wp-content/uploads/2022/06/hi713_lg51caffcdce23e-600x600.jpg , https://www.hannathailand.com/wp-content/uploads/2021/11/hi701-500x500.jpg , https://www.hannathailand.com/wp-content/uploads/2022/06/hi705400-600x600.jpg , https://www.hannathailand.com/wp-content/uploads/2021/07/7-500x500.jpg
169 | HI3820 CTK Acidity | ชุดทดสอบเคมี , สินค้าทั้งหมด , แบบไทเทรต | https://www.hannathailand.com/product-category/test-kit/titrate/ | https://www.hannathailand.com/product/hi3820-ctk-acidity/ | HI3820 | 2,782.00 |  | <div aria-labelledby="tab-title-additional_information" class="woocommerce-Tabs-panel woocommerce-Tabs-panel--additional_information panel entry-content" id="tab-additional_information" role="tabpanel"> </div> | ชุดทดสอบ HI820 มาพร้อมกับรีเอเจนต์กำจัดคลอรีน 10 มล., ตัวบ่งชี้โบรโมฟีนอลสีน้ำเงิน, ตัวบ่งชี้ฟีนอลพทาลีน, ไทแทรนต์ความเป็นกรด, ภาชนะสอบเทียบ 10 มล., ภาชนะสอบเทียบ 50 มล. และกระบอกฉีดที่สอบเทียบ With the use of diluted sodium hydroxide as the titrant and bromphenol blue or phenolphthalein indicators, the contribution of strong or organic acids can be determined. The measurement of the strong acid contribution to the sample acidity is known as methyl orange acidity. This is carried out by titrating with sodium hydroxide until the solution turns from yellow to green/blue (pH endpoint about 4.5). The total acidity caused by both mineral and organic acids is determined by titrating to an endpoint pH of 8.3, using phenolphthalein as an indicator. This is known as phenolphthalein inacidity. Order Information: HI820 test kit comes with 10 mL dechlorinating reagent, bromophenol blue indicator, phenolpthalein indicator, acidity titrant, 10 mL calibrated vessel, 50 mL calibrated vessel, and calibrated syringe. Product Manuals Manual: Download Method Titration Range 0-100 mg/L 0-500 mg/L Smallest Increment 1 mg/L 5 mg/L Chemical Method Methyl-orange/Phenolphthalein Number of Tests approx. 110 Weight 910 g | <div aria-labelledby="tab-title-description" class="woocommerce-Tabs-panel woocommerce-Tabs-panel--description panel entry-content active" id="tab-description" role="tabpanel"> <p>ชุดทดสอบ HI820 มาพร้อมกับรีเอเจนต์กำจัดคลอรีน 10 มล., ตัวบ่งชี้โบรโมฟีนอลสีน้ำเงิน, ตัวบ่งชี้ฟีนอลพทาลีน, ไทแทรนต์ความเป็นกรด, ภาชนะสอบเทียบ 10 มล., ภาชนะสอบเทียบ 50 มล. และกระบอกฉีดที่สอบเทียบ</p> <p>With the use of diluted sodium hydroxide as the titrant and bromphenol blue or phenolphthalein indicators, the contribution of strong or organic acids can be determined. The measurement of the strong acid contribution to the sample acidity is known as methyl orange acidity. This is carried out by titrating with sodium hydroxide until the solution turns from yellow to green/blue (pH endpoint about 4.5). The total acidity caused by both mineral and organic acids is determined by titrating to an endpoint pH of 8.3, using phenolphthalein as an indicator. This is known as phenolphthalein inacidity.</p> <p> </p> <p><strong>Order Information:</strong><br/> HI820 test kit comes with 10 mL dechlorinating reagent, bromophenol blue indicator, phenolpthalein indicator, acidity titrant, 10 mL calibrated vessel, 50 mL calibrated vessel, and calibrated syringe.</p> <div><strong>Product Manuals</strong></div> <p><img align="absmiddle" alt="" border="0" decoding="async" height="22" loading="lazy" src="http://www.hannainst.com/usa/images/icon-pdf.gif" width="20"/> Manual: <a href="http://www.hannainst.com/manuals/manHI_3820.pdf" rel="noopener" target="_blank" title="Download Product Manual">Download</a></p> <table class="spec_table"> <tbody> <tr> <td>Method</td> <td></td> <td>Titration</td> </tr> <tr> <td>Range</td> <td></td> <td>0-100 mg/L<br/> 0-500 mg/L</td> </tr> <tr> <td>Smallest Increment</td> <td></td> <td>1 mg/L<br/> 5 mg/L</td> </tr> <tr> <td>Chemical Method</td> <td></td> <td>Methyl-orange/Phenolphthalein</td> </tr> <tr> <td>Number of Tests</td> <td></td> <td>approx. 110</td> </tr> <tr> <td>Weight</td> <td></td> <td>910 g</td> </tr> </tbody> </table> <p> </p> </div> | Chemical test kit for the determination of acidity in the range 0 to 100 mg / l (ppm). No. of Tests: 110 tests | <div class="product-short-description"> <p>Chemical test kit for the determination of acidity in the range 0 to 100 mg / l (ppm).<br/> No. of Tests: 110 tests</p> </div> | https://www.hannathailand.com/wp-content/uploads/2022/06/31gluhj8kul__sl500_aa300_51e05ec0f2e64.jpg | เครื่องวัดปริมาณฟอสฟอรัส ช่วงสูง รุ่น HI706 , เครื่องวัดปริมาณโบรมีน ในตัวอย่างน้ำ รุ่น HI716 , สารละลายมาตรฐานความขุ่น 20 NTU , เครื่องวัดปริมาณแอมโมเนีย ช่วงสูง รุ่น HI733 , เครื่องวัดค่าเหล็ก รุ่น HI721 , น้ำยามาตรฐานสอบเทียบ ค่ามาตรฐานความเค็ม , ซัลไฟด์สารต้านอนุมูลอิสระบัฟเฟอร์ , เครื่องวัดปริมาณซิลิกา ช่วงต่ำ ในตัวอย่างน้ำ รุ่น HI705 | <a class="woocommerce-LoopProduct-link woocommerce-loop-product__link" href="https://www.hannathailand.com/product/hi706-checker-hc-phosphorous-hr/">เครื่องวัดปริมาณฟอสฟอรัส ช่วงสูง รุ่น HI706</a> , <a class="woocommerce-LoopProduct-link woocommerce-loop-product__link" href="https://www.hannathailand.com/product/hi716-checker-hc-bromine/">เครื่องวัดปริมาณโบรมีน ในตัวอย่างน้ำ รุ่น HI716</a> , <a class="woocommerce-LoopProduct-link woocommerce-loop-product__link" href="https://www.hannathailand.com/product/hi93102-20/">สารละลายมาตรฐานความขุ่น 20 NTU</a> , <a class="woocommerce-LoopProduct-link woocommerce-loop-product__link" href="https://www.hannathailand.com/product/hi733-checker-hc-ammonia-hr/">เครื่องวัดปริมาณแอมโมเนีย ช่วงสูง รุ่น HI733</a> , <a class="woocommerce-LoopProduct-link woocommerce-loop-product__link" href="https://www.hannathailand.com/product/hi721-checker-hc-iron/">เครื่องวัดค่าเหล็ก รุ่น HI721</a> , <a class="woocommerce-LoopProduct-link woocommerce-loop-product__link" href="https://www.hannathailand.com/product/hi7080l/">น้ำยามาตรฐานสอบเทียบ ค่ามาตรฐานความเค็ม</a> , <a class="woocommerce-LoopProduct-link woocommerce-loop-product__link" href="https://www.hannathailand.com/product/hi4015-00/">ซัลไฟด์สารต้านอนุมูลอิสระบัฟเฟอร์</a> , <a class="woocommerce-LoopProduct-link woocommerce-loop-product__link" href="https://www.hannathailand.com/product/hi705-checker-hc-silica-lr/">เครื่องวัดปริมาณซิลิกา ช่วงต่ำ ในตัวอย่างน้ำ รุ่น HI705</a> | https://www.hannathailand.com/wp-content/uploads/2022/06/hi706_400-600x600.jpg , https://www.hannathailand.com/wp-content/uploads/2022/06/miniphotometerfurfreiesgesamtchlor704_11-600x600.jpg , https://www.hannathailand.com/wp-content/uploads/2021/07/9-500x500.jpg , https://www.hannathailand.com/wp-content/uploads/2022/06/miniphotometerfurammoniumhoch2418_11-600x600.jpg , https://www.hannathailand.com/wp-content/uploads/2022/06/miniphotometerfureisen832_11-600x600.jpg , https://www.hannathailand.com/wp-content/uploads/2021/07/11-500x500.jpg , https://www.hannathailand.com/wp-content/uploads/2021/07/7-500x500.jpg , https://www.hannathailand.com/wp-content/uploads/2022/06/hi705400-600x600.jpg
170 | HI3820-100 – Reagents for CTK Acidity | ชุดทดสอบเคมี , สินค้าทั้งหมด , แบบไทเทรต | https://www.hannathailand.com/product-category/test-kit/titrate/ | https://www.hannathailand.com/product/hi3820-100-reagents-for-ctk-acidity/ | HI3820-100 | 2,514.50 |  | <div aria-labelledby="tab-title-additional_information" class="woocommerce-Tabs-panel woocommerce-Tabs-panel--additional_information panel entry-content" id="tab-additional_information" role="tabpanel"> </div> | Reagent kit for HI 3820 (100 tests) | <div aria-labelledby="tab-title-description" class="woocommerce-Tabs-panel woocommerce-Tabs-panel--description panel entry-content active" id="tab-description" role="tabpanel"> <p><span class="hps">Reagent</span> <span class="hps">kit</span> <span class="hps">for</span> <span class="hps">HI</span> <span class="hps">3820 (100</span> <span class="hps">tests)</span></p> </div> | Reagent kit for HI 3820 (100 tests) | <div class="product-short-description"> <p>Reagent kit for HI 3820 (100 tests)</p> </div> | https://www.hannathailand.com/wp-content/uploads/2022/06/31gluhj8kul__sl500_aa300_51e29ee746c1b.jpg | เครื่องวัดปริมาณนิกเกิล ช่วงสูง รุ่น HI726 , เครื่องวัดค่าเหล็ก รุ่น HI721 , เครื่องวัดปริมาณฟอสฟอรัส ช่วงสูง รุ่น HI706 , เครื่องวัดปริมาณฟอสเฟต ช่วงต่ำ รุ่น HI713 , สารละลายมาตรฐานความขุ่น 20 NTU , เครื่องวัดปริมาณไนไตรท์ ช่วงต่ำ รุ่น HI707 , น้ำยามาตรฐานสอบเทียบ ค่ามาตรฐานความเค็ม , เครื่องวัดปริมาณฟอสเฟต ช่วงสูง รุ่น HI717 | <a class="woocommerce-LoopProduct-link woocommerce-loop-product__link" href="https://www.hannathailand.com/product/hi726-checker-hc-nickel-hr/">เครื่องวัดปริมาณนิกเกิล ช่วงสูง รุ่น HI726</a> , <a class="woocommerce-LoopProduct-link woocommerce-loop-product__link" href="https://www.hannathailand.com/product/hi721-checker-hc-iron/">เครื่องวัดค่าเหล็ก รุ่น HI721</a> , <a class="woocommerce-LoopProduct-link woocommerce-loop-product__link" href="https://www.hannathailand.com/product/hi706-checker-hc-phosphorous-hr/">เครื่องวัดปริมาณฟอสฟอรัส ช่วงสูง รุ่น HI706</a> , <a class="woocommerce-LoopProduct-link woocommerce-loop-product__link" href="https://www.hannathailand.com/product/hi713-checker-hc-phosphate-lr/">เครื่องวัดปริมาณฟอสเฟต ช่วงต่ำ รุ่น HI713</a> , <a class="woocommerce-LoopProduct-link woocommerce-loop-product__link" href="https://www.hannathailand.com/product/hi93102-20/">สารละลายมาตรฐานความขุ่น 20 NTU</a> , <a class="woocommerce-LoopProduct-link woocommerce-loop-product__link" href="https://www.hannathailand.com/product/hi707-checker-hc-nitrite-lr/">เครื่องวัดปริมาณไนไตรท์ ช่วงต่ำ รุ่น HI707</a> , <a class="woocommerce-LoopProduct-link woocommerce-loop-product__link" href="https://www.hannathailand.com/product/hi7083l/">น้ำยามาตรฐานสอบเทียบ ค่ามาตรฐานความเค็ม</a> , <a class="woocommerce-LoopProduct-link woocommerce-loop-product__link" href="https://www.hannathailand.com/product/hi717-checker-hc-phosphate-hr/">เครื่องวัดปริมาณฟอสเฟต ช่วงสูง รุ่น HI717</a> | https://www.hannathailand.com/wp-content/uploads/2022/06/miniphotometerfurnickelhoch841_11-600x600.jpg , https://www.hannathailand.com/wp-content/uploads/2022/06/miniphotometerfureisen832_11-600x600.jpg , https://www.hannathailand.com/wp-content/uploads/2022/06/hi706_400-600x600.jpg , https://www.hannathailand.com/wp-content/uploads/2022/06/hi713_lg51caffcdce23e-600x600.jpg , https://www.hannathailand.com/wp-content/uploads/2021/07/9-500x500.jpg , https://www.hannathailand.com/wp-content/uploads/2022/06/hi707400-600x600.jpg , https://www.hannathailand.com/wp-content/uploads/2021/07/10-500x500.jpg , https://www.hannathailand.com/wp-content/uploads/2022/06/miniphotometerfurphosphathoch827_11-600x600.jpg
171 | HI3821 CTK Cooling Tower & Boiler Combination Test Kit | ชุดทดสอบเคมี , สินค้าทั้งหมด , แบบจานเทียบสี , แบบเทียบสี , แบบไทเทรต | https://www.hannathailand.com/product-category/test-kit/titrate/ | https://www.hannathailand.com/product/hi3821-ctk-cooling-tower-boiler-combination-test-kit/ | HI3821 | 22,470.00 |  | <div aria-labelledby="tab-title-additional_information" class="woocommerce-Tabs-panel woocommerce-Tabs-panel--additional_information panel entry-content" id="tab-additional_information" role="tabpanel"> </div> | Boilers can be complicated systems to maintain. It seems easy enough that water heats to steam, and that steam provides power. For such a seemingly simplistic operation, care and maintenance can be anything but simple. Proper boiler treatment can prevent or correct a multitude of hazardous and costly situations. HANNA‘s HI 3821 combination test kit includes all the necessary reagents to test these parameters. The kit allows you to perform over 100 tests for each parameter (50 for phosphate). All reagent bottles are numerically labeled for ease of operation and will allow you to avoid mistakes. Order Information: HI 3821 test kit includes all of the necessary reagents and accessories to perform over 100 tests for every parameter, for the exception of phosphate which includes reagents for 50 tests each, hard carrying case and instructions. Specification : Dimensions 440 x 330 x 100 mm (17.3 x 13.0 x 3.9″) Weight 2.5 kg (5.5 lb.) Multi Parameter Chemical Test Kit Specifications Parameter Range Method Smallest Increment Chemical Method Number Of Test Alkalinity 0-100 mg/L 0-300 mg/L Titration 1 mg/L 3 mg/L Phenolphthalein/Bromphenol blue approx. 110 Chloride 0-100 mg/L 0-1000 mg/L Titration 1 mg/L 10 mg/L Mercuric Nitrate approx. 110 Hardness 0.0-30.0 mg/L 0-300 mg/L Titration 0.3 mg/L 3 mg/L EDTA approx. 100 Oxygen, Dissolved 0.0-10.0 mg/L Titration 0.1 mg/L ModifiedWinkler approx. 110 Phosphate 0-5 mg/L Colorimetric 1 mg/L Ascorbic Acid approx. 100 Sulfite 0.0-20.0 mg/L 0-200mg/L Titration 0.2 mg/L 2 mg/L Iodometric approx. 110 | <div aria-labelledby="tab-title-description" class="woocommerce-Tabs-panel woocommerce-Tabs-panel--description panel entry-content active" id="tab-description" role="tabpanel"> <p>Boilers can be complicated systems to maintain. It seems easy enough that water heats to steam, and that steam provides power. For such a seemingly simplistic operation, care and maintenance can be anything but simple. Proper boiler treatment can prevent or correct a multitude of hazardous and costly situations.</p> <p>HANNA‘s HI 3821 combination test kit includes all the necessary reagents to test these parameters. The kit allows you to perform over 100 tests for each parameter (50 for phosphate). All reagent bottles are numerically labeled for ease of operation and will allow you to avoid mistakes.</p> <p> </p> <p><strong>Order Information:</strong><br/> HI 3821 test kit includes all of the necessary reagents and accessories to perform over 100 tests for every parameter, for the exception of phosphate which includes reagents for 50 tests each, hard carrying case and instructions.</p> <p><strong>Specification :</strong></p> <table class="spec_table"> <tbody> <tr> <td><span style="font-size: x-small;">Dimensions</span></td> <td><span style="font-size: x-small;"> </span></td> <td><span style="font-size: x-small;">440 x 330 x 100 mm (17.3 x 13.0 x 3.9″)</span></td> </tr> <tr> <td><span style="font-size: x-small;">Weight</span></td> <td><span style="font-size: x-small;"> </span></td> <td><span style="font-size: x-small;">2.5 kg (5.5 lb.)</span></td> </tr> </tbody> </table> <p><strong>Multi Parameter Chemical Test Kit Specifications</strong></p> <table> <tbody> <tr align="left"> <th><span style="font-size: x-small;">Parameter</span></th> <th><span style="font-size: x-small;">Range</span></th> <th><span style="font-size: x-small;">Method</span></th> <th><span style="font-size: x-small;">Smallest Increment</span></th> <th><span style="font-size: x-small;">Chemical Method</span></th> <th><span style="font-size: x-small;">Number Of Test</span></th> </tr> <tr align="left"> <td><span style="font-size: x-small;">Alkalinity</span></td> <td><span style="font-size: x-small;"><small>0-100 mg/L<br/> 0-300 mg/L</small></span></td> <td><span style="font-size: x-small;"><small>Titration</small></span></td> <td><span style="font-size: x-small;"><small>1 mg/L<br/> 3 mg/L</small></span></td> <td><span style="font-size: x-small;"><small>Phenolphthalein/<br/>Bromphenol blue</small></span></td> <td><span style="font-size: x-small;"><small>approx. 110</small></span></td> </tr> <tr align="left"> <td><span style="font-size: x-small;">Chloride</span></td> <td><span style="font-size: x-small;"><small>0-100 mg/L 0-1000 mg/L</small></span></td> <td><span style="font-size: x-small;"><small>Titration</small></span></td> <td><span style="font-size: x-small;"><small>1 mg/L<br/> 10 mg/L</small></span></td> <td><span style="font-size: x-small;"><small>Mercuric Nitrate</small></span></td> <td><span style="font-size: x-small;"><small>approx. 110</small></span></td> </tr> <tr align="left"> <td><span style="font-size: x-small;">Hardness</span></td> <td><span style="font-size: x-small;"><small>0.0-30.0 mg/L<br/> 0-300 mg/L</small></span></td> <td><span style="font-size: x-small;"><small>Titration</small></span></td> <td><span style="font-size: x-small;"><small>0.3 mg/L<br/> 3 mg/L</small></span></td> <td><span style="font-size: x-small;"><small>EDTA</small></span></td> <td><span style="font-size: x-small;"><small>approx. 100</small></span></td> </tr> <tr align="left"> <td><span style="font-size: x-small;">Oxygen, Dissolved</span></td> <td><span style="font-size: x-small;"><small>0.0-10.0 mg/L</small></span></td> <td><span style="font-size: x-small;"><small>Titration</small></span></td> <td><span style="font-size: x-small;"><small>0.1 mg/L</small></span></td> <td><span style="font-size: x-small;"><small>Modified<br/>Winkler</small></span></td> <td><span style="font-size: x-small;"><small>approx. 110</small></span></td> </tr> <tr align="left"> <td><span style="font-size: x-small;">Phosphate</span></td> <td><span style="font-size: x-small;"><small>0-5 mg/L</small></span></td> <td><span style="font-size: x-small;"><small>Colorimetric</small></span></td> <td><span style="font-size: x-small;"><small>1 mg/L</small></span></td> <td><span style="font-size: x-small;"><small>Ascorbic Acid</small></span></td> <td><span style="font-size: x-small;"><small>approx. 100</small></span></td> </tr> <tr align="left"> <td><span style="font-size: x-small;">Sulfite</span></td> <td><span style="font-size: x-small;"><small>0.0-20.0 mg/L<br/> 0-200mg/L</small></span></td> <td><span style="font-size: x-small;"><small>Titration</small></span></td> <td><span style="font-size: x-small;"><small>0.2 mg/L<br/> 2 mg/L</small></span></td> <td><span style="font-size: x-small;"><small>Iodometric</small></span></td> <td><span style="font-size: x-small;"><small>approx. 110</small></span></td> </tr> </tbody> </table> <p> </p> </div> | HANNA‘s HI 3821 combination test kit includes all the necessary reagents to test these parameters. The kit allows you to perform over 100 tests for each parameter (50 for phosphate). All reagent bottles are numerically labeled for ease of operation and will allow you to avoid mistakes. | <div class="product-short-description"> <p>HANNA‘s HI 3821 combination test kit includes all the necessary reagents to test these parameters. The kit allows you to perform over 100 tests for each parameter (50 for phosphate). All reagent bottles are numerically labeled for ease of operation and will allow you to avoid mistakes.</p> </div> | https://www.hannathailand.com/wp-content/uploads/2022/06/31gluhj8kul__sl500_aa300_51e3b2789f130.jpg | เซ็นเซอร์วัดออกซิเจนในน้ำสำหรับ HI9829 มัลติพารามิเตอร์ , เครื่องวัดปริมาณแอมโมเนีย ในน้ำ รุ่น HI715 , เครื่องวัดปริมาณนิกเกิล ช่วงสูง รุ่น HI726 , เครื่องวัดสีในน้ำตัวอย่าง HI727 , น้ำยามาตรฐานสำหรับค่าโซเดียม , เครื่องวัดปริมาณฟอสฟอรัส ช่วงต่ำมาก รุ่น HI736 , เครื่องวัดปริมาณแอมโมเนีย ช่วงต่ำ รุ่น HI700 , เครื่องควบคุมค่าความนำไฟฟ้า | <a class="woocommerce-LoopProduct-link woocommerce-loop-product__link" href="https://www.hannathailand.com/product/hi7609829-2/">เซ็นเซอร์วัดออกซิเจนในน้ำสำหรับ HI9829 มัลติพารามิเตอร์</a> , <a class="woocommerce-LoopProduct-link woocommerce-loop-product__link" href="https://www.hannathailand.com/product/hi715-checker-hc-ammonia-mr/">เครื่องวัดปริมาณแอมโมเนีย ในน้ำ รุ่น HI715</a> , <a class="woocommerce-LoopProduct-link woocommerce-loop-product__link" href="https://www.hannathailand.com/product/hi726-checker-hc-nickel-hr/">เครื่องวัดปริมาณนิกเกิล ช่วงสูง รุ่น HI726</a> , <a class="woocommerce-LoopProduct-link woocommerce-loop-product__link" href="https://www.hannathailand.com/product/hi727-checker-hc-color-of-water/">เครื่องวัดสีในน้ำตัวอย่าง HI727</a> , <a class="woocommerce-LoopProduct-link woocommerce-loop-product__link" href="https://www.hannathailand.com/product/hi7090l/">น้ำยามาตรฐานสำหรับค่าโซเดียม</a> , <a class="woocommerce-LoopProduct-link woocommerce-loop-product__link" href="https://www.hannathailand.com/product/phosphorous-marine/">เครื่องวัดปริมาณฟอสฟอรัส ช่วงต่ำมาก รุ่น HI736</a> , <a class="woocommerce-LoopProduct-link woocommerce-loop-product__link" href="https://www.hannathailand.com/product/hi700-checker-hc-ammonia-lr/">เครื่องวัดปริมาณแอมโมเนีย ช่วงต่ำ รุ่น HI700</a> , <a class="woocommerce-LoopProduct-link woocommerce-loop-product__link" href="https://www.hannathailand.com/product/hi8931cn/">เครื่องควบคุมค่าความนำไฟฟ้า</a> | https://www.hannathailand.com/wp-content/uploads/2021/07/5-500x500.jpg , https://www.hannathailand.com/wp-content/uploads/2022/06/miniphotometerfurammoniakmittel2416_11-600x600.jpg , https://www.hannathailand.com/wp-content/uploads/2022/06/miniphotometerfurnickelhoch841_11-600x600.jpg , https://www.hannathailand.com/wp-content/uploads/2022/06/miniphotometerfurfarbe843_11-600x600.jpg , https://www.hannathailand.com/wp-content/uploads/2021/07/12-500x500.jpg , https://www.hannathailand.com/wp-content/uploads/2021/12/HI736-600x600.jpg , https://www.hannathailand.com/wp-content/uploads/2022/06/hi700_400pxl-600x600.jpg , https://www.hannathailand.com/wp-content/uploads/2021/07/2-500x500.jpg
172 | HI3822 CTK Sulfite | ชุดทดสอบเคมี , สินค้าทั้งหมด , แบบไทเทรต | https://www.hannathailand.com/product-category/test-kit/titrate/ | https://www.hannathailand.com/product/hi3822-ctk-sulfite/ | HI3822 | 5,136.00 |  | <div aria-labelledby="tab-title-additional_information" class="woocommerce-Tabs-panel woocommerce-Tabs-panel--additional_information panel entry-content" id="tab-additional_information" role="tabpanel"> </div> | ชุดทดสอบ HI3822 มาพร้อมกับสารละลายกรดซัลโฟมิก 30 มล., รีเอเจนต์ EDTA 30 มล., สารละลายกรดซัลฟิวริก 15 มล., อินดิเคเตอร์แป้ง 10 มล., สารละลายไทแทรนต์ 120 มล., ภาชนะสอบเทียบ 20 มล., ภาชนะสอบเทียบ 50 มล. และกระบอกฉีดยาพร้อมปลายที่สอบเทียบแล้ว The HANNA sulfite test kit makes monitoring easy, quick and safe. The compact size gives the user the versatility to use the kit practically anywhere. The design of the kit makes it practically impossible to spill the reagents, thereby reducing the possibility of injury or damage to property. The method used is an iodometric method. Iodide ions react with iodate ions in the presence of sulfuric acid to form iodine. The sulfite present in the water sample then reduces the iodine back to iodide. An excess of iodate ions will generate additional iodine, which will form a blue complex with starch. This color change determines the end point of this titration. Order Information: HI3822 test kit comes with 30 mL sulfamic acid solution, 30 mL EDTA reagent, 15 mL sulfuric acid solution, 10 mL starch indicator, 120 mL titrant solution, 20 mL calibrated vessel, 50 mL calibrated vessel and calibrated syringe with tip. Product Manuals Manual: Download Specification : Method Titration Range 0.0-20.0 mg/L 0-200 mg/L Smallest Increment 0.2 mg/L 2 mg/L Chemical Method Iodometric Number of Tests approx. 110 Weight 910 g | <div aria-labelledby="tab-title-description" class="woocommerce-Tabs-panel woocommerce-Tabs-panel--description panel entry-content active" id="tab-description" role="tabpanel"> <p>ชุดทดสอบ HI3822 มาพร้อมกับสารละลายกรดซัลโฟมิก 30 มล., รีเอเจนต์ EDTA 30 มล., สารละลายกรดซัลฟิวริก 15 มล., อินดิเคเตอร์แป้ง 10 มล., สารละลายไทแทรนต์ 120 มล., ภาชนะสอบเทียบ 20 มล., ภาชนะสอบเทียบ 50 มล. และกระบอกฉีดยาพร้อมปลายที่สอบเทียบแล้ว</p> <p>The HANNA sulfite test kit makes monitoring easy, quick and safe. The compact size gives the user the versatility to use the kit practically anywhere. The design of the kit makes it practically impossible to spill the reagents, thereby reducing the possibility of injury or damage to property.</p> <p>The method used is an iodometric method. Iodide ions react with iodate ions in the presence of sulfuric acid to form iodine.</p> <p>The sulfite present in the water sample then reduces the iodine back to iodide.</p> <p>An excess of iodate ions will generate additional iodine, which will form a blue complex with starch. This color change determines the end point of this titration.</p> <p> </p> <p><strong>Order Information:</strong><br/> HI3822 test kit comes with 30 mL sulfamic acid solution, 30 mL EDTA reagent, 15 mL sulfuric acid solution, 10 mL starch indicator, 120 mL titrant solution, 20 mL calibrated vessel, 50 mL calibrated vessel and calibrated syringe with tip.</p> <div><strong>Product Manuals</strong></div> <p><img align="absmiddle" alt="" border="0" decoding="async" height="22" loading="lazy" src="http://www.hannainst.com/usa/images/icon-pdf.gif" width="20"/> Manual: <a href="http://www.hannainst.com/manuals/3822.pdf" rel="noopener" target="_blank" title="Download Product Manual">Download</a></p> <p><strong>Specification :</strong></p> <table class="spec_table"> <tbody> <tr> <td>Method</td> <td></td> <td>Titration</td> </tr> <tr> <td>Range</td> <td></td> <td>0.0-20.0 mg/L<br/> 0-200 mg/L</td> </tr> <tr> <td>Smallest Increment</td> <td></td> <td>0.2 mg/L<br/> 2 mg/L</td> </tr> <tr> <td>Chemical Method</td> <td></td> <td>Iodometric</td> </tr> <tr> <td>Number of Tests</td> <td></td> <td>approx. 110</td> </tr> <tr> <td>Weight</td> <td></td> <td>910 g</td> </tr> </tbody> </table> <p> </p> </div> | A test kit for the determination of chemical sulphite in the range 0 to 20 mg / l / 0 to 200 mg / l (ppm). 110 tests | <div class="product-short-description"> <p>A test kit for the determination of chemical sulphite in the range 0 to 20 mg / l / 0 to 200 mg / l (ppm).<br/> 110 tests</p> </div> | https://www.hannathailand.com/wp-content/uploads/2022/06/31gluhj8kul__sl500_aa300_51e05f9dabc85.jpg | เครื่องวัดปริมาณซิลิกา ช่วงต่ำ ในตัวอย่างน้ำ รุ่น HI705 , น้ำยามาตรฐานสำหรับค่าโซเดียม , เครื่องวัดปริมาณไนไตรท์ ช่วงสูง ในตัวอย่างน้ำ รุ่น HI708 , เครื่องควบคุมค่าความนำไฟฟ้า , เครื่องวัดปริมาณฟอสเฟต ช่วงต่ำ รุ่น HI713 , น้ำยามาตรฐานสอบเทียบ ค่ามาตรฐานความเค็ม , เครื่องวัดคลอรีน , เครื่องวัดปริมาณโครเมี่ยม ช่วงสูง รุ่น HI723 | <a class="woocommerce-LoopProduct-link woocommerce-loop-product__link" href="https://www.hannathailand.com/product/hi705-checker-hc-silica-lr/">เครื่องวัดปริมาณซิลิกา ช่วงต่ำ ในตัวอย่างน้ำ รุ่น HI705</a> , <a class="woocommerce-LoopProduct-link woocommerce-loop-product__link" href="https://www.hannathailand.com/product/hi7090l/">น้ำยามาตรฐานสำหรับค่าโซเดียม</a> , <a class="woocommerce-LoopProduct-link woocommerce-loop-product__link" href="https://www.hannathailand.com/product/hi708-checker-hc-nitrite-hr/">เครื่องวัดปริมาณไนไตรท์ ช่วงสูง ในตัวอย่างน้ำ รุ่น HI708</a> , <a class="woocommerce-LoopProduct-link woocommerce-loop-product__link" href="https://www.hannathailand.com/product/hi8931cn/">เครื่องควบคุมค่าความนำไฟฟ้า</a> , <a class="woocommerce-LoopProduct-link woocommerce-loop-product__link" href="https://www.hannathailand.com/product/hi713-checker-hc-phosphate-lr/">เครื่องวัดปริมาณฟอสเฟต ช่วงต่ำ รุ่น HI713</a> , <a class="woocommerce-LoopProduct-link woocommerce-loop-product__link" href="https://www.hannathailand.com/product/hi7080l/">น้ำยามาตรฐานสอบเทียบ ค่ามาตรฐานความเค็ม</a> , <a class="woocommerce-LoopProduct-link woocommerce-loop-product__link" href="https://www.hannathailand.com/product/free-chlorine/">เครื่องวัดคลอรีน</a> , <a class="woocommerce-LoopProduct-link woocommerce-loop-product__link" href="https://www.hannathailand.com/product/hi723-checker-hc-chromium-vi-hr/">เครื่องวัดปริมาณโครเมี่ยม ช่วงสูง รุ่น HI723</a> | https://www.hannathailand.com/wp-content/uploads/2022/06/hi705400-600x600.jpg , https://www.hannathailand.com/wp-content/uploads/2021/07/12-500x500.jpg , https://www.hannathailand.com/wp-content/uploads/2022/06/miniphotometerfurnitrithoch2420_11-600x600.jpg , https://www.hannathailand.com/wp-content/uploads/2021/07/2-500x500.jpg , https://www.hannathailand.com/wp-content/uploads/2022/06/hi713_lg51caffcdce23e-600x600.jpg , https://www.hannathailand.com/wp-content/uploads/2021/07/11-500x500.jpg , https://www.hannathailand.com/wp-content/uploads/2021/07/1-500x500.jpg , https://www.hannathailand.com/wp-content/uploads/2022/06/miniphotometerfurchromvihoch839_11-600x600.jpg
173 | HI3822-100 – Reagents for CTK Sulfite | ชุดทดสอบเคมี , สินค้าทั้งหมด , แบบไทเทรต | https://www.hannathailand.com/product-category/test-kit/titrate/ | https://www.hannathailand.com/product/hi3822-100-reagents-for-ctk-sulfite/ | HI3822-100 | 2,782.00 |  | <div aria-labelledby="tab-title-additional_information" class="woocommerce-Tabs-panel woocommerce-Tabs-panel--additional_information panel entry-content" id="tab-additional_information" role="tabpanel"> </div> | Reagent kit for HI 3822 (100 tests) | <div aria-labelledby="tab-title-description" class="woocommerce-Tabs-panel woocommerce-Tabs-panel--description panel entry-content active" id="tab-description" role="tabpanel"> <p><span class="hps">Reagent</span> <span class="hps">kit</span> <span class="hps">for</span> <span class="hps">HI</span> <span class="hps">3822 (100</span> <span class="hps">tests)</span></p> </div> | Reagent kit for HI 3822 (100 tests) | <div class="product-short-description"> <p>Reagent kit for HI 3822 (100 tests)</p> </div> | https://www.hannathailand.com/wp-content/uploads/2022/06/31gluhj8kul__sl500_aa300_51e29f35a88f0.jpg | น้ำยามาตรฐานสำหรับค่าโซเดียม , เครื่องวัดปริมาณฟอสเฟต ช่วงสูง รุ่น HI717 , เครื่องวัดปริมาณคลอรีนรวม รุ่น HI711 , เครื่องวัดปริมาณแอมโมเนีย ในน้ำ รุ่น HI715 , เครื่องวัดปริมาณไนไตรท์ ช่วงสูง ในตัวอย่างน้ำ รุ่น HI708 , น้ำยามาตรฐานสอบเทียบ ค่ามาตรฐานความเค็ม , เครื่องวัดปริมาณโบรมีน ในตัวอย่างน้ำ รุ่น HI716 , เครื่องวัดค่าเหล็ก รุ่น HI721 | <a class="woocommerce-LoopProduct-link woocommerce-loop-product__link" href="https://www.hannathailand.com/product/hi7090l/">น้ำยามาตรฐานสำหรับค่าโซเดียม</a> , <a class="woocommerce-LoopProduct-link woocommerce-loop-product__link" href="https://www.hannathailand.com/product/hi717-checker-hc-phosphate-hr/">เครื่องวัดปริมาณฟอสเฟต ช่วงสูง รุ่น HI717</a> , <a class="woocommerce-LoopProduct-link woocommerce-loop-product__link" href="https://www.hannathailand.com/product/hi711-checker-hc-total-chlorine/">เครื่องวัดปริมาณคลอรีนรวม รุ่น HI711</a> , <a class="woocommerce-LoopProduct-link woocommerce-loop-product__link" href="https://www.hannathailand.com/product/hi715-checker-hc-ammonia-mr/">เครื่องวัดปริมาณแอมโมเนีย ในน้ำ รุ่น HI715</a> , <a class="woocommerce-LoopProduct-link woocommerce-loop-product__link" href="https://www.hannathailand.com/product/hi708-checker-hc-nitrite-hr/">เครื่องวัดปริมาณไนไตรท์ ช่วงสูง ในตัวอย่างน้ำ รุ่น HI708</a> , <a class="woocommerce-LoopProduct-link woocommerce-loop-product__link" href="https://www.hannathailand.com/product/hi7080l/">น้ำยามาตรฐานสอบเทียบ ค่ามาตรฐานความเค็ม</a> , <a class="woocommerce-LoopProduct-link woocommerce-loop-product__link" href="https://www.hannathailand.com/product/hi716-checker-hc-bromine/">เครื่องวัดปริมาณโบรมีน ในตัวอย่างน้ำ รุ่น HI716</a> , <a class="woocommerce-LoopProduct-link woocommerce-loop-product__link" href="https://www.hannathailand.com/product/hi721-checker-hc-iron/">เครื่องวัดค่าเหล็ก รุ่น HI721</a> | https://www.hannathailand.com/wp-content/uploads/2021/07/12-500x500.jpg , https://www.hannathailand.com/wp-content/uploads/2022/06/miniphotometerfurphosphathoch827_11-600x600.jpg , https://www.hannathailand.com/wp-content/uploads/2022/06/hi711_lg-600x600.jpg , https://www.hannathailand.com/wp-content/uploads/2022/06/miniphotometerfurammoniakmittel2416_11-600x600.jpg , https://www.hannathailand.com/wp-content/uploads/2022/06/miniphotometerfurnitrithoch2420_11-600x600.jpg , https://www.hannathailand.com/wp-content/uploads/2021/07/11-500x500.jpg , https://www.hannathailand.com/wp-content/uploads/2022/06/miniphotometerfurfreiesgesamtchlor704_11-600x600.jpg , https://www.hannathailand.com/wp-content/uploads/2022/06/miniphotometerfureisen832_11-600x600.jpg
174 | HI3823 CTK Aquaculture Test Kit | ชุดทดสอบเคมี , สินค้าทั้งหมด , แบบจานเทียบสี , แบบเทียบสี , แบบไทเทรต | https://www.hannathailand.com/product-category/test-kit/titrate/ | https://www.hannathailand.com/product/hi3823-ctk-aquaculture-test-kit/ | HI3823 | 18,190.00 |  | <div aria-labelledby="tab-title-additional_information" class="woocommerce-Tabs-panel woocommerce-Tabs-panel--additional_information panel entry-content" id="tab-additional_information" role="tabpanel"> </div> | HI 3823 provides users with the most important test parameters for aquaculture applications: alkalinity, carbon dioxide, dissolved oxygen, hardness, pH and salinity. Each of these parameters plays a critical role in the delicate balance of the aquatic environment: alkalinity acts as a stabilizer for pH; carbon dioxide must be monitored because of its toxic effects on fish (every species can tolerate different levels of CO2); oxygen levels affect fish respiration and incorrect concentrations can slow down their growth rate; hardness is monitored because it diminishes the toxicity level of ammonia; pH also is measured to determine the toxicity level of the water; salinity is important because of its relation to dissolved oxygen. Order Information: HI 3823 test kit includes all reagents necessary to perform over 100 tests for each parameter, electronic pH tester, rigid carrying case, all needed accessories for tests and instruction manuals. Specification : Dimensions 440 x 330 x 100 mm (17.3 x 13.0 x 3.9″) Weight 2.3 kg (5.1 lb.) Multi Parameter Chemical Test Kit Specifications Parameter Range Method Smallest Increment Chemical Method Number Of Test Alkalinity 0-100 mg/L 0-300 mg/L Titration 1 mg/L 3 mg/L Phenolphthalein/Bromphenol blue approx. 110 Carbon Dioxide 0.0-10.0 mg/L 0.0-50.0 mg/L 0-100 mg/L Titration 0.1 mg/L0.5 mg/L1 mg/L Phenolphthalein approx. 110 Hardness 0.0-30.0 mg/L0-300 mg/L Titration 0.3 mg/L 3 mg/L EDTA approx. 100 Oxygen, Dissolved 0.0-10.0 mg/L Titration 0.1 mg/L Modified Winkler approx. 110 pH 0.0-14.0 pH Electronic pH Tester 0.1 pH N/A life of meter Salinity 0-40 g/kg Titration 0.4 g/kg Mercuric Nitrate approx. 110 | <div aria-labelledby="tab-title-description" class="woocommerce-Tabs-panel woocommerce-Tabs-panel--description panel entry-content active" id="tab-description" role="tabpanel"> <p>HI 3823 provides users with the most important test parameters for aquaculture applications: alkalinity, carbon dioxide, dissolved oxygen, hardness, pH and salinity.</p> <p>Each of these parameters plays a critical role in the delicate balance of the aquatic environment: alkalinity acts as a stabilizer for pH; carbon dioxide must be monitored because of its toxic effects on fish (every species can tolerate different levels of CO<sub><span style="font-size: small;">2</span></sub>); oxygen levels affect fish respiration and incorrect concentrations can slow down their growth rate; hardness is monitored because it diminishes the toxicity level of ammonia; pH also is measured to determine the toxicity level of the water; salinity is important because of its relation to dissolved oxygen.</p> <p> </p> <p><strong>Order Information:</strong><br/> HI 3823 test kit includes all reagents necessary to perform over 100 tests for each parameter, electronic pH tester, rigid carrying case, all needed accessories for tests and instruction manuals.</p> <p><strong>Specification :</strong></p> <table class="spec_table"> <tbody> <tr> <td><span style="font-size: x-small;">Dimensions</span></td> <td><span style="font-size: x-small;"> </span></td> <td><span style="font-size: x-small;">440 x 330 x 100 mm (17.3 x 13.0 x 3.9″)</span></td> </tr> <tr> <td><span style="font-size: x-small;">Weight</span></td> <td><span style="font-size: x-small;"> </span></td> <td><span style="font-size: x-small;">2.3 kg (5.1 lb.)</span></td> </tr> </tbody> </table> <p><strong>Multi Parameter Chemical Test Kit Specifications</strong></p> <table> <tbody> <tr align="left"> <th><span style="font-size: x-small;">Parameter</span></th> <th><span style="font-size: x-small;">Range</span></th> <th><span style="font-size: x-small;">Method</span></th> <th><span style="font-size: x-small;">Smallest Increment</span></th> <th><span style="font-size: x-small;">Chemical Method</span></th> <th><span style="font-size: x-small;">Number Of Test</span></th> </tr> <tr align="left"> <td><span style="font-size: x-small;">Alkalinity</span></td> <td><span style="font-size: x-small;"><small>0-100 mg/L<br/> 0-300 mg/L</small></span></td> <td><span style="font-size: x-small;"><small>Titration</small></span></td> <td><span style="font-size: x-small;"><small>1 mg/L<br/> 3 mg/L</small></span></td> <td><span style="font-size: x-small;"><small>Phenolphthalein/<br/>Bromphenol blue</small></span></td> <td><span style="font-size: x-small;"><small>approx. 110</small></span></td> </tr> <tr align="left"> <td><span style="font-size: x-small;">Carbon Dioxide</span></td> <td><span style="font-size: x-small;"><small>0.0-10.0 mg/L 0.0-50.0 mg/L 0-100 mg/L</small></span></td> <td><span style="font-size: x-small;"><small>Titration</small></span></td> <td><span style="font-size: x-small;"><small>0.1 mg/L<br/>0.5 mg/L<br/>1 mg/L</small></span></td> <td><span style="font-size: x-small;"><small>Phenolphthalein</small></span></td> <td><span style="font-size: x-small;"><small>approx. 110</small></span></td> </tr> <tr align="left"> <td><span style="font-size: x-small;">Hardness</span></td> <td><span style="font-size: x-small;"><small>0.0-30.0 mg/L<br/>0-300 mg/L</small></span></td> <td><span style="font-size: x-small;"><small>Titration</small></span></td> <td><span style="font-size: x-small;"><small>0.3 mg/L<br/> 3 mg/L</small></span></td> <td><span style="font-size: x-small;"><small>EDTA</small></span></td> <td><span style="font-size: x-small;"><small>approx. 100</small></span></td> </tr> <tr align="left"> <td><span style="font-size: x-small;">Oxygen, Dissolved</span></td> <td><span style="font-size: x-small;"><small>0.0-10.0 mg/L</small></span></td> <td><span style="font-size: x-small;"><small>Titration</small></span></td> <td><span style="font-size: x-small;"><small>0.1 mg/L</small></span></td> <td><span style="font-size: x-small;"><small>Modified Winkler</small></span></td> <td><span style="font-size: x-small;"><small>approx. 110</small></span></td> </tr> <tr align="left"> <td><span style="font-size: x-small;">pH</span></td> <td><span style="font-size: x-small;"><small>0.0-14.0 pH</small></span></td> <td><span style="font-size: x-small;"><small>Electronic <br/>pH Tester</small></span></td> <td><span style="font-size: x-small;"><small>0.1 pH</small></span></td> <td><span style="font-size: x-small;"><small>N/A</small></span></td> <td><span style="font-size: x-small;"><small>life of meter</small></span></td> </tr> <tr align="left"> <td><span style="font-size: x-small;">Salinity</span></td> <td><span style="font-size: x-small;"><small>0-40 g/kg</small></span></td> <td><span style="font-size: x-small;"><small>Titration</small></span></td> <td><span style="font-size: x-small;"><small>0.4 g/kg</small></span></td> <td><span style="font-size: x-small;"><small>Mercuric Nitrate</small></span></td> <td><span style="font-size: x-small;"><small>approx. 110</small></span></td> </tr> </tbody> </table> <p> </p> </div> | HI 3823 provides users with the most important test parameters for aquaculture applications: alkalinity, carbon dioxide, dissolved oxygen, hardness, pH and salinity. | <div class="product-short-description"> <p>HI 3823 provides users with the most important test parameters for aquaculture applications: alkalinity, carbon dioxide, dissolved oxygen, hardness, pH and salinity.</p> </div> | https://www.hannathailand.com/wp-content/uploads/2022/06/31gluhj8kul__sl500_aa300_51e3b723f2301.jpg | สารละลายมาตรฐานความขุ่น 20 NTU , เครื่องวัดปริมาณคลอรีนอิสระ รุ่น HI701 , น้ำยามาตรฐานสอบเทียบ ค่ามาตรฐานความเค็ม , เครื่องวัดปริมาณแอมโมเนีย ช่วงสูง รุ่น HI733 , เครื่องวัดปริมาณฟอสเฟต ช่วงสูง รุ่น HI717 , เครื่องวัดปริมาณโบรมีน ในตัวอย่างน้ำ รุ่น HI716 , เครื่องวัดคลอรีน , เครื่องวัดปริมาณนิกเกิล ช่วงสูง รุ่น HI726 | <a class="woocommerce-LoopProduct-link woocommerce-loop-product__link" href="https://www.hannathailand.com/product/hi93102-20/">สารละลายมาตรฐานความขุ่น 20 NTU</a> , <a class="woocommerce-LoopProduct-link woocommerce-loop-product__link" href="https://www.hannathailand.com/product/hi701-checker-hc-free-chlorine/">เครื่องวัดปริมาณคลอรีนอิสระ รุ่น HI701</a> , <a class="woocommerce-LoopProduct-link woocommerce-loop-product__link" href="https://www.hannathailand.com/product/hi7080l/">น้ำยามาตรฐานสอบเทียบ ค่ามาตรฐานความเค็ม</a> , <a class="woocommerce-LoopProduct-link woocommerce-loop-product__link" href="https://www.hannathailand.com/product/hi733-checker-hc-ammonia-hr/">เครื่องวัดปริมาณแอมโมเนีย ช่วงสูง รุ่น HI733</a> , <a class="woocommerce-LoopProduct-link woocommerce-loop-product__link" href="https://www.hannathailand.com/product/hi717-checker-hc-phosphate-hr/">เครื่องวัดปริมาณฟอสเฟต ช่วงสูง รุ่น HI717</a> , <a class="woocommerce-LoopProduct-link woocommerce-loop-product__link" href="https://www.hannathailand.com/product/hi716-checker-hc-bromine/">เครื่องวัดปริมาณโบรมีน ในตัวอย่างน้ำ รุ่น HI716</a> , <a class="woocommerce-LoopProduct-link woocommerce-loop-product__link" href="https://www.hannathailand.com/product/free-chlorine/">เครื่องวัดคลอรีน</a> , <a class="woocommerce-LoopProduct-link woocommerce-loop-product__link" href="https://www.hannathailand.com/product/hi726-checker-hc-nickel-hr/">เครื่องวัดปริมาณนิกเกิล ช่วงสูง รุ่น HI726</a> | https://www.hannathailand.com/wp-content/uploads/2021/07/9-500x500.jpg , https://www.hannathailand.com/wp-content/uploads/2021/11/hi701-500x500.jpg , https://www.hannathailand.com/wp-content/uploads/2021/07/11-500x500.jpg , https://www.hannathailand.com/wp-content/uploads/2022/06/miniphotometerfurammoniumhoch2418_11-600x600.jpg , https://www.hannathailand.com/wp-content/uploads/2022/06/miniphotometerfurphosphathoch827_11-600x600.jpg , https://www.hannathailand.com/wp-content/uploads/2022/06/miniphotometerfurfreiesgesamtchlor704_11-600x600.jpg , https://www.hannathailand.com/wp-content/uploads/2021/07/1-500x500.jpg , https://www.hannathailand.com/wp-content/uploads/2022/06/miniphotometerfurnickelhoch841_11-600x600.jpg
175 | HI3826 CTK Ammonia Salt Water | ชุดทดสอบเคมี , สินค้าทั้งหมด , แบบเทียบสี | https://www.hannathailand.com/product-category/test-kit/color/ | https://www.hannathailand.com/product/hi3826-ctk-ammonia-salt-water/ | HI3826 | 2,461.00 |  | <div aria-labelledby="tab-title-additional_information" class="woocommerce-Tabs-panel woocommerce-Tabs-panel--additional_information panel entry-content" id="tab-additional_information" role="tabpanel"> </div> | ชุดทดสอบ HI3826 มาพร้อมกับบีกเกอร์พลาสติกขนาด 20 มล. ลูกบาศก์เปรียบเทียบสี รีเอเจนต์แอมโมเนีย 20 มล. 1 (สำหรับน้ำทะเล) และรีเอเจนต์ Nessler 20 มล. Concentrations of ammonia in rivers and drinking water reservoirs indicate the presence of agriculture or urban pollution. When the concentration of ammonia is high, it can alter the smell and taste of water. In industrial applications, high concentrations of ammonia can cause corrosion in pipes. Ammonia is also monitored in aquariums and fish farming applications because of its toxicity to fish. The HANNA ammonia portable test kit determines the ammonia concentration in water in several easy steps. The ammonia level in mg/L (or ppm), ammonia as nitrogen is determined by a colorimetric method. The Nessler reagent reacts with ammonia, under strong alkaline conditions, to form a yellow colored complex (see equation below). An addition of Reagent 1 for Sea Water inhibits precipitation of calcium and magnesium ions due to the presence of the alkaline Nessler reagent. The color intensity of the solution determines the ammonia concentration: 2K2Hgl4 +2NH3 → NH2Hg2I3 + NH4I + 4KI Order Information: HI3826 test kit comes with 20 mL plastic beaker, color comparison cube, 20 mL ammonia reagent 1 (for sea water) and 20 mL Nessler reagent. Product Manuals Manual: Download Method Colorimetric Range 0.0-2.5 mg/L Smallest Increment 0.5 mg/L Chemical Method Nessler Number of Tests approx. 25 Weight 180 g | <div aria-labelledby="tab-title-description" class="woocommerce-Tabs-panel woocommerce-Tabs-panel--description panel entry-content active" id="tab-description" role="tabpanel"> <p>ชุดทดสอบ HI3826 มาพร้อมกับบีกเกอร์พลาสติกขนาด 20 มล. ลูกบาศก์เปรียบเทียบสี รีเอเจนต์แอมโมเนีย 20 มล. 1 (สำหรับน้ำทะเล) และรีเอเจนต์ Nessler 20 มล.</p> <p>Concentrations of ammonia in rivers and drinking water reservoirs indicate the presence of agriculture or urban pollution. When the concentration of ammonia is high, it can alter the smell and taste of water. In industrial applications, high concentrations of ammonia can cause corrosion in pipes. Ammonia is also monitored in aquariums and fish farming applications because of its toxicity to fish.</p> <p>The HANNA ammonia portable test kit determines the ammonia concentration in water in several easy steps. The ammonia level in mg/L (or ppm), ammonia as nitrogen is determined by a colorimetric method. The Nessler reagent reacts with ammonia, under strong alkaline conditions, to form a yellow colored complex (see equation below). An addition of Reagent 1 for Sea Water inhibits precipitation of calcium and magnesium ions due to the presence of the alkaline Nessler reagent. The color intensity of the solution determines the ammonia concentration:</p> <p>2K<sub><span style="font-size: small;">2</span></sub>Hgl<sub><span style="font-size: small;">4</span></sub> +2NH<sub><span style="font-size: small;">3</span></sub> → NH<sub><span style="font-size: small;">2</span></sub>Hg<sub><span style="font-size: small;">2</span></sub>I<sub><span style="font-size: small;">3</span></sub> + NH<sub><span style="font-size: small;">4</span></sub>I + 4KI</p> <p> </p> <p><strong>Order Information:</strong><br/> HI3826 test kit comes with 20 mL plastic beaker, color comparison cube, 20 mL ammonia reagent 1 (for sea water) and 20 mL Nessler reagent.</p> <div><strong>Product Manuals</strong></div> <p><img align="absmiddle" alt="" border="0" decoding="async" height="22" loading="lazy" src="http://www.hannainst.com/usa/images/icon-pdf.gif" width="20"/> Manual: <a href="http://www.hannainst.com/manuals/manHI_3826.pdf" rel="noopener" target="_blank" title="Download Product Manual">Download</a></p> <table class="spec_table"> <tbody> <tr> <td>Method</td> <td></td> <td>Colorimetric</td> </tr> <tr> <td>Range</td> <td></td> <td>0.0-2.5 mg/L</td> </tr> <tr> <td>Smallest Increment</td> <td></td> <td>0.5 mg/L</td> </tr> <tr> <td>Chemical Method</td> <td></td> <td>Nessler</td> </tr> <tr> <td>Number of Tests</td> <td></td> <td>approx. 25</td> </tr> <tr> <td>Weight</td> <td></td> <td>180 g</td> </tr> </tbody> </table> <p> </p> </div> | A test kit for the determination of ammonium chemical seawater in the range 0 to 2.5 mg / l (ppm). | <div class="product-short-description"> <p>A test kit for the determination of ammonium chemical seawater in the range 0 to 2.5 mg / l (ppm).</p> </div> | https://www.hannathailand.com/wp-content/uploads/2022/06/31gluhj8kul__sl500_aa300_51e0619c08bd6.jpg | น้ำยามาตรฐานสอบเทียบ ค่ามาตรฐานความเค็ม , เครื่องวัดปริมาณไนไตรท์ ช่วงต่ำ รุ่น HI707 , เครื่องวัดปริมาณฟอสฟอรัส ช่วงต่ำมาก รุ่น HI736 , ซัลไฟด์สารต้านอนุมูลอิสระบัฟเฟอร์ , เครื่องวัดปริมาณฟอสฟอรัส ช่วงสูง รุ่น HI706 , เครื่องวัดค่าเหล็ก รุ่น HI721 , เครื่องวัดคลอรีน , น้ำยามาตรฐานสอบเทียบ ค่ามาตรฐานความเค็ม | <a class="woocommerce-LoopProduct-link woocommerce-loop-product__link" href="https://www.hannathailand.com/product/hi7080l/">น้ำยามาตรฐานสอบเทียบ ค่ามาตรฐานความเค็ม</a> , <a class="woocommerce-LoopProduct-link woocommerce-loop-product__link" href="https://www.hannathailand.com/product/hi707-checker-hc-nitrite-lr/">เครื่องวัดปริมาณไนไตรท์ ช่วงต่ำ รุ่น HI707</a> , <a class="woocommerce-LoopProduct-link woocommerce-loop-product__link" href="https://www.hannathailand.com/product/phosphorous-marine/">เครื่องวัดปริมาณฟอสฟอรัส ช่วงต่ำมาก รุ่น HI736</a> , <a class="woocommerce-LoopProduct-link woocommerce-loop-product__link" href="https://www.hannathailand.com/product/hi4015-00/">ซัลไฟด์สารต้านอนุมูลอิสระบัฟเฟอร์</a> , <a class="woocommerce-LoopProduct-link woocommerce-loop-product__link" href="https://www.hannathailand.com/product/hi706-checker-hc-phosphorous-hr/">เครื่องวัดปริมาณฟอสฟอรัส ช่วงสูง รุ่น HI706</a> , <a class="woocommerce-LoopProduct-link woocommerce-loop-product__link" href="https://www.hannathailand.com/product/hi721-checker-hc-iron/">เครื่องวัดค่าเหล็ก รุ่น HI721</a> , <a class="woocommerce-LoopProduct-link woocommerce-loop-product__link" href="https://www.hannathailand.com/product/free-chlorine/">เครื่องวัดคลอรีน</a> , <a class="woocommerce-LoopProduct-link woocommerce-loop-product__link" href="https://www.hannathailand.com/product/hi7083l/">น้ำยามาตรฐานสอบเทียบ ค่ามาตรฐานความเค็ม</a> | https://www.hannathailand.com/wp-content/uploads/2021/07/11-500x500.jpg , https://www.hannathailand.com/wp-content/uploads/2022/06/hi707400-600x600.jpg , https://www.hannathailand.com/wp-content/uploads/2021/12/HI736-600x600.jpg , https://www.hannathailand.com/wp-content/uploads/2021/07/7-500x500.jpg , https://www.hannathailand.com/wp-content/uploads/2022/06/hi706_400-600x600.jpg , https://www.hannathailand.com/wp-content/uploads/2022/06/miniphotometerfureisen832_11-600x600.jpg , https://www.hannathailand.com/wp-content/uploads/2021/07/1-500x500.jpg , https://www.hannathailand.com/wp-content/uploads/2021/07/10-500x500.jpg
176 | HI3829 Free Chlorine | ชุดทดสอบเคมี , สินค้าทั้งหมด , แบบเทียบสี | https://www.hannathailand.com/product-category/test-kit/color/ | https://www.hannathailand.com/product/ctk-chlor-frei-2/ | HI3829F | 1,177.00 |  | <div aria-labelledby="tab-title-additional_information" class="woocommerce-Tabs-panel woocommerce-Tabs-panel--additional_information panel entry-content" id="tab-additional_information" role="tabpanel"> </div> | Chemischer Testkit zur Bestimmung von Chlor Frei im Bereich 0.0 – 2.0 mg/L (ppm).Packungsgröse: 50 Tests Messbereich 0.0-2.0 mg/L (ppm) Auflösung 0.5 mg/L (ppm) Methode Colorimetric DPD | <div aria-labelledby="tab-title-description" class="woocommerce-Tabs-panel woocommerce-Tabs-panel--description panel entry-content active" id="tab-description" role="tabpanel"> <p>Chemischer Testkit zur Bestimmung von <strong>Chlor Frei </strong>im Bereich 0.0 – 2.0 mg/L (ppm).<br/>Packungsgröse: 50 Tests </p> <table border="0" cellpadding="0" cellspacing="0" class="mceItemTable"> <colgroup> <col width="187"/> <col width="340"/></colgroup> <tbody> <tr> <td class="xl63" height="20" width="187"><span>Messbereich</span></td> <td class="xl64" width="340">0.0-2.0 mg/L (ppm)</td> </tr> <tr> <td class="xl63" height="20" width="187"><span class="hps">Auflösung</span></td> <td class="xl64" width="340">0.5 mg/L (ppm)</td> </tr> <tr> <td class="xl63" height="20" width="187">Methode</td> <td class="xl64" width="340"> <p>Colorimetric DPD</p> </td> </tr> </tbody> </table> <p></p> </div> | Chemischer Testkit zur Bestimmung von Chlor Frei im Bereich 0.0 – 2.0 mg/L (ppm). Packungsgröse: 50 Tests | <div class="product-short-description"> <p>Chemischer Testkit zur Bestimmung von Chlor Frei im Bereich 0.0 – 2.0 mg/L (ppm).<br/> Packungsgröse: 50 Tests </p> </div> | https://www.hannathailand.com/wp-content/uploads/2022/06/31gluhj8kul__sl500_aa300_51e39fdfd90e8.jpg | เครื่องวัดปริมาณฟลูออไรด์ ช่วงต่ำ รุ่น HI729 , เครื่องวัดปริมาณฟอสเฟต ช่วงต่ำ รุ่น HI713 , น้ำยามาตรฐานสำหรับค่าโซเดียม , เครื่องวัดปริมาณไนไตรท์ ช่วงต่ำ รุ่น HI707 , เครื่องวัดคลอรีน , ซัลไฟด์สารต้านอนุมูลอิสระบัฟเฟอร์ , เครื่องวัดสีในน้ำตัวอย่าง HI727 , เครื่องวัดปริมาณซิลิกา ช่วงต่ำ ในตัวอย่างน้ำ รุ่น HI705 | <a class="woocommerce-LoopProduct-link woocommerce-loop-product__link" href="https://www.hannathailand.com/product/hi729-checker-hc-fluoride-lr/">เครื่องวัดปริมาณฟลูออไรด์ ช่วงต่ำ รุ่น HI729</a> , <a class="woocommerce-LoopProduct-link woocommerce-loop-product__link" href="https://www.hannathailand.com/product/hi713-checker-hc-phosphate-lr/">เครื่องวัดปริมาณฟอสเฟต ช่วงต่ำ รุ่น HI713</a> , <a class="woocommerce-LoopProduct-link woocommerce-loop-product__link" href="https://www.hannathailand.com/product/hi7090l/">น้ำยามาตรฐานสำหรับค่าโซเดียม</a> , <a class="woocommerce-LoopProduct-link woocommerce-loop-product__link" href="https://www.hannathailand.com/product/hi707-checker-hc-nitrite-lr/">เครื่องวัดปริมาณไนไตรท์ ช่วงต่ำ รุ่น HI707</a> , <a class="woocommerce-LoopProduct-link woocommerce-loop-product__link" href="https://www.hannathailand.com/product/free-chlorine/">เครื่องวัดคลอรีน</a> , <a class="woocommerce-LoopProduct-link woocommerce-loop-product__link" href="https://www.hannathailand.com/product/hi4015-00/">ซัลไฟด์สารต้านอนุมูลอิสระบัฟเฟอร์</a> , <a class="woocommerce-LoopProduct-link woocommerce-loop-product__link" href="https://www.hannathailand.com/product/hi727-checker-hc-color-of-water/">เครื่องวัดสีในน้ำตัวอย่าง HI727</a> , <a class="woocommerce-LoopProduct-link woocommerce-loop-product__link" href="https://www.hannathailand.com/product/hi705-checker-hc-silica-lr/">เครื่องวัดปริมาณซิลิกา ช่วงต่ำ ในตัวอย่างน้ำ รุ่น HI705</a> | https://www.hannathailand.com/wp-content/uploads/2022/06/miniphotometerfurfluoridniedrig844_11-600x600.jpg , https://www.hannathailand.com/wp-content/uploads/2022/06/hi713_lg51caffcdce23e-600x600.jpg , https://www.hannathailand.com/wp-content/uploads/2021/07/12-500x500.jpg , https://www.hannathailand.com/wp-content/uploads/2022/06/hi707400-600x600.jpg , https://www.hannathailand.com/wp-content/uploads/2021/07/1-500x500.jpg , https://www.hannathailand.com/wp-content/uploads/2021/07/7-500x500.jpg , https://www.hannathailand.com/wp-content/uploads/2022/06/miniphotometerfurfarbe843_11-600x600.jpg , https://www.hannathailand.com/wp-content/uploads/2022/06/hi705400-600x600.jpg
177 | HI3830 CTK Bromine | ชุดทดสอบเคมี , สินค้าทั้งหมด , แบบเทียบสี | https://www.hannathailand.com/product-category/test-kit/color/ | https://www.hannathailand.com/product/hi3830-ctk-bromine/ | HI3830 | 2,407.50 |  | <div aria-labelledby="tab-title-additional_information" class="woocommerce-Tabs-panel woocommerce-Tabs-panel--additional_information panel entry-content" id="tab-additional_information" role="tabpanel"> </div> | Bromine, because it is stable and less volatile than chlorine, is utilized as a disinfectant in swimming pools, spas and hot tubs. As with chlorine, excessive quantities of bromine in water can be dangerous to health and can cause eye irritation. Daily monitoring of bromine concentration prevents damage to equipment and contributes to the optimization and efficiency of the process while providing for increased user safety. The HANNA portable bromine test kit determines the bromine level in water with efficiency. The first step involves pH adjustment of the sample to pH 6.3 by adding pH buffer. The second step consists of adding the second reagent, an indicator solution which contains DPD (N, N-diethyl-p-phenylenediamine). DPD is immediately oxidized by bromine producing a reddish color. The color intensity of the solution determines the bromine concentration. Order Information: HI 3830 test kit comes with 30 mL reagent 1, 20 mL reagent 2, color comparison cube, and plastic vessel. Product Manuals Manual: Download Specification : Method Colorimetric Range 0.0-3.0 mg/L Smallest Increment 0.6 mg/L Chemical Method DPD Number of Tests approx. 60 Weight 370 g | <div aria-labelledby="tab-title-description" class="woocommerce-Tabs-panel woocommerce-Tabs-panel--description panel entry-content active" id="tab-description" role="tabpanel"> <p>Bromine, because it is stable and less volatile than chlorine, is utilized as a disinfectant in swimming pools, spas and hot tubs. As with chlorine, excessive quantities of bromine in water can be dangerous to health and can cause eye irritation.</p> <p>Daily monitoring of bromine concentration prevents damage to equipment and contributes to the optimization and efficiency of the process while providing for increased user safety.</p> <p>The HANNA portable bromine test kit determines the bromine level in water with efficiency. The first step involves pH adjustment of the sample to pH 6.3 by adding pH buffer. The second step consists of adding the second reagent, an indicator solution which contains DPD (N, N-diethyl-p-phenylenediamine). DPD is immediately oxidized by bromine producing a reddish color. The color intensity of the solution determines the bromine concentration.</p> <p> </p> <p><strong>Order Information:</strong><br/> HI 3830 test kit comes with 30 mL reagent 1, 20 mL reagent 2, color comparison cube, and plastic vessel.</p> <div><strong>Product Manuals</strong></div> <p><img align="absmiddle" alt="" border="0" decoding="async" height="22" loading="lazy" src="http://www.hannainst.com/usa/images/icon-pdf.gif" width="20"/> Manual: <a href="http://www.hannainst.com/manuals/manHI_3830.pdf" target="_blank" title="Download Product Manual">Download</a></p> <p><strong>Specification :</strong></p> <table class="spec_table"> <tbody> <tr> <td>Method</td> <td> </td> <td>Colorimetric</td> </tr> <tr> <td>Range</td> <td> </td> <td>0.0-3.0 mg/L</td> </tr> <tr> <td>Smallest Increment</td> <td> </td> <td>0.6 mg/L</td> </tr> <tr> <td>Chemical Method</td> <td> </td> <td>DPD</td> </tr> <tr> <td>Number of Tests</td> <td> </td> <td>approx. 60</td> </tr> <tr> <td>Weight</td> <td> </td> <td>370 g</td> </tr> </tbody> </table> <p> </p> </div> | Chemical test kit for the determination of bromine in the range pH 4.0-6.5. 60 tests | <div class="product-short-description"> <p>Chemical test kit for the determination of bromine in the range pH 4.0-6.5.<br/> 60 tests</p> </div> | https://www.hannathailand.com/wp-content/uploads/2022/06/31gluhj8kul__sl500_aa300_51e3bd3dba1c0.jpg | ซัลไฟด์สารต้านอนุมูลอิสระบัฟเฟอร์ , เครื่องวัดปริมาณไอโอดีน รุ่น HI718 , เครื่องวัดปริมาณคลอรีนรวม รุ่น HI711 , เครื่องวัดปริมาณแอมโมเนีย ในน้ำ รุ่น HI715 , เครื่องวัดปริมาณโครเมี่ยม ช่วงสูง รุ่น HI723 , เครื่องวัดปริมาณแอมโมเนีย ช่วงสูง รุ่น HI733 , เครื่องควบคุมค่าความนำไฟฟ้า , เครื่องวัดปริมาณแอมโมเนีย ช่วงต่ำ รุ่น HI700 | <a class="woocommerce-LoopProduct-link woocommerce-loop-product__link" href="https://www.hannathailand.com/product/hi4015-00/">ซัลไฟด์สารต้านอนุมูลอิสระบัฟเฟอร์</a> , <a class="woocommerce-LoopProduct-link woocommerce-loop-product__link" href="https://www.hannathailand.com/product/hi718-checker-hc-iodine/">เครื่องวัดปริมาณไอโอดีน รุ่น HI718</a> , <a class="woocommerce-LoopProduct-link woocommerce-loop-product__link" href="https://www.hannathailand.com/product/hi711-checker-hc-total-chlorine/">เครื่องวัดปริมาณคลอรีนรวม รุ่น HI711</a> , <a class="woocommerce-LoopProduct-link woocommerce-loop-product__link" href="https://www.hannathailand.com/product/hi715-checker-hc-ammonia-mr/">เครื่องวัดปริมาณแอมโมเนีย ในน้ำ รุ่น HI715</a> , <a class="woocommerce-LoopProduct-link woocommerce-loop-product__link" href="https://www.hannathailand.com/product/hi723-checker-hc-chromium-vi-hr/">เครื่องวัดปริมาณโครเมี่ยม ช่วงสูง รุ่น HI723</a> , <a class="woocommerce-LoopProduct-link woocommerce-loop-product__link" href="https://www.hannathailand.com/product/hi733-checker-hc-ammonia-hr/">เครื่องวัดปริมาณแอมโมเนีย ช่วงสูง รุ่น HI733</a> , <a class="woocommerce-LoopProduct-link woocommerce-loop-product__link" href="https://www.hannathailand.com/product/hi8931cn/">เครื่องควบคุมค่าความนำไฟฟ้า</a> , <a class="woocommerce-LoopProduct-link woocommerce-loop-product__link" href="https://www.hannathailand.com/product/hi700-checker-hc-ammonia-lr/">เครื่องวัดปริมาณแอมโมเนีย ช่วงต่ำ รุ่น HI700</a> | https://www.hannathailand.com/wp-content/uploads/2021/07/7-500x500.jpg , https://www.hannathailand.com/wp-content/uploads/2022/06/miniphotometerfuriod829_11-600x600.jpg , https://www.hannathailand.com/wp-content/uploads/2022/06/hi711_lg-600x600.jpg , https://www.hannathailand.com/wp-content/uploads/2022/06/miniphotometerfurammoniakmittel2416_11-600x600.jpg , https://www.hannathailand.com/wp-content/uploads/2022/06/miniphotometerfurchromvihoch839_11-600x600.jpg , https://www.hannathailand.com/wp-content/uploads/2022/06/miniphotometerfurammoniumhoch2418_11-600x600.jpg , https://www.hannathailand.com/wp-content/uploads/2021/07/2-500x500.jpg , https://www.hannathailand.com/wp-content/uploads/2022/06/hi700_400pxl-600x600.jpg
178 | HI3831F CTK Chlorine Free | ชุดทดสอบเคมี , สินค้าทั้งหมด , แบบเทียบสี | https://www.hannathailand.com/product-category/test-kit/color/ | https://www.hannathailand.com/product/hi3831f-ctk-chlorine-free/ | HI3831F | 1,284.00 |  | <div aria-labelledby="tab-title-additional_information" class="woocommerce-Tabs-panel woocommerce-Tabs-panel--additional_information panel entry-content" id="tab-additional_information" role="tabpanel"> </div> | Free chlorine reacts with ammonium ions and organic compounds to form chlorine compounds resulting in diminished disinfecting capabilities compared with free chlorine. These chlorine compounds together with chloramines form combined chlorine. Combined chlorine and excess free chlorine together result in total chlorine. While free chlorine has a much higher disinfectant potential, combined chlorine has a much higher stability and has a lesser volatility. There should be sufficient levels of unreacted free chlorine for adequate disinfection, but not so much as to become harmful. Order Information: HI 3831F and HI 3831F/S test kit comes with color comparison cube, 20 mL reagent 1 and 15 mL reagent 2. Product Manuals Manual: Download Method Colorimetric Range 0.0-2.5 mg/L Smallest Increment 0.5 mg/L Chemical Method DPD Number of Tests approx. 50 Weight 176 g | <div aria-labelledby="tab-title-description" class="woocommerce-Tabs-panel woocommerce-Tabs-panel--description panel entry-content active" id="tab-description" role="tabpanel"> <p>Free chlorine reacts with ammonium ions and organic compounds to form chlorine compounds resulting in diminished disinfecting capabilities compared with free chlorine. These chlorine compounds together with chloramines form combined chlorine. Combined chlorine and excess free chlorine together result in total chlorine. While free chlorine has a much higher disinfectant potential, combined chlorine has a much higher stability and has a lesser volatility. There should be sufficient levels of unreacted free chlorine for adequate disinfection, but not so much as to become harmful.</p> <p> </p> <p><strong>Order Information:</strong><br/> HI 3831F and HI 3831F/S test kit comes with color comparison cube, 20 mL reagent 1 and 15 mL reagent 2.</p> <div><strong>Product Manuals</strong></div> <p><img align="absmiddle" alt="" border="0" decoding="async" height="22" loading="lazy" src="http://www.hannainst.com/usa/images/icon-pdf.gif" width="20"/> Manual: <a href="http://www.hannainst.com/manuals/manHI_3831F.pdf" rel="noopener" target="_blank" title="Download Product Manual">Download</a></p> <table class="spec_table"> <tbody> <tr> <td>Method</td> <td> </td> <td>Colorimetric</td> </tr> <tr> <td>Range</td> <td> </td> <td>0.0-2.5 mg/L</td> </tr> <tr> <td>Smallest Increment</td> <td> </td> <td>0.5 mg/L</td> </tr> <tr> <td>Chemical Method</td> <td> </td> <td>DPD</td> </tr> <tr> <td>Number of Tests</td> <td> </td> <td>approx. 50</td> </tr> <tr> <td>Weight</td> <td> </td> <td>176 g</td> </tr> </tbody> </table> <p> </p> </div> | Chemical test kit for the determination of free chlorine in the range 0 to 2.5 mg / l (ppm). | <div class="product-short-description"> <p>Chemical test kit for the determination of free chlorine in the range 0 to 2.5 mg / l (ppm).</p> </div> | https://www.hannathailand.com/wp-content/uploads/2022/06/31gluhj8kul__sl500_aa300_51e0637736b94.jpg | เครื่องวัดปริมาณไนไตรท์ ช่วงต่ำ รุ่น HI707 , เครื่องวัดปริมาณซิลิกา ช่วงต่ำ ในตัวอย่างน้ำ รุ่น HI705 , เครื่องวัดคลอรีน , น้ำยามาตรฐานสอบเทียบ ค่ามาตรฐานความเค็ม , สารละลายมาตรฐานความขุ่น 20 NTU , เครื่องวัดปริมาณแอมโมเนีย ในน้ำ รุ่น HI715 , เครื่องวัดปริมาณไอโอดีน รุ่น HI718 , เครื่องวัดปริมาณฟอสฟอรัส ช่วงต่ำมาก รุ่น HI736 | <a class="woocommerce-LoopProduct-link woocommerce-loop-product__link" href="https://www.hannathailand.com/product/hi707-checker-hc-nitrite-lr/">เครื่องวัดปริมาณไนไตรท์ ช่วงต่ำ รุ่น HI707</a> , <a class="woocommerce-LoopProduct-link woocommerce-loop-product__link" href="https://www.hannathailand.com/product/hi705-checker-hc-silica-lr/">เครื่องวัดปริมาณซิลิกา ช่วงต่ำ ในตัวอย่างน้ำ รุ่น HI705</a> , <a class="woocommerce-LoopProduct-link woocommerce-loop-product__link" href="https://www.hannathailand.com/product/free-chlorine/">เครื่องวัดคลอรีน</a> , <a class="woocommerce-LoopProduct-link woocommerce-loop-product__link" href="https://www.hannathailand.com/product/hi7083l/">น้ำยามาตรฐานสอบเทียบ ค่ามาตรฐานความเค็ม</a> , <a class="woocommerce-LoopProduct-link woocommerce-loop-product__link" href="https://www.hannathailand.com/product/hi93102-20/">สารละลายมาตรฐานความขุ่น 20 NTU</a> , <a class="woocommerce-LoopProduct-link woocommerce-loop-product__link" href="https://www.hannathailand.com/product/hi715-checker-hc-ammonia-mr/">เครื่องวัดปริมาณแอมโมเนีย ในน้ำ รุ่น HI715</a> , <a class="woocommerce-LoopProduct-link woocommerce-loop-product__link" href="https://www.hannathailand.com/product/hi718-checker-hc-iodine/">เครื่องวัดปริมาณไอโอดีน รุ่น HI718</a> , <a class="woocommerce-LoopProduct-link woocommerce-loop-product__link" href="https://www.hannathailand.com/product/phosphorous-marine/">เครื่องวัดปริมาณฟอสฟอรัส ช่วงต่ำมาก รุ่น HI736</a> | https://www.hannathailand.com/wp-content/uploads/2022/06/hi707400-600x600.jpg , https://www.hannathailand.com/wp-content/uploads/2022/06/hi705400-600x600.jpg , https://www.hannathailand.com/wp-content/uploads/2021/07/1-500x500.jpg , https://www.hannathailand.com/wp-content/uploads/2021/07/10-500x500.jpg , https://www.hannathailand.com/wp-content/uploads/2021/07/9-500x500.jpg , https://www.hannathailand.com/wp-content/uploads/2022/06/miniphotometerfurammoniakmittel2416_11-600x600.jpg , https://www.hannathailand.com/wp-content/uploads/2022/06/miniphotometerfuriod829_11-600x600.jpg , https://www.hannathailand.com/wp-content/uploads/2021/12/HI736-600x600.jpg
179 | HI3831F-050 – Reagents for CTK Chlorine free | ชุดทดสอบเคมี , สินค้าทั้งหมด , แบบเทียบสี | https://www.hannathailand.com/product-category/test-kit/color/ | https://www.hannathailand.com/product/hi3831f-050-reagents-for-ctk-chlorine-free/ | HI3831F-050 | 342.40 |  | <div aria-labelledby="tab-title-additional_information" class="woocommerce-Tabs-panel woocommerce-Tabs-panel--additional_information panel entry-content" id="tab-additional_information" role="tabpanel"> </div> | Reagents for HI 3831F kit (50 tests) | <div aria-labelledby="tab-title-description" class="woocommerce-Tabs-panel woocommerce-Tabs-panel--description panel entry-content active" id="tab-description" role="tabpanel"> <p><span class="hps">Reagents for</span> <span class="hps">HI</span> <span class="hps">3831F</span> <span class="hps">kit</span> <span class="hps atn">(</span><span>50 tests</span><span>)</span></p> </div> | Reagents for HI 3831F kit (50 tests) | <div class="product-short-description"> <p>Reagents for HI 3831F kit (50 tests)</p> </div> | https://www.hannathailand.com/wp-content/uploads/2022/06/31gluhj8kul__sl500_aa300_51e2a2a66b47a.jpg | เซ็นเซอร์วัดออกซิเจนในน้ำสำหรับ HI9829 มัลติพารามิเตอร์ , เครื่องวัดปริมาณไนไตรท์ ช่วงสูง ในตัวอย่างน้ำ รุ่น HI708 , น้ำยามาตรฐานสำหรับค่าโซเดียม , เครื่องวัดปริมาณแอมโมเนีย ช่วงต่ำ รุ่น HI700 , เครื่องวัดปริมาณคลอรีนรวม รุ่น HI711 , เครื่องวัดปริมาณฟอสฟอรัส ช่วงต่ำมาก รุ่น HI736 , น้ำยามาตรฐานสอบเทียบ , เครื่องวัดปริมาณคลอรีนอิสระ รุ่น HI701 | <a class="woocommerce-LoopProduct-link woocommerce-loop-product__link" href="https://www.hannathailand.com/product/hi7609829-2/">เซ็นเซอร์วัดออกซิเจนในน้ำสำหรับ HI9829 มัลติพารามิเตอร์</a> , <a class="woocommerce-LoopProduct-link woocommerce-loop-product__link" href="https://www.hannathailand.com/product/hi708-checker-hc-nitrite-hr/">เครื่องวัดปริมาณไนไตรท์ ช่วงสูง ในตัวอย่างน้ำ รุ่น HI708</a> , <a class="woocommerce-LoopProduct-link woocommerce-loop-product__link" href="https://www.hannathailand.com/product/hi7090l/">น้ำยามาตรฐานสำหรับค่าโซเดียม</a> , <a class="woocommerce-LoopProduct-link woocommerce-loop-product__link" href="https://www.hannathailand.com/product/hi700-checker-hc-ammonia-lr/">เครื่องวัดปริมาณแอมโมเนีย ช่วงต่ำ รุ่น HI700</a> , <a class="woocommerce-LoopProduct-link woocommerce-loop-product__link" href="https://www.hannathailand.com/product/hi711-checker-hc-total-chlorine/">เครื่องวัดปริมาณคลอรีนรวม รุ่น HI711</a> , <a class="woocommerce-LoopProduct-link woocommerce-loop-product__link" href="https://www.hannathailand.com/product/phosphorous-marine/">เครื่องวัดปริมาณฟอสฟอรัส ช่วงต่ำมาก รุ่น HI736</a> , <a class="woocommerce-LoopProduct-link woocommerce-loop-product__link" href="https://www.hannathailand.com/product/hi9828-25/">น้ำยามาตรฐานสอบเทียบ</a> , <a class="woocommerce-LoopProduct-link woocommerce-loop-product__link" href="https://www.hannathailand.com/product/hi701-checker-hc-free-chlorine/">เครื่องวัดปริมาณคลอรีนอิสระ รุ่น HI701</a> | https://www.hannathailand.com/wp-content/uploads/2021/07/5-500x500.jpg , https://www.hannathailand.com/wp-content/uploads/2022/06/miniphotometerfurnitrithoch2420_11-600x600.jpg , https://www.hannathailand.com/wp-content/uploads/2021/07/12-500x500.jpg , https://www.hannathailand.com/wp-content/uploads/2022/06/hi700_400pxl-600x600.jpg , https://www.hannathailand.com/wp-content/uploads/2022/06/hi711_lg-600x600.jpg , https://www.hannathailand.com/wp-content/uploads/2021/12/HI736-600x600.jpg , https://www.hannathailand.com/wp-content/uploads/2021/07/8-500x500.jpg , https://www.hannathailand.com/wp-content/uploads/2021/11/hi701-500x500.jpg
180 | HI3831T CTK Chlorine Total | ชุดทดสอบเคมี , สินค้าทั้งหมด , แบบเทียบสี | https://www.hannathailand.com/product-category/test-kit/color/ | https://www.hannathailand.com/product/hi3831t-ctk-chlorine-total/ | HI3831T | 1,337.50 |  | <div aria-labelledby="tab-title-additional_information" class="woocommerce-Tabs-panel woocommerce-Tabs-panel--additional_information panel entry-content" id="tab-additional_information" role="tabpanel"> </div> | The chlorination of water supplies and polluted waters is used mainly to destroy or deactivate disease-producing micro-organisms. It also serves to improve the quality of drinking waters, as chlorine reacts with ammonia, iron, manganese, sulfide and some organic substances. Nevertheless, high amounts of chlorine will produce adverse effects, like formation of compounds which are potentially carcinogenic (e.g. chloroform) or harmful to aquatic life (e.g. chloramines). Thus it is essential to control that the proper amount of chlorine has been added in order to fulfill the primary purpose of disinfecting and to minimize any adverse effects. Order Information: HI 3831T and HI 3831T/S test kits comes with color comparison cube, 20 mL chlorine reagent 1, 15 mL chlorine reagent 2 and 15 mL chlorine reagent 3 Product Manuals Manual: Download Method Colorimetric Range 0.0-2.5 mg/L Smallest Increment 0.5 mg/L Chemical Method DPD Number of Tests 50 Weight 205 g | <div aria-labelledby="tab-title-description" class="woocommerce-Tabs-panel woocommerce-Tabs-panel--description panel entry-content active" id="tab-description" role="tabpanel"> <p>The chlorination of water supplies and polluted waters is used mainly to destroy or deactivate disease-producing micro-organisms. It also serves to improve the quality of drinking waters, as chlorine reacts with ammonia, iron, manganese, sulfide and some <br/> organic substances.</p> <p>Nevertheless, high amounts of chlorine will produce adverse effects, like formation of compounds which are potentially carcinogenic (e.g. chloroform) or harmful to aquatic life (e.g. chloramines). Thus it is essential to control that the proper amount of chlorine has <br/> been added in order to fulfill the primary purpose of disinfecting and to minimize any <br/> adverse effects.</p> <p> </p> <p><strong>Order Information:</strong><br/> HI 3831T and HI 3831T/S test kits comes with color comparison cube, 20 mL chlorine reagent 1, 15 mL chlorine reagent 2 and 15 mL chlorine reagent 3</p> <div><strong>Product Manuals</strong></div> <p><img align="absmiddle" alt="" border="0" decoding="async" height="22" loading="lazy" src="http://www.hannainst.com/usa/images/icon-pdf.gif" width="20"/> Manual: <a href="http://www.hannainst.com/manuals/manHI_3831T.pdf" rel="noopener" target="_blank" title="Download Product Manual">Download</a></p> <table class="spec_table"> <tbody> <tr> <td>Method</td> <td> </td> <td>Colorimetric</td> </tr> <tr> <td>Range</td> <td> </td> <td>0.0-2.5 mg/L</td> </tr> <tr> <td>Smallest Increment</td> <td> </td> <td>0.5 mg/L</td> </tr> <tr> <td>Chemical Method</td> <td> </td> <td>DPD</td> </tr> <tr> <td>Number of Tests</td> <td> </td> <td>50</td> </tr> <tr> <td>Weight</td> <td> </td> <td>205 g</td> </tr> </tbody> </table> <p> </p> </div> | Chemical test kit for the determination of the total chlorine in the range 0 to 2.5 mg / l (ppm). 50 tests | <div class="product-short-description"> <p>Chemical test kit for the determination of the total chlorine in the range 0 to 2.5 mg / l (ppm).<br/> 50 tests</p> </div> | https://www.hannathailand.com/wp-content/uploads/2022/06/31gluhj8kul__sl500_aa300_51e0637736b94.jpg | ซัลไฟด์สารต้านอนุมูลอิสระบัฟเฟอร์ , เครื่องวัดปริมาณไนไตรท์ ช่วงสูง ในตัวอย่างน้ำ รุ่น HI708 , เครื่องวัดปริมาณไอโอดีน รุ่น HI718 , เครื่องวัดค่าเหล็ก รุ่น HI721 , เครื่องวัดปริมาณแอมโมเนีย ช่วงสูง รุ่น HI733 , เครื่องวัดสีในน้ำตัวอย่าง HI727 , เครื่องควบคุมค่าความนำไฟฟ้า , เครื่องวัดปริมาณไนไตรท์ ช่วงต่ำ รุ่น HI707 | <a class="woocommerce-LoopProduct-link woocommerce-loop-product__link" href="https://www.hannathailand.com/product/hi4015-00/">ซัลไฟด์สารต้านอนุมูลอิสระบัฟเฟอร์</a> , <a class="woocommerce-LoopProduct-link woocommerce-loop-product__link" href="https://www.hannathailand.com/product/hi708-checker-hc-nitrite-hr/">เครื่องวัดปริมาณไนไตรท์ ช่วงสูง ในตัวอย่างน้ำ รุ่น HI708</a> , <a class="woocommerce-LoopProduct-link woocommerce-loop-product__link" href="https://www.hannathailand.com/product/hi718-checker-hc-iodine/">เครื่องวัดปริมาณไอโอดีน รุ่น HI718</a> , <a class="woocommerce-LoopProduct-link woocommerce-loop-product__link" href="https://www.hannathailand.com/product/hi721-checker-hc-iron/">เครื่องวัดค่าเหล็ก รุ่น HI721</a> , <a class="woocommerce-LoopProduct-link woocommerce-loop-product__link" href="https://www.hannathailand.com/product/hi733-checker-hc-ammonia-hr/">เครื่องวัดปริมาณแอมโมเนีย ช่วงสูง รุ่น HI733</a> , <a class="woocommerce-LoopProduct-link woocommerce-loop-product__link" href="https://www.hannathailand.com/product/hi727-checker-hc-color-of-water/">เครื่องวัดสีในน้ำตัวอย่าง HI727</a> , <a class="woocommerce-LoopProduct-link woocommerce-loop-product__link" href="https://www.hannathailand.com/product/hi8931cn/">เครื่องควบคุมค่าความนำไฟฟ้า</a> , <a class="woocommerce-LoopProduct-link woocommerce-loop-product__link" href="https://www.hannathailand.com/product/hi707-checker-hc-nitrite-lr/">เครื่องวัดปริมาณไนไตรท์ ช่วงต่ำ รุ่น HI707</a> | https://www.hannathailand.com/wp-content/uploads/2021/07/7-500x500.jpg , https://www.hannathailand.com/wp-content/uploads/2022/06/miniphotometerfurnitrithoch2420_11-600x600.jpg , https://www.hannathailand.com/wp-content/uploads/2022/06/miniphotometerfuriod829_11-600x600.jpg , https://www.hannathailand.com/wp-content/uploads/2022/06/miniphotometerfureisen832_11-600x600.jpg , https://www.hannathailand.com/wp-content/uploads/2022/06/miniphotometerfurammoniumhoch2418_11-600x600.jpg , https://www.hannathailand.com/wp-content/uploads/2022/06/miniphotometerfurfarbe843_11-600x600.jpg , https://www.hannathailand.com/wp-content/uploads/2021/07/2-500x500.jpg , https://www.hannathailand.com/wp-content/uploads/2022/06/hi707400-600x600.jpg
181 | HI3831T-050 – Reagents for CTK Chlorine Total | ชุดทดสอบเคมี , สินค้าทั้งหมด , แบบเทียบสี | https://www.hannathailand.com/product-category/test-kit/color/ | https://www.hannathailand.com/product/hi3831t-050-reagents-for-ctk-chlorine-total/ | HI3831T-050 | 695.50 |  | <div aria-labelledby="tab-title-additional_information" class="woocommerce-Tabs-panel woocommerce-Tabs-panel--additional_information panel entry-content" id="tab-additional_information" role="tabpanel"> </div> | Reagent kit for HI 3831T (50 tests) | <div aria-labelledby="tab-title-description" class="woocommerce-Tabs-panel woocommerce-Tabs-panel--description panel entry-content active" id="tab-description" role="tabpanel"> <p><span class="hps">Reagent</span> <span class="hps">kit</span> <span class="hps">for</span> <span class="hps">HI</span> <span class="hps">3831T</span> <span class="hps atn">(</span><span>50 tests</span><span>)</span></p> </div> | Reagent kit for HI 3831T (50 tests) | <div class="product-short-description"> <p>Reagent kit for HI 3831T (50 tests)</p> </div> | https://www.hannathailand.com/wp-content/uploads/2022/06/31gluhj8kul__sl500_aa300_51e2a310866be.jpg | เครื่องควบคุมค่าความนำไฟฟ้า , เครื่องวัดปริมาณแอมโมเนีย ช่วงต่ำ รุ่น HI700 , เครื่องวัดปริมาณไนไตรท์ ช่วงต่ำ รุ่น HI707 , เครื่องวัดค่าเหล็ก รุ่น HI721 , เครื่องวัดปริมาณคลอรีนอิสระ รุ่น HI701 , เครื่องวัดปริมาณฟอสเฟต ช่วงสูง รุ่น HI717 , สารละลายมาตรฐานความขุ่น 20 NTU , เครื่องวัดปริมาณโบรมีน ในตัวอย่างน้ำ รุ่น HI716 | <a class="woocommerce-LoopProduct-link woocommerce-loop-product__link" href="https://www.hannathailand.com/product/hi8931cn/">เครื่องควบคุมค่าความนำไฟฟ้า</a> , <a class="woocommerce-LoopProduct-link woocommerce-loop-product__link" href="https://www.hannathailand.com/product/hi700-checker-hc-ammonia-lr/">เครื่องวัดปริมาณแอมโมเนีย ช่วงต่ำ รุ่น HI700</a> , <a class="woocommerce-LoopProduct-link woocommerce-loop-product__link" href="https://www.hannathailand.com/product/hi707-checker-hc-nitrite-lr/">เครื่องวัดปริมาณไนไตรท์ ช่วงต่ำ รุ่น HI707</a> , <a class="woocommerce-LoopProduct-link woocommerce-loop-product__link" href="https://www.hannathailand.com/product/hi721-checker-hc-iron/">เครื่องวัดค่าเหล็ก รุ่น HI721</a> , <a class="woocommerce-LoopProduct-link woocommerce-loop-product__link" href="https://www.hannathailand.com/product/hi701-checker-hc-free-chlorine/">เครื่องวัดปริมาณคลอรีนอิสระ รุ่น HI701</a> , <a class="woocommerce-LoopProduct-link woocommerce-loop-product__link" href="https://www.hannathailand.com/product/hi717-checker-hc-phosphate-hr/">เครื่องวัดปริมาณฟอสเฟต ช่วงสูง รุ่น HI717</a> , <a class="woocommerce-LoopProduct-link woocommerce-loop-product__link" href="https://www.hannathailand.com/product/hi93102-20/">สารละลายมาตรฐานความขุ่น 20 NTU</a> , <a class="woocommerce-LoopProduct-link woocommerce-loop-product__link" href="https://www.hannathailand.com/product/hi716-checker-hc-bromine/">เครื่องวัดปริมาณโบรมีน ในตัวอย่างน้ำ รุ่น HI716</a> | https://www.hannathailand.com/wp-content/uploads/2021/07/2-500x500.jpg , https://www.hannathailand.com/wp-content/uploads/2022/06/hi700_400pxl-600x600.jpg , https://www.hannathailand.com/wp-content/uploads/2022/06/hi707400-600x600.jpg , https://www.hannathailand.com/wp-content/uploads/2022/06/miniphotometerfureisen832_11-600x600.jpg , https://www.hannathailand.com/wp-content/uploads/2021/11/hi701-500x500.jpg , https://www.hannathailand.com/wp-content/uploads/2022/06/miniphotometerfurphosphathoch827_11-600x600.jpg , https://www.hannathailand.com/wp-content/uploads/2021/07/9-500x500.jpg , https://www.hannathailand.com/wp-content/uploads/2022/06/miniphotometerfurfreiesgesamtchlor704_11-600x600.jpg
182 | HI3833 CTK Phosphate | ชุดทดสอบเคมี , สินค้าทั้งหมด , แบบเทียบสี | https://www.hannathailand.com/product-category/test-kit/color/ | https://www.hannathailand.com/product/hi3833-ctk-phosphate/ | HI3833 | 1,337.50 |  | <div aria-labelledby="tab-title-additional_information" class="woocommerce-Tabs-panel woocommerce-Tabs-panel--additional_information panel entry-content" id="tab-additional_information" role="tabpanel"> </div> | The orthosphosphate level in mg/L (or ppm) is determined by a colorimetric method. Ammonium molybdate and potassium antimonyl tartrate react in acid medium with orthophosphate to form a phosphomolybdate complex, that is reduced to intensely colored molybdenum blue by ascorbic acid. The color intensity of the solution determines the phosphate concentration. Phosphates can be classified as ortho, condensed or organically bound. As with existing test kits on the market, the HANNA Phosphate Test Kit will only determine ortho phosphate levels. Order Information: HI 3833 test kit comes with 20 mL plastic beaker, color comparison cube and 50 packets phosphate reagent. Product Manuals Manual: Download Specification : Method Colorimetric Range 0-5 mg/L Smallest Increment 1 mg/L Chemical Method Ascorbic acid Number of Tests 50 Weight 160 g | <div aria-labelledby="tab-title-description" class="woocommerce-Tabs-panel woocommerce-Tabs-panel--description panel entry-content active" id="tab-description" role="tabpanel"> <p>The orthosphosphate level in mg/L (or ppm) is determined by a colorimetric method. Ammonium molybdate and potassium antimonyl tartrate react in acid medium with orthophosphate to form a phosphomolybdate complex, that is reduced to intensely colored molybdenum blue by ascorbic acid. The color intensity of the solution determines the phosphate concentration. Phosphates can be classified as ortho, condensed or organically bound. As with existing test kits on the market, the HANNA Phosphate Test Kit will only determine ortho phosphate levels.</p> <p> </p> <p><strong>Order Information:</strong><br/> HI 3833 test kit comes with 20 mL plastic beaker, color comparison cube and 50 packets phosphate reagent.</p> <div><strong>Product Manuals</strong></div> <p><img align="absmiddle" alt="" border="0" decoding="async" height="22" loading="lazy" src="http://www.hannainst.com/usa/images/icon-pdf.gif" width="20"/> Manual: <a href="http://www.hannainst.com/manuals/manHI_3833.pdf" target="_blank" title="Download Product Manual">Download</a></p> <p><strong>Specification :</strong></p> <table class="spec_table"> <tbody> <tr> <td>Method</td> <td> </td> <td>Colorimetric</td> </tr> <tr> <td>Range</td> <td> </td> <td>0-5 mg/L</td> </tr> <tr> <td>Smallest Increment</td> <td> </td> <td>1 mg/L</td> </tr> <tr> <td>Chemical Method</td> <td> </td> <td>Ascorbic acid</td> </tr> <tr> <td>Number of Tests</td> <td> </td> <td>50</td> </tr> <tr> <td>Weight</td> <td> </td> <td>160 g</td> </tr> </tbody> </table> <p> </p> </div> | Chemical test kit for the determination of phosphate in the range 0-5 mg / l (ppm). 50 tests | <div class="product-short-description"> <p>Chemical test kit for the determination of phosphate in the range 0-5 mg / l (ppm).<br/> 50 tests</p> </div> | https://www.hannathailand.com/wp-content/uploads/2022/06/31gluhj8kul__sl500_aa300_51e0657940d6c.jpg | เครื่องวัดปริมาณฟอสฟอรัส ช่วงต่ำมาก รุ่น HI736 , เครื่องวัดปริมาณคลอรีนอิสระ รุ่น HI701 , น้ำยามาตรฐานสอบเทียบ , น้ำยามาตรฐานสอบเทียบ ค่ามาตรฐานความเค็ม , น้ำยามาตรฐานสอบเทียบ ค่ามาตรฐานความเค็ม , เครื่องควบคุมค่าความนำไฟฟ้า , เครื่องวัดปริมาณไอโอดีน รุ่น HI718 , เครื่องวัดปริมาณฟอสเฟต ช่วงต่ำ รุ่น HI713 | <a class="woocommerce-LoopProduct-link woocommerce-loop-product__link" href="https://www.hannathailand.com/product/phosphorous-marine/">เครื่องวัดปริมาณฟอสฟอรัส ช่วงต่ำมาก รุ่น HI736</a> , <a class="woocommerce-LoopProduct-link woocommerce-loop-product__link" href="https://www.hannathailand.com/product/hi701-checker-hc-free-chlorine/">เครื่องวัดปริมาณคลอรีนอิสระ รุ่น HI701</a> , <a class="woocommerce-LoopProduct-link woocommerce-loop-product__link" href="https://www.hannathailand.com/product/hi9828-25/">น้ำยามาตรฐานสอบเทียบ</a> , <a class="woocommerce-LoopProduct-link woocommerce-loop-product__link" href="https://www.hannathailand.com/product/hi7083l/">น้ำยามาตรฐานสอบเทียบ ค่ามาตรฐานความเค็ม</a> , <a class="woocommerce-LoopProduct-link woocommerce-loop-product__link" href="https://www.hannathailand.com/product/hi7080l/">น้ำยามาตรฐานสอบเทียบ ค่ามาตรฐานความเค็ม</a> , <a class="woocommerce-LoopProduct-link woocommerce-loop-product__link" href="https://www.hannathailand.com/product/hi8931cn/">เครื่องควบคุมค่าความนำไฟฟ้า</a> , <a class="woocommerce-LoopProduct-link woocommerce-loop-product__link" href="https://www.hannathailand.com/product/hi718-checker-hc-iodine/">เครื่องวัดปริมาณไอโอดีน รุ่น HI718</a> , <a class="woocommerce-LoopProduct-link woocommerce-loop-product__link" href="https://www.hannathailand.com/product/hi713-checker-hc-phosphate-lr/">เครื่องวัดปริมาณฟอสเฟต ช่วงต่ำ รุ่น HI713</a> | https://www.hannathailand.com/wp-content/uploads/2021/12/HI736-600x600.jpg , https://www.hannathailand.com/wp-content/uploads/2021/11/hi701-500x500.jpg , https://www.hannathailand.com/wp-content/uploads/2021/07/8-500x500.jpg , https://www.hannathailand.com/wp-content/uploads/2021/07/10-500x500.jpg , https://www.hannathailand.com/wp-content/uploads/2021/07/11-500x500.jpg , https://www.hannathailand.com/wp-content/uploads/2021/07/2-500x500.jpg , https://www.hannathailand.com/wp-content/uploads/2022/06/miniphotometerfuriod829_11-600x600.jpg , https://www.hannathailand.com/wp-content/uploads/2022/06/hi713_lg51caffcdce23e-600x600.jpg
183 | HI3833-050 – Reagents for CTK Phosphate | ชุดทดสอบเคมี , สินค้าทั้งหมด , แบบเทียบสี | https://www.hannathailand.com/product-category/test-kit/color/ | https://www.hannathailand.com/product/hi3833-050-reagents-for-ctk-phosphate/ | HI3833-050 | 802.50 |  | <div aria-labelledby="tab-title-additional_information" class="woocommerce-Tabs-panel woocommerce-Tabs-panel--additional_information panel entry-content" id="tab-additional_information" role="tabpanel"> </div> | Reagents for HI 3833 test kit (50 tests) | <div aria-labelledby="tab-title-description" class="woocommerce-Tabs-panel woocommerce-Tabs-panel--description panel entry-content active" id="tab-description" role="tabpanel"> <p><span class="hps">Reagents for</span> <span class="hps">HI</span> <span class="hps">3833</span> <span class="hps">test kit</span> <span class="hps atn">(</span><span>50 tests</span><span>)</span></p> </div> | Reagents for HI 3833 test kit (50 tests) | <div class="product-short-description"> <p>Reagents for HI 3833 test kit (50 tests)</p> </div> | https://www.hannathailand.com/wp-content/uploads/2022/06/31gluhj8kul__sl500_aa300_51e2a40e7219f.jpg | เครื่องวัดปริมาณฟอสฟอรัส ช่วงสูง รุ่น HI706 , เซ็นเซอร์วัดออกซิเจนในน้ำสำหรับ HI9829 มัลติพารามิเตอร์ , เครื่องวัดปริมาณฟลูออไรด์ ช่วงต่ำ รุ่น HI729 , เครื่องวัดคลอรีน , เครื่องวัดสีในน้ำตัวอย่าง HI727 , เครื่องวัดปริมาณไนไตรท์ ช่วงสูง ในตัวอย่างน้ำ รุ่น HI708 , เครื่องวัดปริมาณฟอสเฟต ช่วงต่ำ รุ่น HI713 , เครื่องวัดปริมาณแอมโมเนีย ช่วงสูง รุ่น HI733 | <a class="woocommerce-LoopProduct-link woocommerce-loop-product__link" href="https://www.hannathailand.com/product/hi706-checker-hc-phosphorous-hr/">เครื่องวัดปริมาณฟอสฟอรัส ช่วงสูง รุ่น HI706</a> , <a class="woocommerce-LoopProduct-link woocommerce-loop-product__link" href="https://www.hannathailand.com/product/hi7609829-2/">เซ็นเซอร์วัดออกซิเจนในน้ำสำหรับ HI9829 มัลติพารามิเตอร์</a> , <a class="woocommerce-LoopProduct-link woocommerce-loop-product__link" href="https://www.hannathailand.com/product/hi729-checker-hc-fluoride-lr/">เครื่องวัดปริมาณฟลูออไรด์ ช่วงต่ำ รุ่น HI729</a> , <a class="woocommerce-LoopProduct-link woocommerce-loop-product__link" href="https://www.hannathailand.com/product/free-chlorine/">เครื่องวัดคลอรีน</a> , <a class="woocommerce-LoopProduct-link woocommerce-loop-product__link" href="https://www.hannathailand.com/product/hi727-checker-hc-color-of-water/">เครื่องวัดสีในน้ำตัวอย่าง HI727</a> , <a class="woocommerce-LoopProduct-link woocommerce-loop-product__link" href="https://www.hannathailand.com/product/hi708-checker-hc-nitrite-hr/">เครื่องวัดปริมาณไนไตรท์ ช่วงสูง ในตัวอย่างน้ำ รุ่น HI708</a> , <a class="woocommerce-LoopProduct-link woocommerce-loop-product__link" href="https://www.hannathailand.com/product/hi713-checker-hc-phosphate-lr/">เครื่องวัดปริมาณฟอสเฟต ช่วงต่ำ รุ่น HI713</a> , <a class="woocommerce-LoopProduct-link woocommerce-loop-product__link" href="https://www.hannathailand.com/product/hi733-checker-hc-ammonia-hr/">เครื่องวัดปริมาณแอมโมเนีย ช่วงสูง รุ่น HI733</a> | https://www.hannathailand.com/wp-content/uploads/2022/06/hi706_400-600x600.jpg , https://www.hannathailand.com/wp-content/uploads/2021/07/5-500x500.jpg , https://www.hannathailand.com/wp-content/uploads/2022/06/miniphotometerfurfluoridniedrig844_11-600x600.jpg , https://www.hannathailand.com/wp-content/uploads/2021/07/1-500x500.jpg , https://www.hannathailand.com/wp-content/uploads/2022/06/miniphotometerfurfarbe843_11-600x600.jpg , https://www.hannathailand.com/wp-content/uploads/2022/06/miniphotometerfurnitrithoch2420_11-600x600.jpg , https://www.hannathailand.com/wp-content/uploads/2022/06/hi713_lg51caffcdce23e-600x600.jpg , https://www.hannathailand.com/wp-content/uploads/2022/06/miniphotometerfurammoniumhoch2418_11-600x600.jpg
184 | HI3834-050 – Reagents for CTK Iron | ชุดทดสอบเคมี , สินค้าทั้งหมด , แบบเทียบสี | https://www.hannathailand.com/product-category/test-kit/color/ | https://www.hannathailand.com/product/hi3834-050-reagents-for-ctk-iron/ | HI3834-050 | 695.50 |  | <div aria-labelledby="tab-title-additional_information" class="woocommerce-Tabs-panel woocommerce-Tabs-panel--additional_information panel entry-content" id="tab-additional_information" role="tabpanel"> </div> | Reagents for HI 3834 test kit (50 tests) | <div aria-labelledby="tab-title-description" class="woocommerce-Tabs-panel woocommerce-Tabs-panel--description panel entry-content active" id="tab-description" role="tabpanel"> <p><span class="hps">Reagents for</span> <span class="hps">HI</span> <span class="hps">3834</span> <span class="hps">test kit</span> <span class="hps atn">(</span><span>50 tests</span><span>)</span></p> </div> | Reagents for HI 3834 test kit (50 tests) | <div class="product-short-description"> <p>Reagents for HI 3834 test kit (50 tests)</p> </div> | https://www.hannathailand.com/wp-content/uploads/2022/06/hi3834050_400.jpg | เซ็นเซอร์วัดออกซิเจนในน้ำสำหรับ HI9829 มัลติพารามิเตอร์ , เครื่องวัดคลอรีน , น้ำยามาตรฐานสอบเทียบ ค่ามาตรฐานความเค็ม , เครื่องวัดสีในน้ำตัวอย่าง HI727 , เครื่องวัดปริมาณไอโอดีน รุ่น HI718 , เครื่องวัดปริมาณคลอรีนอิสระ รุ่น HI701 , เครื่องวัดปริมาณแอมโมเนีย ช่วงสูง รุ่น HI733 , เครื่องวัดปริมาณฟอสฟอรัส ช่วงต่ำมาก รุ่น HI736 | <a class="woocommerce-LoopProduct-link woocommerce-loop-product__link" href="https://www.hannathailand.com/product/hi7609829-2/">เซ็นเซอร์วัดออกซิเจนในน้ำสำหรับ HI9829 มัลติพารามิเตอร์</a> , <a class="woocommerce-LoopProduct-link woocommerce-loop-product__link" href="https://www.hannathailand.com/product/free-chlorine/">เครื่องวัดคลอรีน</a> , <a class="woocommerce-LoopProduct-link woocommerce-loop-product__link" href="https://www.hannathailand.com/product/hi7083l/">น้ำยามาตรฐานสอบเทียบ ค่ามาตรฐานความเค็ม</a> , <a class="woocommerce-LoopProduct-link woocommerce-loop-product__link" href="https://www.hannathailand.com/product/hi727-checker-hc-color-of-water/">เครื่องวัดสีในน้ำตัวอย่าง HI727</a> , <a class="woocommerce-LoopProduct-link woocommerce-loop-product__link" href="https://www.hannathailand.com/product/hi718-checker-hc-iodine/">เครื่องวัดปริมาณไอโอดีน รุ่น HI718</a> , <a class="woocommerce-LoopProduct-link woocommerce-loop-product__link" href="https://www.hannathailand.com/product/hi701-checker-hc-free-chlorine/">เครื่องวัดปริมาณคลอรีนอิสระ รุ่น HI701</a> , <a class="woocommerce-LoopProduct-link woocommerce-loop-product__link" href="https://www.hannathailand.com/product/hi733-checker-hc-ammonia-hr/">เครื่องวัดปริมาณแอมโมเนีย ช่วงสูง รุ่น HI733</a> , <a class="woocommerce-LoopProduct-link woocommerce-loop-product__link" href="https://www.hannathailand.com/product/phosphorous-marine/">เครื่องวัดปริมาณฟอสฟอรัส ช่วงต่ำมาก รุ่น HI736</a> | https://www.hannathailand.com/wp-content/uploads/2021/07/5-500x500.jpg , https://www.hannathailand.com/wp-content/uploads/2021/07/1-500x500.jpg , https://www.hannathailand.com/wp-content/uploads/2021/07/10-500x500.jpg , https://www.hannathailand.com/wp-content/uploads/2022/06/miniphotometerfurfarbe843_11-600x600.jpg , https://www.hannathailand.com/wp-content/uploads/2022/06/miniphotometerfuriod829_11-600x600.jpg , https://www.hannathailand.com/wp-content/uploads/2021/11/hi701-500x500.jpg , https://www.hannathailand.com/wp-content/uploads/2022/06/miniphotometerfurammoniumhoch2418_11-600x600.jpg , https://www.hannathailand.com/wp-content/uploads/2021/12/HI736-600x600.jpg
185 | HI3835 CTK Salinity | ชุดทดสอบเคมี , สินค้าทั้งหมด , แบบไทเทรต | https://www.hannathailand.com/product-category/test-kit/titrate/ | https://www.hannathailand.com/product/hi3835-ctk-salinity/ | HI3835 | 4,119.50 |  | <div aria-labelledby="tab-title-additional_information" class="woocommerce-Tabs-panel woocommerce-Tabs-panel--additional_information panel entry-content" id="tab-additional_information" role="tabpanel"> </div> | ชุดทดสอบ HI3835 มาพร้อมกับตัวบ่งชี้ไดฟีนิล-คาร์บาโซน 15 มล., สารละลายกรดไนตริก 30 มล., สารละลายไทแทรนต์ 120 มล., ขวดพลาสติก และหลอดฉีดยาที่มีปลายสอบเทียบขนาด 1 มล. The HANNA test kit measures salinity using a fast and efficient titrimetric method. The test requires only a few simple and safe steps to obtain results. The salinity level in g/kg is determined by a mercuric nitrate titration method. The pH is lowered to approximately 3 by addition of nitric acid. Mercuric ions react with chloride ions to form mercuric chloride. When excessive mercuric ions are present, it complexes with diphenylcarbazone to form a purple solution. The color change from yellow to violet indicates the endpoint. Order Information: HI3835 test kit comes with 15 mL diphenyl-carbazone indicator, 30 mL nitric acid solution, 120 mL titrant solution, plastic vial and 1 mL calibrated syringe with tip. Product Manuals Manual: Download Specification : Method Titration Range 0.0-40.0 g/kg Smallest Increment 0.4 g/kg Chemical Method Mercuric nitrate Number of Tests approx 110 Weight 460 g | <div aria-labelledby="tab-title-description" class="woocommerce-Tabs-panel woocommerce-Tabs-panel--description panel entry-content active" id="tab-description" role="tabpanel"> <p>ชุดทดสอบ HI3835 มาพร้อมกับตัวบ่งชี้ไดฟีนิล-คาร์บาโซน 15 มล., สารละลายกรดไนตริก 30 มล., สารละลายไทแทรนต์ 120 มล., ขวดพลาสติก และหลอดฉีดยาที่มีปลายสอบเทียบขนาด 1 มล.</p> <p>The HANNA test kit measures salinity using a fast and efficient titrimetric method. The test requires only a few simple and safe steps to obtain results. The salinity level in g/kg is determined by a mercuric nitrate titration method. The pH is lowered to approximately 3 by addition of nitric acid. Mercuric ions react with chloride ions to form mercuric chloride. When excessive mercuric ions are present, it complexes with diphenylcarbazone to form a purple solution. The color change from yellow to violet indicates the endpoint.</p> <p> </p> <p><strong>Order Information:</strong><br/> HI3835 test kit comes with 15 mL diphenyl-carbazone indicator, 30 mL nitric acid solution, 120 mL titrant solution, plastic vial and 1 mL calibrated syringe with tip.</p> <div><strong>Product Manuals</strong></div> <p><img align="absmiddle" alt="" border="0" decoding="async" height="22" loading="lazy" src="http://www.hannainst.com/usa/images/icon-pdf.gif" width="20"/> Manual: <a href="http://www.hannainst.com/manuals/manHI_3835.pdf" rel="noopener" target="_blank" title="Download Product Manual">Download</a></p> <p><strong>Specification :</strong></p> <table class="spec_table"> <tbody> <tr> <td>Method</td> <td></td> <td>Titration</td> </tr> <tr> <td>Range</td> <td></td> <td>0.0-40.0 g/kg</td> </tr> <tr> <td>Smallest Increment</td> <td></td> <td>0.4 g/kg</td> </tr> <tr> <td>Chemical Method</td> <td></td> <td>Mercuric nitrate</td> </tr> <tr> <td>Number of Tests</td> <td></td> <td>approx 110</td> </tr> <tr> <td>Weight</td> <td></td> <td>460 g</td> </tr> </tbody> </table> <p> </p> </div> | Chemical test kit for the determination of salinity in the range 0.0-40.0 g / kg. 110 tests | <div class="product-short-description"> <p>Chemical test kit for the determination of salinity in the range 0.0-40.0 g / kg.<br/> 110 tests</p> </div> | https://www.hannathailand.com/wp-content/uploads/2022/06/31gluhj8kul__sl500_aa300_51e3bdd378f5b.jpg | น้ำยามาตรฐานสำหรับค่าโซเดียม , เครื่องวัดปริมาณโบรมีน ในตัวอย่างน้ำ รุ่น HI716 , เครื่องวัดปริมาณไนไตรท์ ช่วงต่ำ รุ่น HI707 , เครื่องควบคุมค่าความนำไฟฟ้า , เครื่องวัดคลอรีน , เครื่องวัดปริมาณไอโอดีน รุ่น HI718 , เครื่องวัดปริมาณแอมโมเนีย ช่วงสูง รุ่น HI733 , เครื่องวัดปริมาณคลอรีนอิสระ รุ่น HI701 | <a class="woocommerce-LoopProduct-link woocommerce-loop-product__link" href="https://www.hannathailand.com/product/hi7090l/">น้ำยามาตรฐานสำหรับค่าโซเดียม</a> , <a class="woocommerce-LoopProduct-link woocommerce-loop-product__link" href="https://www.hannathailand.com/product/hi716-checker-hc-bromine/">เครื่องวัดปริมาณโบรมีน ในตัวอย่างน้ำ รุ่น HI716</a> , <a class="woocommerce-LoopProduct-link woocommerce-loop-product__link" href="https://www.hannathailand.com/product/hi707-checker-hc-nitrite-lr/">เครื่องวัดปริมาณไนไตรท์ ช่วงต่ำ รุ่น HI707</a> , <a class="woocommerce-LoopProduct-link woocommerce-loop-product__link" href="https://www.hannathailand.com/product/hi8931cn/">เครื่องควบคุมค่าความนำไฟฟ้า</a> , <a class="woocommerce-LoopProduct-link woocommerce-loop-product__link" href="https://www.hannathailand.com/product/free-chlorine/">เครื่องวัดคลอรีน</a> , <a class="woocommerce-LoopProduct-link woocommerce-loop-product__link" href="https://www.hannathailand.com/product/hi718-checker-hc-iodine/">เครื่องวัดปริมาณไอโอดีน รุ่น HI718</a> , <a class="woocommerce-LoopProduct-link woocommerce-loop-product__link" href="https://www.hannathailand.com/product/hi733-checker-hc-ammonia-hr/">เครื่องวัดปริมาณแอมโมเนีย ช่วงสูง รุ่น HI733</a> , <a class="woocommerce-LoopProduct-link woocommerce-loop-product__link" href="https://www.hannathailand.com/product/hi701-checker-hc-free-chlorine/">เครื่องวัดปริมาณคลอรีนอิสระ รุ่น HI701</a> | https://www.hannathailand.com/wp-content/uploads/2021/07/12-500x500.jpg , https://www.hannathailand.com/wp-content/uploads/2022/06/miniphotometerfurfreiesgesamtchlor704_11-600x600.jpg , https://www.hannathailand.com/wp-content/uploads/2022/06/hi707400-600x600.jpg , https://www.hannathailand.com/wp-content/uploads/2021/07/2-500x500.jpg , https://www.hannathailand.com/wp-content/uploads/2021/07/1-500x500.jpg , https://www.hannathailand.com/wp-content/uploads/2022/06/miniphotometerfuriod829_11-600x600.jpg , https://www.hannathailand.com/wp-content/uploads/2022/06/miniphotometerfurammoniumhoch2418_11-600x600.jpg , https://www.hannathailand.com/wp-content/uploads/2021/11/hi701-500x500.jpg
186 | HI3838 CTK Formaldehyde | ชุดทดสอบเคมี , สินค้าทั้งหมด , แบบไทเทรต | https://www.hannathailand.com/product-category/test-kit/titrate/ | https://www.hannathailand.com/product/hi3838-ctk-formaldehyde/ | HI3838 | 4,494.00 |  | <div aria-labelledby="tab-title-additional_information" class="woocommerce-Tabs-panel woocommerce-Tabs-panel--additional_information panel entry-content" id="tab-additional_information" role="tabpanel"> </div> | ชุดทดสอบ HI3838 มาพร้อมกับตัวบ่งชี้ Alizarin Yellow R 15 มล., โซเดียมซัลไฟต์ 30 กรัม, สารละลายไทเทรต 120 มล., ช้อนพลาสติก, ขวดพลาสติก, ภาชนะสอบเทียบขนาด 10 มล., ตลับกรอง, กระบอกฉีดยาไทเทรตที่สอบเทียบ และลูกสูบ The HANNA formaldehyde portable test kit makes monitoring easy, quick and safe. The design of the kit makes it practically impossible to spill the reagents, thereby reducing the possibility of injury or damage to property. Formaldehyde concentration is determined by a simple acid titration. The formaldehyde, in the aqueous sample, reacts with sodium sulfite to form an alkaline product. This product is then titrated to a yellow alizarin R yellow endpoint, using a prestandardized hydrochloric acid solution. Order Information: HI3838 test kit comes with 15 mL Alizarin Yellow R indicator, 30 g sodium sulfite, 120 mL titrant solution, plastic spoon, plastic bottle, 10 mL calibrated vessel, filter cartridge, calibrated titration syringe and plungers Product Manuals Manual: Download Specification : Method Titration Range 0.00-1.00% 0.0-10.0% Smallest Increment 0.01% 0.1% Chemical Method Sodium Sulfite/Hydrochloric Acid Number of Tests approx. 110 Weight 910 g | <div aria-labelledby="tab-title-description" class="woocommerce-Tabs-panel woocommerce-Tabs-panel--description panel entry-content active" id="tab-description" role="tabpanel"> <p>ชุดทดสอบ HI3838 มาพร้อมกับตัวบ่งชี้ Alizarin Yellow R 15 มล., โซเดียมซัลไฟต์ 30 กรัม, สารละลายไทเทรต 120 มล., ช้อนพลาสติก, ขวดพลาสติก, ภาชนะสอบเทียบขนาด 10 มล., ตลับกรอง, กระบอกฉีดยาไทเทรตที่สอบเทียบ และลูกสูบ</p> <p>The HANNA formaldehyde portable test kit makes monitoring easy, quick and safe. The design of the kit makes it practically impossible to spill the reagents, thereby reducing the possibility of injury or damage to property.</p> <p>Formaldehyde concentration is determined by a simple acid titration. The formaldehyde, in the aqueous sample, reacts with sodium sulfite to form an alkaline product. This product is then titrated to a yellow alizarin R yellow endpoint, using a prestandardized hydrochloric acid solution.</p> <p><strong>Order Information:</strong><br/> HI3838 test kit comes with 15 mL Alizarin Yellow R indicator, 30 g sodium sulfite, 120 mL titrant solution, plastic spoon, plastic bottle, 10 mL calibrated vessel, filter cartridge, calibrated titration syringe and plungers</p> <div><strong>Product Manuals</strong></div> <p><img align="absmiddle" alt="" border="0" decoding="async" height="22" loading="lazy" src="http://www.hannainst.com/usa/images/icon-pdf.gif" width="20"/> Manual: <a href="http://www.hannainst.com/manuals/manHI_3838.pdf" rel="noopener" target="_blank" title="Download Product Manual">Download</a></p> <p><strong>Specification :</strong></p> <table class="spec_table"> <tbody> <tr> <td>Method</td> <td></td> <td>Titration</td> </tr> <tr> <td>Range</td> <td></td> <td>0.00-1.00%<br/> 0.0-10.0%</td> </tr> <tr> <td>Smallest Increment</td> <td></td> <td>0.01%<br/> 0.1%</td> </tr> <tr> <td>Chemical Method</td> <td></td> <td>Sodium Sulfite/Hydrochloric Acid</td> </tr> <tr> <td>Number of Tests</td> <td></td> <td>approx. 110</td> </tr> <tr> <td>Weight</td> <td></td> <td>910 g</td> </tr> </tbody> </table> <p> </p> </div> | Chemical test kit for the determination of formaldehyde in the range 0:00 to 1:00% / 0.0-10.0%. 110 tests | <div class="product-short-description"> <p>Chemical test kit for the determination of formaldehyde in the range 0:00 to 1:00% / 0.0-10.0%.<br/> 110 tests</p> </div> | https://www.hannathailand.com/wp-content/uploads/2022/06/31gluhj8kul__sl500_aa300_51e3c167d0bbc.jpg | เครื่องวัดปริมาณคลอรีนรวม รุ่น HI711 , น้ำยามาตรฐานสอบเทียบ ค่ามาตรฐานความเค็ม , เครื่องวัดปริมาณฟอสเฟต ช่วงต่ำ รุ่น HI713 , เครื่องวัดปริมาณแอมโมเนีย ในน้ำ รุ่น HI715 , เครื่องวัดคลอรีน , เครื่องวัดค่าเหล็ก รุ่น HI721 , เครื่องวัดปริมาณไนไตรท์ ช่วงต่ำ รุ่น HI707 , เครื่องวัดปริมาณไนไตรท์ ช่วงสูง ในตัวอย่างน้ำ รุ่น HI708 | <a class="woocommerce-LoopProduct-link woocommerce-loop-product__link" href="https://www.hannathailand.com/product/hi711-checker-hc-total-chlorine/">เครื่องวัดปริมาณคลอรีนรวม รุ่น HI711</a> , <a class="woocommerce-LoopProduct-link woocommerce-loop-product__link" href="https://www.hannathailand.com/product/hi7080l/">น้ำยามาตรฐานสอบเทียบ ค่ามาตรฐานความเค็ม</a> , <a class="woocommerce-LoopProduct-link woocommerce-loop-product__link" href="https://www.hannathailand.com/product/hi713-checker-hc-phosphate-lr/">เครื่องวัดปริมาณฟอสเฟต ช่วงต่ำ รุ่น HI713</a> , <a class="woocommerce-LoopProduct-link woocommerce-loop-product__link" href="https://www.hannathailand.com/product/hi715-checker-hc-ammonia-mr/">เครื่องวัดปริมาณแอมโมเนีย ในน้ำ รุ่น HI715</a> , <a class="woocommerce-LoopProduct-link woocommerce-loop-product__link" href="https://www.hannathailand.com/product/free-chlorine/">เครื่องวัดคลอรีน</a> , <a class="woocommerce-LoopProduct-link woocommerce-loop-product__link" href="https://www.hannathailand.com/product/hi721-checker-hc-iron/">เครื่องวัดค่าเหล็ก รุ่น HI721</a> , <a class="woocommerce-LoopProduct-link woocommerce-loop-product__link" href="https://www.hannathailand.com/product/hi707-checker-hc-nitrite-lr/">เครื่องวัดปริมาณไนไตรท์ ช่วงต่ำ รุ่น HI707</a> , <a class="woocommerce-LoopProduct-link woocommerce-loop-product__link" href="https://www.hannathailand.com/product/hi708-checker-hc-nitrite-hr/">เครื่องวัดปริมาณไนไตรท์ ช่วงสูง ในตัวอย่างน้ำ รุ่น HI708</a> | https://www.hannathailand.com/wp-content/uploads/2022/06/hi711_lg-600x600.jpg , https://www.hannathailand.com/wp-content/uploads/2021/07/11-500x500.jpg , https://www.hannathailand.com/wp-content/uploads/2022/06/hi713_lg51caffcdce23e-600x600.jpg , https://www.hannathailand.com/wp-content/uploads/2022/06/miniphotometerfurammoniakmittel2416_11-600x600.jpg , https://www.hannathailand.com/wp-content/uploads/2021/07/1-500x500.jpg , https://www.hannathailand.com/wp-content/uploads/2022/06/miniphotometerfureisen832_11-600x600.jpg , https://www.hannathailand.com/wp-content/uploads/2022/06/hi707400-600x600.jpg , https://www.hannathailand.com/wp-content/uploads/2022/06/miniphotometerfurnitrithoch2420_11-600x600.jpg
187 | HI3838-100 – Reagents for CTK Formaldehyde | ชุดทดสอบเคมี , สินค้าทั้งหมด , แบบไทเทรต | https://www.hannathailand.com/product-category/test-kit/titrate/ | https://www.hannathailand.com/product/hi3838-100-reagents-for-ctk-formaldehyde/ | HI3838-100 | 3,210.00 |  | <div aria-labelledby="tab-title-additional_information" class="woocommerce-Tabs-panel woocommerce-Tabs-panel--additional_information panel entry-content" id="tab-additional_information" role="tabpanel"> </div> | Reagent kit for HI 3838 (100 tests) | <div aria-labelledby="tab-title-description" class="woocommerce-Tabs-panel woocommerce-Tabs-panel--description panel entry-content active" id="tab-description" role="tabpanel"> <p><span class="hps">Reagent</span> <span class="hps">kit</span> <span class="hps">for</span> <span class="hps">HI</span> <span class="hps">3838 (100</span> <span class="hps">tests)</span></p> </div> | Reagent kit for HI 3838 (100 tests) | <div class="product-short-description"> <p>Reagent kit for HI 3838 (100 tests)</p> </div> | https://www.hannathailand.com/wp-content/uploads/2022/06/31gluhj8kul__sl500_aa300_51e2a5e66f0ae.jpg | เซ็นเซอร์วัดออกซิเจนในน้ำสำหรับ HI9829 มัลติพารามิเตอร์ , เครื่องวัดปริมาณคลอรีนรวม รุ่น HI711 , เครื่องวัดคลอรีน , น้ำยามาตรฐานสอบเทียบ , เครื่องวัดปริมาณโครเมี่ยม ช่วงสูง รุ่น HI723 , เครื่องวัดปริมาณนิกเกิล ช่วงสูง รุ่น HI726 , เครื่องควบคุมค่าความนำไฟฟ้า , เครื่องวัดปริมาณแอมโมเนีย ช่วงสูง รุ่น HI733 | <a class="woocommerce-LoopProduct-link woocommerce-loop-product__link" href="https://www.hannathailand.com/product/hi7609829-2/">เซ็นเซอร์วัดออกซิเจนในน้ำสำหรับ HI9829 มัลติพารามิเตอร์</a> , <a class="woocommerce-LoopProduct-link woocommerce-loop-product__link" href="https://www.hannathailand.com/product/hi711-checker-hc-total-chlorine/">เครื่องวัดปริมาณคลอรีนรวม รุ่น HI711</a> , <a class="woocommerce-LoopProduct-link woocommerce-loop-product__link" href="https://www.hannathailand.com/product/free-chlorine/">เครื่องวัดคลอรีน</a> , <a class="woocommerce-LoopProduct-link woocommerce-loop-product__link" href="https://www.hannathailand.com/product/hi9828-25/">น้ำยามาตรฐานสอบเทียบ</a> , <a class="woocommerce-LoopProduct-link woocommerce-loop-product__link" href="https://www.hannathailand.com/product/hi723-checker-hc-chromium-vi-hr/">เครื่องวัดปริมาณโครเมี่ยม ช่วงสูง รุ่น HI723</a> , <a class="woocommerce-LoopProduct-link woocommerce-loop-product__link" href="https://www.hannathailand.com/product/hi726-checker-hc-nickel-hr/">เครื่องวัดปริมาณนิกเกิล ช่วงสูง รุ่น HI726</a> , <a class="woocommerce-LoopProduct-link woocommerce-loop-product__link" href="https://www.hannathailand.com/product/hi8931cn/">เครื่องควบคุมค่าความนำไฟฟ้า</a> , <a class="woocommerce-LoopProduct-link woocommerce-loop-product__link" href="https://www.hannathailand.com/product/hi733-checker-hc-ammonia-hr/">เครื่องวัดปริมาณแอมโมเนีย ช่วงสูง รุ่น HI733</a> | https://www.hannathailand.com/wp-content/uploads/2021/07/5-500x500.jpg , https://www.hannathailand.com/wp-content/uploads/2022/06/hi711_lg-600x600.jpg , https://www.hannathailand.com/wp-content/uploads/2021/07/1-500x500.jpg , https://www.hannathailand.com/wp-content/uploads/2021/07/8-500x500.jpg , https://www.hannathailand.com/wp-content/uploads/2022/06/miniphotometerfurchromvihoch839_11-600x600.jpg , https://www.hannathailand.com/wp-content/uploads/2022/06/miniphotometerfurnickelhoch841_11-600x600.jpg , https://www.hannathailand.com/wp-content/uploads/2021/07/2-500x500.jpg , https://www.hannathailand.com/wp-content/uploads/2022/06/miniphotometerfurammoniumhoch2418_11-600x600.jpg
188 | HI3843-100 – Reagenzien für CTK Hypochlorit | ชุดทดสอบเคมี , สินค้าทั้งหมด , แบบจานเทียบสี , แบบเทียบสี , แบบไทเทรต | https://www.hannathailand.com/product-category/test-kit/titrate/ | https://www.hannathailand.com/product/hi3843-100-reagenzien-fur-ctk-hypochlorit/ | HI3843-100 | 3,905.50 |  | <div aria-labelledby="tab-title-additional_information" class="woocommerce-Tabs-panel woocommerce-Tabs-panel--additional_information panel entry-content" id="tab-additional_information" role="tabpanel"> </div> | Reagenzien für Testkit HI 3843 (100 Tests) | <div aria-labelledby="tab-title-description" class="woocommerce-Tabs-panel woocommerce-Tabs-panel--description panel entry-content active" id="tab-description" role="tabpanel"> <p>Reagenzien für Testkit HI 3843 (100 Tests)</p> </div> | Reagenzien für Testkit HI 3843 (100 Tests) | <div class="product-short-description"> <p>Reagenzien für Testkit HI 3843 (100 Tests)</p> </div> | https://www.hannathailand.com/wp-content/uploads/2022/06/31gluhj8kul__sl500_aa300_51e2a7e98b963.jpg | เครื่องวัดปริมาณฟอสฟอรัส ช่วงต่ำมาก รุ่น HI736 , เครื่องวัดปริมาณโบรมีน ในตัวอย่างน้ำ รุ่น HI716 , เครื่องวัดปริมาณคลอรีนรวม รุ่น HI711 , สารละลายมาตรฐานความขุ่น 20 NTU , เครื่องวัดปริมาณไนไตรท์ ช่วงต่ำ รุ่น HI707 , เครื่องวัดปริมาณฟอสเฟต ช่วงต่ำ รุ่น HI713 , เครื่องวัดปริมาณไนไตรท์ ช่วงสูง ในตัวอย่างน้ำ รุ่น HI708 , น้ำยามาตรฐานสอบเทียบ ค่ามาตรฐานความเค็ม | <a class="woocommerce-LoopProduct-link woocommerce-loop-product__link" href="https://www.hannathailand.com/product/phosphorous-marine/">เครื่องวัดปริมาณฟอสฟอรัส ช่วงต่ำมาก รุ่น HI736</a> , <a class="woocommerce-LoopProduct-link woocommerce-loop-product__link" href="https://www.hannathailand.com/product/hi716-checker-hc-bromine/">เครื่องวัดปริมาณโบรมีน ในตัวอย่างน้ำ รุ่น HI716</a> , <a class="woocommerce-LoopProduct-link woocommerce-loop-product__link" href="https://www.hannathailand.com/product/hi711-checker-hc-total-chlorine/">เครื่องวัดปริมาณคลอรีนรวม รุ่น HI711</a> , <a class="woocommerce-LoopProduct-link woocommerce-loop-product__link" href="https://www.hannathailand.com/product/hi93102-20/">สารละลายมาตรฐานความขุ่น 20 NTU</a> , <a class="woocommerce-LoopProduct-link woocommerce-loop-product__link" href="https://www.hannathailand.com/product/hi707-checker-hc-nitrite-lr/">เครื่องวัดปริมาณไนไตรท์ ช่วงต่ำ รุ่น HI707</a> , <a class="woocommerce-LoopProduct-link woocommerce-loop-product__link" href="https://www.hannathailand.com/product/hi713-checker-hc-phosphate-lr/">เครื่องวัดปริมาณฟอสเฟต ช่วงต่ำ รุ่น HI713</a> , <a class="woocommerce-LoopProduct-link woocommerce-loop-product__link" href="https://www.hannathailand.com/product/hi708-checker-hc-nitrite-hr/">เครื่องวัดปริมาณไนไตรท์ ช่วงสูง ในตัวอย่างน้ำ รุ่น HI708</a> , <a class="woocommerce-LoopProduct-link woocommerce-loop-product__link" href="https://www.hannathailand.com/product/hi7080l/">น้ำยามาตรฐานสอบเทียบ ค่ามาตรฐานความเค็ม</a> | https://www.hannathailand.com/wp-content/uploads/2021/12/HI736-600x600.jpg , https://www.hannathailand.com/wp-content/uploads/2022/06/miniphotometerfurfreiesgesamtchlor704_11-600x600.jpg , https://www.hannathailand.com/wp-content/uploads/2022/06/hi711_lg-600x600.jpg , https://www.hannathailand.com/wp-content/uploads/2021/07/9-500x500.jpg , https://www.hannathailand.com/wp-content/uploads/2022/06/hi707400-600x600.jpg , https://www.hannathailand.com/wp-content/uploads/2022/06/hi713_lg51caffcdce23e-600x600.jpg , https://www.hannathailand.com/wp-content/uploads/2022/06/miniphotometerfurnitrithoch2420_11-600x600.jpg , https://www.hannathailand.com/wp-content/uploads/2021/07/11-500x500.jpg
189 | HI3844 CTK Hydrogen Peroxide | ชุดทดสอบเคมี , สินค้าทั้งหมด , แบบไทเทรต | https://www.hannathailand.com/product-category/test-kit/titrate/ | https://www.hannathailand.com/product/hi3844-ctk-hydrogen-peroxide/ | HI3844 | 4,280.00 |  | <div aria-labelledby="tab-title-additional_information" class="woocommerce-Tabs-panel woocommerce-Tabs-panel--additional_information panel entry-content" id="tab-additional_information" role="tabpanel"> </div> | ชุดทดสอบ HI3844 สามารถตรวจสอบความเข้มข้นในน้ำได้ถึงระดับสูงสุดอย่างรวดเร็วและง่ายดาย ไฮโดรเจนเปอร์ออกไซด์ 10 ppm เนื่องจากสารเพิ่มความคงตัวไม่ได้รับผลกระทบจากสารเพิ่มความคงตัว ซึ่งบางครั้งอาจเติมลงในสารละลายไฮโดรเจนเปอร์ออกไซด์เชิงพาณิชย์ ชุดนี้สามารถพกพาได้และสามารถใช้งานได้ทั้งภาคสนามและในห้องปฏิบัติการ The HI3844 test kit can quickly and easy determine concentration in water up to 10 ppm of hydrogen peroxide. This is due to the fact that it is not affected by stabilizers, which are sometimes added to commercial hydrogen peroxide solutions. The kit is portable and can be used in the field as well as in the laboratory. Hydrogen peroxide is determined by a titrimetric method. It reacts slowly with iodide in acid solution (Step 1); thus a 15 minute interval is required to allow the reaction to occur completely. The amount of iodine generated is equivalent to the hydrogen peroxide in the sample. The liberated iodine is then titrated with standard sodium thiosulfate solution that reduces the iodine back to iodide ions (Step 2). Step 1: H2O2 + 2H+ + 2I— → I2 + 2H2O Step 2: I2 + 2(S2O3)2– → 2I— + (S4O6)2– Order Information: HI 3844 test kit comes with 100 mL hydrogen peroxide reagent A, 17 g hydrogen peroxide reagent B, 30 mL hydrogen peroxide reagent C, 25 mL hydrogen peroxide reagent D, graduated plastic test tube with cap, 50 mL calibrated plastic vessel, 3 mL plastic pipette, 1 mL plastic pipette and plastic spoon. Product Manuals Manual: Download Specification : Method Titration Range 0.00-2.00 mg/L 0.0-10.0 mg/L Smallest Increment 0.25 mg/L 1.0 mg/L Chemical Method Iodometric Number of Tests approx. 100 Weight 450 g | <div aria-labelledby="tab-title-description" class="woocommerce-Tabs-panel woocommerce-Tabs-panel--description panel entry-content active" id="tab-description" role="tabpanel"> <p>ชุดทดสอบ HI3844 สามารถตรวจสอบความเข้มข้นในน้ำได้ถึงระดับสูงสุดอย่างรวดเร็วและง่ายดาย<br/> ไฮโดรเจนเปอร์ออกไซด์ 10 ppm เนื่องจากสารเพิ่มความคงตัวไม่ได้รับผลกระทบจากสารเพิ่มความคงตัว ซึ่งบางครั้งอาจเติมลงในสารละลายไฮโดรเจนเปอร์ออกไซด์เชิงพาณิชย์ ชุดนี้สามารถพกพาได้และสามารถใช้งานได้ทั้งภาคสนามและในห้องปฏิบัติการ</p> <p>The HI3844 test kit can quickly and easy determine concentration in water up to<br/> 10 ppm of hydrogen peroxide. This is due to the fact that it is not affected by stabilizers, which are sometimes added to commercial hydrogen peroxide solutions. The kit is portable and can be used in the field as well as in the laboratory.</p> <p>Hydrogen peroxide is determined by a titrimetric method. It reacts slowly with iodide in acid solution (Step 1); thus a 15 minute interval is required to allow the reaction to occur completely. The amount of iodine generated is equivalent to the hydrogen peroxide in the sample. The liberated iodine is then titrated with standard sodium thiosulfate solution that reduces the iodine back to iodide ions (Step 2).</p> <p>Step 1: H<sub><span style="font-size: small;">2</span></sub>O<sub><span style="font-size: small;">2</span></sub> + 2H<sup><span style="font-size: small;">+</span></sup> + 2I<sup><span style="font-size: small;">—</span></sup> → I<sub><span style="font-size: small;">2</span></sub> + 2H<sub><span style="font-size: small;">2</span></sub>O<br/> Step 2: I<sub><span style="font-size: small;">2</span></sub> + 2(S<sub><span style="font-size: small;">2</span></sub>O<sub><span style="font-size: small;">3</span></sub>)<sup><span style="font-size: small;">2–</span></sup> → 2I<sup><span style="font-size: small;">—</span></sup> + (S<sub><span style="font-size: small;">4</span></sub>O<sub><span style="font-size: small;">6</span></sub>)<sup><span style="font-size: small;">2–</span></sup></p> <p> </p> <p><strong>Order Information:</strong><br/> HI 3844 test kit comes with 100 mL hydrogen peroxide reagent A, 17 g hydrogen peroxide reagent B, 30 mL hydrogen peroxide reagent C, 25 mL hydrogen peroxide reagent D, graduated plastic test tube with cap, 50 mL calibrated plastic vessel, 3 mL plastic pipette, 1 mL plastic pipette and plastic spoon.</p> <div><strong>Product Manuals</strong></div> <p><img align="absmiddle" alt="" border="0" decoding="async" height="22" loading="lazy" src="http://www.hannainst.com/usa/images/icon-pdf.gif" width="20"/> Manual: <a href="http://www.hannainst.com/manuals/manHI_3844.pdf" rel="noopener" target="_blank" title="Download Product Manual">Download</a></p> <p><strong>Specification :</strong></p> <table class="spec_table"> <tbody> <tr> <td>Method</td> <td></td> <td>Titration</td> </tr> <tr> <td>Range</td> <td></td> <td>0.00-2.00 mg/L<br/> 0.0-10.0 mg/L</td> </tr> <tr> <td>Smallest Increment</td> <td></td> <td>0.25 mg/L<br/> 1.0 mg/L</td> </tr> <tr> <td>Chemical Method</td> <td></td> <td>Iodometric</td> </tr> <tr> <td>Number of Tests</td> <td></td> <td>approx. 100</td> </tr> <tr> <td>Weight</td> <td></td> <td>450 g</td> </tr> </tbody> </table> <p> </p> </div> | Chemical test kit for the determination of hydrogen peroxide in the range 0.00 to 2.00 mg / L / 0.0 to 10.0 mg / l (ppm). 100 Tests | <div class="product-short-description"> <p>Chemical test kit for the determination of hydrogen peroxide in the range 0.00 to 2.00 mg / L / 0.0 to 10.0 mg / l (ppm).<br/> 100 Tests</p> </div> | https://www.hannathailand.com/wp-content/uploads/2022/06/31gluhj8kul__sl500_aa300_51e06be9e5965.jpg | น้ำยามาตรฐานสำหรับค่าโซเดียม , เซ็นเซอร์วัดออกซิเจนในน้ำสำหรับ HI9829 มัลติพารามิเตอร์ , น้ำยามาตรฐานสอบเทียบ ค่ามาตรฐานความเค็ม , เครื่องวัดปริมาณไอโอดีน รุ่น HI718 , ซัลไฟด์สารต้านอนุมูลอิสระบัฟเฟอร์ , เครื่องวัดปริมาณแอมโมเนีย ในน้ำ รุ่น HI715 , เครื่องวัดปริมาณคลอรีนอิสระ รุ่น HI701 , สารละลายมาตรฐานความขุ่น 20 NTU | <a class="woocommerce-LoopProduct-link woocommerce-loop-product__link" href="https://www.hannathailand.com/product/hi7090l/">น้ำยามาตรฐานสำหรับค่าโซเดียม</a> , <a class="woocommerce-LoopProduct-link woocommerce-loop-product__link" href="https://www.hannathailand.com/product/hi7609829-2/">เซ็นเซอร์วัดออกซิเจนในน้ำสำหรับ HI9829 มัลติพารามิเตอร์</a> , <a class="woocommerce-LoopProduct-link woocommerce-loop-product__link" href="https://www.hannathailand.com/product/hi7080l/">น้ำยามาตรฐานสอบเทียบ ค่ามาตรฐานความเค็ม</a> , <a class="woocommerce-LoopProduct-link woocommerce-loop-product__link" href="https://www.hannathailand.com/product/hi718-checker-hc-iodine/">เครื่องวัดปริมาณไอโอดีน รุ่น HI718</a> , <a class="woocommerce-LoopProduct-link woocommerce-loop-product__link" href="https://www.hannathailand.com/product/hi4015-00/">ซัลไฟด์สารต้านอนุมูลอิสระบัฟเฟอร์</a> , <a class="woocommerce-LoopProduct-link woocommerce-loop-product__link" href="https://www.hannathailand.com/product/hi715-checker-hc-ammonia-mr/">เครื่องวัดปริมาณแอมโมเนีย ในน้ำ รุ่น HI715</a> , <a class="woocommerce-LoopProduct-link woocommerce-loop-product__link" href="https://www.hannathailand.com/product/hi701-checker-hc-free-chlorine/">เครื่องวัดปริมาณคลอรีนอิสระ รุ่น HI701</a> , <a class="woocommerce-LoopProduct-link woocommerce-loop-product__link" href="https://www.hannathailand.com/product/hi93102-20/">สารละลายมาตรฐานความขุ่น 20 NTU</a> | https://www.hannathailand.com/wp-content/uploads/2021/07/12-500x500.jpg , https://www.hannathailand.com/wp-content/uploads/2021/07/5-500x500.jpg , https://www.hannathailand.com/wp-content/uploads/2021/07/11-500x500.jpg , https://www.hannathailand.com/wp-content/uploads/2022/06/miniphotometerfuriod829_11-600x600.jpg , https://www.hannathailand.com/wp-content/uploads/2021/07/7-500x500.jpg , https://www.hannathailand.com/wp-content/uploads/2022/06/miniphotometerfurammoniakmittel2416_11-600x600.jpg , https://www.hannathailand.com/wp-content/uploads/2021/11/hi701-500x500.jpg , https://www.hannathailand.com/wp-content/uploads/2021/07/9-500x500.jpg
190 | HI3844-100 – Reagents for CTK Hydrogen Peroxide | ชุดทดสอบเคมี , สินค้าทั้งหมด , แบบไทเทรต | https://www.hannathailand.com/product-category/test-kit/titrate/ | https://www.hannathailand.com/product/hi3844-100-reagents-for-ctk-hydrogen-peroxide/ | HI3844-100 | 3,477.50 |  | <div aria-labelledby="tab-title-additional_information" class="woocommerce-Tabs-panel woocommerce-Tabs-panel--additional_information panel entry-content" id="tab-additional_information" role="tabpanel"> </div> | Reagenzien für Testkit HI 3844 (100 Tests) | <div aria-labelledby="tab-title-description" class="woocommerce-Tabs-panel woocommerce-Tabs-panel--description panel entry-content active" id="tab-description" role="tabpanel"> <p>Reagenzien für Testkit HI 3844 (100 Tests)</p> </div> | Reagent kit for HI 3844 (100 tests) | <div class="product-short-description"> <p>Reagent kit for HI 3844 (100 tests)</p> </div> | https://www.hannathailand.com/wp-content/uploads/2022/06/31gluhj8kul__sl500_aa300_51e2a99a3cef2.jpg | ซัลไฟด์สารต้านอนุมูลอิสระบัฟเฟอร์ , เครื่องวัดปริมาณไอโอดีน รุ่น HI718 , เครื่องวัดปริมาณฟอสเฟต ช่วงสูง รุ่น HI717 , เครื่องวัดปริมาณฟอสฟอรัส ช่วงต่ำมาก รุ่น HI736 , น้ำยามาตรฐานสำหรับค่าโซเดียม , เครื่องวัดปริมาณแอมโมเนีย ในน้ำ รุ่น HI715 , เครื่องวัดปริมาณฟลูออไรด์ ช่วงต่ำ รุ่น HI729 , เครื่องวัดปริมาณโบรมีน ในตัวอย่างน้ำ รุ่น HI716 | <a class="woocommerce-LoopProduct-link woocommerce-loop-product__link" href="https://www.hannathailand.com/product/hi4015-00/">ซัลไฟด์สารต้านอนุมูลอิสระบัฟเฟอร์</a> , <a class="woocommerce-LoopProduct-link woocommerce-loop-product__link" href="https://www.hannathailand.com/product/hi718-checker-hc-iodine/">เครื่องวัดปริมาณไอโอดีน รุ่น HI718</a> , <a class="woocommerce-LoopProduct-link woocommerce-loop-product__link" href="https://www.hannathailand.com/product/hi717-checker-hc-phosphate-hr/">เครื่องวัดปริมาณฟอสเฟต ช่วงสูง รุ่น HI717</a> , <a class="woocommerce-LoopProduct-link woocommerce-loop-product__link" href="https://www.hannathailand.com/product/phosphorous-marine/">เครื่องวัดปริมาณฟอสฟอรัส ช่วงต่ำมาก รุ่น HI736</a> , <a class="woocommerce-LoopProduct-link woocommerce-loop-product__link" href="https://www.hannathailand.com/product/hi7090l/">น้ำยามาตรฐานสำหรับค่าโซเดียม</a> , <a class="woocommerce-LoopProduct-link woocommerce-loop-product__link" href="https://www.hannathailand.com/product/hi715-checker-hc-ammonia-mr/">เครื่องวัดปริมาณแอมโมเนีย ในน้ำ รุ่น HI715</a> , <a class="woocommerce-LoopProduct-link woocommerce-loop-product__link" href="https://www.hannathailand.com/product/hi729-checker-hc-fluoride-lr/">เครื่องวัดปริมาณฟลูออไรด์ ช่วงต่ำ รุ่น HI729</a> , <a class="woocommerce-LoopProduct-link woocommerce-loop-product__link" href="https://www.hannathailand.com/product/hi716-checker-hc-bromine/">เครื่องวัดปริมาณโบรมีน ในตัวอย่างน้ำ รุ่น HI716</a> | https://www.hannathailand.com/wp-content/uploads/2021/07/7-500x500.jpg , https://www.hannathailand.com/wp-content/uploads/2022/06/miniphotometerfuriod829_11-600x600.jpg , https://www.hannathailand.com/wp-content/uploads/2022/06/miniphotometerfurphosphathoch827_11-600x600.jpg , https://www.hannathailand.com/wp-content/uploads/2021/12/HI736-600x600.jpg , https://www.hannathailand.com/wp-content/uploads/2021/07/12-500x500.jpg , https://www.hannathailand.com/wp-content/uploads/2022/06/miniphotometerfurammoniakmittel2416_11-600x600.jpg , https://www.hannathailand.com/wp-content/uploads/2022/06/miniphotometerfurfluoridniedrig844_11-600x600.jpg , https://www.hannathailand.com/wp-content/uploads/2022/06/miniphotometerfurfreiesgesamtchlor704_11-600x600.jpg
191 | HI3845 CTK Chromium VI | ชุดทดสอบเคมี , สินค้าทั้งหมด , แบบจานเทียบสี , แบบเทียบสี , แบบไทเทรต | https://www.hannathailand.com/product-category/test-kit/titrate/ | https://www.hannathailand.com/product/hi3845-ctk-chromium-vi/ | HI3845 | 2,461.00 |  | <div aria-labelledby="tab-title-additional_information" class="woocommerce-Tabs-panel woocommerce-Tabs-panel--additional_information panel entry-content" id="tab-additional_information" role="tabpanel"> </div> | Chromium salts are widely used in industrial processes, in galvanic plants, in tanneries and chemical manufacturing plants. Chromium can therefore be found in industrial discharges and must be monitored because of its toxic nature. The HANNA chromium test kit is field portable and can also be used in the laboratory. HI?3845 is able to determine traces of chromium up to 1000 ppm. Chromate is determined by a titrimetric method. Only the hexavalent chromium will react with iodide in acid solution. (Step 1:) The amount of iodine generated is equivalent to the chromium in the sample. (Step 2:) The liberated iodine is then titrated with standard sodium thiosulfate solution that reduces the iodine back to iodide ions. Step 1: 2(CrO4)2- + 16H+ + 6I— → 3I2 + 8H2O + 2Cr3+ Step 2: I2 + 2(S2O3)2– → 2I— + (S4O6)2- Order Information: HI 3845 test kit comes with chromium MR-HR reagent A (100 packets), 17 g chromium MR-HR reagent B, 60 mL chromium MR-HR reagent C, 25 mL starch indicator, 20 mL calibrated vessel, 1 mL plastic pipette, graduated plastic test tube with cap. Product Manuals Manual: Download Specification : Method Titration Range 0-100 mg/L 100-1000 mg/L Smallest Increment 5 mg/L 50 mg/L Chemical Method Iodometric Number of Tests approx. 100 Weight 416 g | <div aria-labelledby="tab-title-description" class="woocommerce-Tabs-panel woocommerce-Tabs-panel--description panel entry-content active" id="tab-description" role="tabpanel"> <p>Chromium salts are widely used in industrial processes, in galvanic plants, in tanneries and chemical manufacturing plants. Chromium can therefore be found in industrial discharges and must be monitored because of its toxic nature.</p> <p>The HANNA chromium test kit is field portable and can also be used in the laboratory. HI?3845 is able to determine traces of chromium up to 1000 ppm.</p> <p>Chromate is determined by a titrimetric method. Only the hexavalent chromium will react with iodide in acid solution. (Step 1:) The amount of iodine generated is equivalent to the chromium in the sample. (Step 2:) The liberated iodine is then titrated with standard sodium thiosulfate solution that reduces the iodine back to iodide ions.</p> <p>Step 1: <br/> 2(CrO<sub><span style="font-size: small;">4</span></sub>)<sup><span style="font-size: small;">2-</span></sup> + 16H<sup><span style="font-size: small;">+</span></sup> + 6I<sup><span style="font-size: small;">—</span></sup> → 3I<sub><span style="font-size: small;">2</span></sub> + 8H<sub><span style="font-size: small;">2</span></sub>O + 2Cr<sup><span style="font-size: small;">3+</span></sup></p> <p>Step 2: <br/> I<sub><span style="font-size: small;">2</span></sub> + 2(S<sub><span style="font-size: small;">2</span></sub>O<sub><span style="font-size: small;">3</span></sub>)<sup><span style="font-size: small;">2–</span></sup> → 2I— + (S<sub><span style="font-size: small;">4</span></sub>O<sub><span style="font-size: small;">6</span></sub>)<sup><span style="font-size: small;">2-</span></sup></p> <p> </p> <p><strong>Order Information:</strong><br/> HI 3845 test kit comes with chromium MR-HR reagent A (100 packets), 17 g chromium MR-HR reagent B, 60 mL chromium MR-HR reagent C, 25 mL starch indicator, 20 mL calibrated vessel, 1 mL plastic pipette, graduated plastic test tube with cap.</p> <div><strong>Product Manuals</strong></div> <p><img align="absmiddle" alt="" border="0" decoding="async" height="22" loading="lazy" src="http://www.hannainst.com/usa/images/icon-pdf.gif" width="20"/> Manual: <a href="http://www.hannainst.com/manuals/manHI_3845.pdf" target="_blank" title="Download Product Manual">Download</a></p> <p><strong>Specification :</strong></p> <table class="spec_table"> <tbody> <tr> <td>Method</td> <td> </td> <td>Titration</td> </tr> <tr> <td>Range</td> <td> </td> <td>0-100 mg/L<br/> 100-1000 mg/L</td> </tr> <tr> <td>Smallest Increment</td> <td> </td> <td>5 mg/L<br/> 50 mg/L</td> </tr> <tr> <td>Chemical Method</td> <td> </td> <td>Iodometric</td> </tr> <tr> <td>Number of Tests</td> <td> </td> <td>approx. 100</td> </tr> <tr> <td>Weight</td> <td> </td> <td>416 g</td> </tr> </tbody> </table> <p> </p> </div> | Test kit for the chemical determination of chromium VI in the range 0 to 100 mg / l / 100 to 1000 mg / l (ppm). 100 Tests | <div class="product-short-description"> <p>Test kit for the chemical determination of chromium VI in the range 0 to 100 mg / l / 100 to 1000 mg / l (ppm).<br/> 100 Tests</p> </div> | https://www.hannathailand.com/wp-content/uploads/2022/06/31gluhj8kul__sl500_aa300_51e06c9e8dbc0.jpg | เครื่องวัดปริมาณแอมโมเนีย ในน้ำ รุ่น HI715 , เครื่องวัดปริมาณโบรมีน ในตัวอย่างน้ำ รุ่น HI716 , สารละลายมาตรฐานความขุ่น 20 NTU , เครื่องวัดปริมาณนิกเกิล ช่วงสูง รุ่น HI726 , เครื่องวัดปริมาณแอมโมเนีย ช่วงต่ำ รุ่น HI700 , น้ำยามาตรฐานสอบเทียบ ค่ามาตรฐานความเค็ม , เครื่องวัดปริมาณฟอสเฟต ช่วงสูง รุ่น HI717 , เครื่องวัดปริมาณไนไตรท์ ช่วงต่ำ รุ่น HI707 | <a class="woocommerce-LoopProduct-link woocommerce-loop-product__link" href="https://www.hannathailand.com/product/hi715-checker-hc-ammonia-mr/">เครื่องวัดปริมาณแอมโมเนีย ในน้ำ รุ่น HI715</a> , <a class="woocommerce-LoopProduct-link woocommerce-loop-product__link" href="https://www.hannathailand.com/product/hi716-checker-hc-bromine/">เครื่องวัดปริมาณโบรมีน ในตัวอย่างน้ำ รุ่น HI716</a> , <a class="woocommerce-LoopProduct-link woocommerce-loop-product__link" href="https://www.hannathailand.com/product/hi93102-20/">สารละลายมาตรฐานความขุ่น 20 NTU</a> , <a class="woocommerce-LoopProduct-link woocommerce-loop-product__link" href="https://www.hannathailand.com/product/hi726-checker-hc-nickel-hr/">เครื่องวัดปริมาณนิกเกิล ช่วงสูง รุ่น HI726</a> , <a class="woocommerce-LoopProduct-link woocommerce-loop-product__link" href="https://www.hannathailand.com/product/hi700-checker-hc-ammonia-lr/">เครื่องวัดปริมาณแอมโมเนีย ช่วงต่ำ รุ่น HI700</a> , <a class="woocommerce-LoopProduct-link woocommerce-loop-product__link" href="https://www.hannathailand.com/product/hi7083l/">น้ำยามาตรฐานสอบเทียบ ค่ามาตรฐานความเค็ม</a> , <a class="woocommerce-LoopProduct-link woocommerce-loop-product__link" href="https://www.hannathailand.com/product/hi717-checker-hc-phosphate-hr/">เครื่องวัดปริมาณฟอสเฟต ช่วงสูง รุ่น HI717</a> , <a class="woocommerce-LoopProduct-link woocommerce-loop-product__link" href="https://www.hannathailand.com/product/hi707-checker-hc-nitrite-lr/">เครื่องวัดปริมาณไนไตรท์ ช่วงต่ำ รุ่น HI707</a> | https://www.hannathailand.com/wp-content/uploads/2022/06/miniphotometerfurammoniakmittel2416_11-600x600.jpg , https://www.hannathailand.com/wp-content/uploads/2022/06/miniphotometerfurfreiesgesamtchlor704_11-600x600.jpg , https://www.hannathailand.com/wp-content/uploads/2021/07/9-500x500.jpg , https://www.hannathailand.com/wp-content/uploads/2022/06/miniphotometerfurnickelhoch841_11-600x600.jpg , https://www.hannathailand.com/wp-content/uploads/2022/06/hi700_400pxl-600x600.jpg , https://www.hannathailand.com/wp-content/uploads/2021/07/10-500x500.jpg , https://www.hannathailand.com/wp-content/uploads/2022/06/miniphotometerfurphosphathoch827_11-600x600.jpg , https://www.hannathailand.com/wp-content/uploads/2022/06/hi707400-600x600.jpg
192 | HI3845-100 – Reagents for CTK Chromium VI | ชุดทดสอบเคมี , สินค้าทั้งหมด , แบบจานเทียบสี , แบบเทียบสี , แบบไทเทรต | https://www.hannathailand.com/product-category/test-kit/titrate/ | https://www.hannathailand.com/product/hi3845-100-reagents-for-ctk-chromium-vi/ | HI3845-100 | 1,498.00 |  | <div aria-labelledby="tab-title-additional_information" class="woocommerce-Tabs-panel woocommerce-Tabs-panel--additional_information panel entry-content" id="tab-additional_information" role="tabpanel"> </div> | Reagent kit for HI 3845 (100 tests) | <div aria-labelledby="tab-title-description" class="woocommerce-Tabs-panel woocommerce-Tabs-panel--description panel entry-content active" id="tab-description" role="tabpanel"> <p><span class="hps">Reagent</span> <span class="hps">kit</span> <span class="hps">for</span> <span class="hps">HI</span> <span class="hps">3845 (100</span> <span class="hps">tests)</span></p> </div> | Reagent kit for HI 3845 (100 tests) | <div class="product-short-description"> <p>Reagent kit for HI 3845 (100 tests)</p> </div> | https://www.hannathailand.com/wp-content/uploads/2022/06/31gluhj8kul__sl500_aa300_51e2a9fcb8891.jpg | เครื่องวัดปริมาณไอโอดีน รุ่น HI718 , เครื่องควบคุมค่าความนำไฟฟ้า , น้ำยามาตรฐานสำหรับค่าโซเดียม , เครื่องวัดคลอรีน , เครื่องวัดค่าเหล็ก รุ่น HI721 , เครื่องวัดปริมาณฟอสเฟต ช่วงสูง รุ่น HI717 , เครื่องวัดปริมาณแอมโมเนีย ในน้ำ รุ่น HI715 , เครื่องวัดปริมาณฟอสเฟต ช่วงต่ำ รุ่น HI713 | <a class="woocommerce-LoopProduct-link woocommerce-loop-product__link" href="https://www.hannathailand.com/product/hi718-checker-hc-iodine/">เครื่องวัดปริมาณไอโอดีน รุ่น HI718</a> , <a class="woocommerce-LoopProduct-link woocommerce-loop-product__link" href="https://www.hannathailand.com/product/hi8931cn/">เครื่องควบคุมค่าความนำไฟฟ้า</a> , <a class="woocommerce-LoopProduct-link woocommerce-loop-product__link" href="https://www.hannathailand.com/product/hi7090l/">น้ำยามาตรฐานสำหรับค่าโซเดียม</a> , <a class="woocommerce-LoopProduct-link woocommerce-loop-product__link" href="https://www.hannathailand.com/product/free-chlorine/">เครื่องวัดคลอรีน</a> , <a class="woocommerce-LoopProduct-link woocommerce-loop-product__link" href="https://www.hannathailand.com/product/hi721-checker-hc-iron/">เครื่องวัดค่าเหล็ก รุ่น HI721</a> , <a class="woocommerce-LoopProduct-link woocommerce-loop-product__link" href="https://www.hannathailand.com/product/hi717-checker-hc-phosphate-hr/">เครื่องวัดปริมาณฟอสเฟต ช่วงสูง รุ่น HI717</a> , <a class="woocommerce-LoopProduct-link woocommerce-loop-product__link" href="https://www.hannathailand.com/product/hi715-checker-hc-ammonia-mr/">เครื่องวัดปริมาณแอมโมเนีย ในน้ำ รุ่น HI715</a> , <a class="woocommerce-LoopProduct-link woocommerce-loop-product__link" href="https://www.hannathailand.com/product/hi713-checker-hc-phosphate-lr/">เครื่องวัดปริมาณฟอสเฟต ช่วงต่ำ รุ่น HI713</a> | https://www.hannathailand.com/wp-content/uploads/2022/06/miniphotometerfuriod829_11-600x600.jpg , https://www.hannathailand.com/wp-content/uploads/2021/07/2-500x500.jpg , https://www.hannathailand.com/wp-content/uploads/2021/07/12-500x500.jpg , https://www.hannathailand.com/wp-content/uploads/2021/07/1-500x500.jpg , https://www.hannathailand.com/wp-content/uploads/2022/06/miniphotometerfureisen832_11-600x600.jpg , https://www.hannathailand.com/wp-content/uploads/2022/06/miniphotometerfurphosphathoch827_11-600x600.jpg , https://www.hannathailand.com/wp-content/uploads/2022/06/miniphotometerfurammoniakmittel2416_11-600x600.jpg , https://www.hannathailand.com/wp-content/uploads/2022/06/hi713_lg51caffcdce23e-600x600.jpg
193 | HI3846-100 – Reagenzien für CTK Chrom VI | ชุดทดสอบเคมี , สินค้าทั้งหมด , แบบเทียบสี | https://www.hannathailand.com/product-category/test-kit/color/ | https://www.hannathailand.com/product/hi3846-100-reagenzien-fur-ctk-chrom-vi/ | HI3846-100 | 1,658.50 |  | <div aria-labelledby="tab-title-additional_information" class="woocommerce-Tabs-panel woocommerce-Tabs-panel--additional_information panel entry-content" id="tab-additional_information" role="tabpanel"> </div> | Reagenzien für Testkit HI 3846 (100 Tests) | <div aria-labelledby="tab-title-description" class="woocommerce-Tabs-panel woocommerce-Tabs-panel--description panel entry-content active" id="tab-description" role="tabpanel"> <p>Reagenzien für Testkit HI 3846 (100 Tests)</p> </div> | Reagenzien für Testkit HI 3846 (100 Tests) | <div class="product-short-description"> <p>Reagenzien für Testkit HI 3846 (100 Tests)</p> </div> | https://www.hannathailand.com/wp-content/uploads/2022/06/31gluhj8kul__sl500_aa300_51e2a9fcb8891.jpg | เครื่องวัดปริมาณฟอสเฟต ช่วงต่ำ รุ่น HI713 , เครื่องวัดปริมาณฟลูออไรด์ ช่วงต่ำ รุ่น HI729 , เครื่องวัดปริมาณไนไตรท์ ช่วงสูง ในตัวอย่างน้ำ รุ่น HI708 , เครื่องวัดปริมาณนิกเกิล ช่วงสูง รุ่น HI726 , น้ำยามาตรฐานสำหรับค่าโซเดียม , น้ำยามาตรฐานสอบเทียบ , เซ็นเซอร์วัดออกซิเจนในน้ำสำหรับ HI9829 มัลติพารามิเตอร์ , เครื่องวัดปริมาณคลอรีนอิสระ รุ่น HI701 | <a class="woocommerce-LoopProduct-link woocommerce-loop-product__link" href="https://www.hannathailand.com/product/hi713-checker-hc-phosphate-lr/">เครื่องวัดปริมาณฟอสเฟต ช่วงต่ำ รุ่น HI713</a> , <a class="woocommerce-LoopProduct-link woocommerce-loop-product__link" href="https://www.hannathailand.com/product/hi729-checker-hc-fluoride-lr/">เครื่องวัดปริมาณฟลูออไรด์ ช่วงต่ำ รุ่น HI729</a> , <a class="woocommerce-LoopProduct-link woocommerce-loop-product__link" href="https://www.hannathailand.com/product/hi708-checker-hc-nitrite-hr/">เครื่องวัดปริมาณไนไตรท์ ช่วงสูง ในตัวอย่างน้ำ รุ่น HI708</a> , <a class="woocommerce-LoopProduct-link woocommerce-loop-product__link" href="https://www.hannathailand.com/product/hi726-checker-hc-nickel-hr/">เครื่องวัดปริมาณนิกเกิล ช่วงสูง รุ่น HI726</a> , <a class="woocommerce-LoopProduct-link woocommerce-loop-product__link" href="https://www.hannathailand.com/product/hi7090l/">น้ำยามาตรฐานสำหรับค่าโซเดียม</a> , <a class="woocommerce-LoopProduct-link woocommerce-loop-product__link" href="https://www.hannathailand.com/product/hi9828-25/">น้ำยามาตรฐานสอบเทียบ</a> , <a class="woocommerce-LoopProduct-link woocommerce-loop-product__link" href="https://www.hannathailand.com/product/hi7609829-2/">เซ็นเซอร์วัดออกซิเจนในน้ำสำหรับ HI9829 มัลติพารามิเตอร์</a> , <a class="woocommerce-LoopProduct-link woocommerce-loop-product__link" href="https://www.hannathailand.com/product/hi701-checker-hc-free-chlorine/">เครื่องวัดปริมาณคลอรีนอิสระ รุ่น HI701</a> | https://www.hannathailand.com/wp-content/uploads/2022/06/hi713_lg51caffcdce23e-600x600.jpg , https://www.hannathailand.com/wp-content/uploads/2022/06/miniphotometerfurfluoridniedrig844_11-600x600.jpg , https://www.hannathailand.com/wp-content/uploads/2022/06/miniphotometerfurnitrithoch2420_11-600x600.jpg , https://www.hannathailand.com/wp-content/uploads/2022/06/miniphotometerfurnickelhoch841_11-600x600.jpg , https://www.hannathailand.com/wp-content/uploads/2021/07/12-500x500.jpg , https://www.hannathailand.com/wp-content/uploads/2021/07/8-500x500.jpg , https://www.hannathailand.com/wp-content/uploads/2021/07/5-500x500.jpg , https://www.hannathailand.com/wp-content/uploads/2021/11/hi701-500x500.jpg
194 | HI3847 CTK Copper | ชุดทดสอบเคมี , สินค้าทั้งหมด , แบบเทียบสี | https://www.hannathailand.com/product-category/test-kit/color/ | https://www.hannathailand.com/product/hi3847-ctk-copper/ | HI3847 | 5,885.00 |  | <div aria-labelledby="tab-title-additional_information" class="woocommerce-Tabs-panel woocommerce-Tabs-panel--additional_information panel entry-content" id="tab-additional_information" role="tabpanel"> </div> | Copper is an essential trace element in human diet (the daily requirement is around 2.0 mg) and a factor in plant metabolism. On the other hand, corrosion of copper alloys in pipe fittings may introduce considerable quantities of copper into water supplies. Copper salts react with bicinchoninate reagent to form a purple product in a neutral buffered condition. The amount of color developed is directly proportional to the concentration of copper present in the aqueous sample. Order Information: HI 3847 test kit comes with HI 3847-0 reagent (100 packets) and color comparison cube. Product Manuals Manual: Download Method Colorimetric Range 0.0-2.5 mg/L Smallest Increment 0.5 mg/L Chemical Method Bicinchonic Acid Number of Tests 100 Weight 150 g | <div aria-labelledby="tab-title-description" class="woocommerce-Tabs-panel woocommerce-Tabs-panel--description panel entry-content active" id="tab-description" role="tabpanel"> <p>Copper is an essential trace element in human diet (the daily requirement is around 2.0 mg) and a factor in plant metabolism.</p> <p>On the other hand, corrosion of copper alloys in pipe fittings may introduce considerable quantities of copper into water supplies.</p> <p>Copper salts react with bicinchoninate reagent to form a purple product in a neutral buffered condition. The amount of color developed is directly proportional to the concentration of copper present in the aqueous sample.</p> <p> </p> <p><strong>Order Information:</strong><br/> HI 3847 test kit comes with HI 3847-0 reagent (100 packets) and color comparison cube.</p> <div><strong>Product Manuals</strong></div> <p><img align="absmiddle" alt="" border="0" decoding="async" height="22" loading="lazy" src="http://www.hannainst.com/usa/images/icon-pdf.gif" width="20"/> Manual: <a href="http://www.hannainst.com/manuals/manHI_3847.pdf" rel="noopener" target="_blank" title="Download Product Manual">Download</a></p> <table class="spec_table"> <tbody> <tr> <td>Method</td> <td> </td> <td>Colorimetric</td> </tr> <tr> <td>Range</td> <td> </td> <td>0.0-2.5 mg/L</td> </tr> <tr> <td>Smallest Increment</td> <td> </td> <td>0.5 mg/L</td> </tr> <tr> <td>Chemical Method</td> <td> </td> <td>Bicinchonic Acid</td> </tr> <tr> <td>Number of Tests</td> <td> </td> <td>100</td> </tr> <tr> <td>Weight</td> <td> </td> <td>150 g</td> </tr> </tbody> </table> <p> </p> </div> | A test kit for the determination of chemical copper in the range 0 to 2.5 mg / l (ppm). 100 Tests | <div class="product-short-description"> <p>A test kit for the determination of chemical copper in the range 0 to 2.5 mg / l (ppm).<br/> 100 Tests</p> </div> | https://www.hannathailand.com/wp-content/uploads/2022/06/31gluhj8kul__sl500_aa300_51e06eb8ac3cc.jpg | เครื่องวัดปริมาณโบรมีน ในตัวอย่างน้ำ รุ่น HI716 , เครื่องวัดปริมาณไนไตรท์ ช่วงต่ำ รุ่น HI707 , น้ำยามาตรฐานสอบเทียบ ค่ามาตรฐานความเค็ม , เครื่องวัดปริมาณฟอสฟอรัส ช่วงต่ำมาก รุ่น HI736 , เครื่องวัดปริมาณนิกเกิล ช่วงสูง รุ่น HI726 , เครื่องวัดปริมาณคลอรีนรวม รุ่น HI711 , น้ำยามาตรฐานสอบเทียบ ค่ามาตรฐานความเค็ม , เซ็นเซอร์วัดออกซิเจนในน้ำสำหรับ HI9829 มัลติพารามิเตอร์ | <a class="woocommerce-LoopProduct-link woocommerce-loop-product__link" href="https://www.hannathailand.com/product/hi716-checker-hc-bromine/">เครื่องวัดปริมาณโบรมีน ในตัวอย่างน้ำ รุ่น HI716</a> , <a class="woocommerce-LoopProduct-link woocommerce-loop-product__link" href="https://www.hannathailand.com/product/hi707-checker-hc-nitrite-lr/">เครื่องวัดปริมาณไนไตรท์ ช่วงต่ำ รุ่น HI707</a> , <a class="woocommerce-LoopProduct-link woocommerce-loop-product__link" href="https://www.hannathailand.com/product/hi7083l/">น้ำยามาตรฐานสอบเทียบ ค่ามาตรฐานความเค็ม</a> , <a class="woocommerce-LoopProduct-link woocommerce-loop-product__link" href="https://www.hannathailand.com/product/phosphorous-marine/">เครื่องวัดปริมาณฟอสฟอรัส ช่วงต่ำมาก รุ่น HI736</a> , <a class="woocommerce-LoopProduct-link woocommerce-loop-product__link" href="https://www.hannathailand.com/product/hi726-checker-hc-nickel-hr/">เครื่องวัดปริมาณนิกเกิล ช่วงสูง รุ่น HI726</a> , <a class="woocommerce-LoopProduct-link woocommerce-loop-product__link" href="https://www.hannathailand.com/product/hi711-checker-hc-total-chlorine/">เครื่องวัดปริมาณคลอรีนรวม รุ่น HI711</a> , <a class="woocommerce-LoopProduct-link woocommerce-loop-product__link" href="https://www.hannathailand.com/product/hi7080l/">น้ำยามาตรฐานสอบเทียบ ค่ามาตรฐานความเค็ม</a> , <a class="woocommerce-LoopProduct-link woocommerce-loop-product__link" href="https://www.hannathailand.com/product/hi7609829-2/">เซ็นเซอร์วัดออกซิเจนในน้ำสำหรับ HI9829 มัลติพารามิเตอร์</a> | https://www.hannathailand.com/wp-content/uploads/2022/06/miniphotometerfurfreiesgesamtchlor704_11-600x600.jpg , https://www.hannathailand.com/wp-content/uploads/2022/06/hi707400-600x600.jpg , https://www.hannathailand.com/wp-content/uploads/2021/07/10-500x500.jpg , https://www.hannathailand.com/wp-content/uploads/2021/12/HI736-600x600.jpg , https://www.hannathailand.com/wp-content/uploads/2022/06/miniphotometerfurnickelhoch841_11-600x600.jpg , https://www.hannathailand.com/wp-content/uploads/2022/06/hi711_lg-600x600.jpg , https://www.hannathailand.com/wp-content/uploads/2021/07/11-500x500.jpg , https://www.hannathailand.com/wp-content/uploads/2021/07/5-500x500.jpg
195 | HI3847-100 – Reagents for CTK Copper HR | ชุดทดสอบเคมี , สินค้าทั้งหมด , แบบเทียบสี | https://www.hannathailand.com/product-category/test-kit/color/ | https://www.hannathailand.com/product/hi3847-100-reagents-for-ctk-copper-hr/ | HI3847-100 | 4,280.00 |  | <div aria-labelledby="tab-title-additional_information" class="woocommerce-Tabs-panel woocommerce-Tabs-panel--additional_information panel entry-content" id="tab-additional_information" role="tabpanel"> </div> | Reagent kit for HI 3847 (100 tests) | <div aria-labelledby="tab-title-description" class="woocommerce-Tabs-panel woocommerce-Tabs-panel--description panel entry-content active" id="tab-description" role="tabpanel"> <p><span class="hps">Reagent</span> <span class="hps">kit</span> <span class="hps">for</span> <span class="hps">HI</span> <span class="hps">3847 (100</span> <span class="hps">tests)</span></p> </div> | Reagent kit for HI 3847 (100 tests) | <div class="product-short-description"> <p>Reagent kit for HI 3847 (100 tests)</p> </div> | https://www.hannathailand.com/wp-content/uploads/2022/06/31gluhj8kul__sl500_aa300_51e2aaf966a59.jpg | เครื่องวัดปริมาณไอโอดีน รุ่น HI718 , เซ็นเซอร์วัดออกซิเจนในน้ำสำหรับ HI9829 มัลติพารามิเตอร์ , เครื่องวัดปริมาณฟอสเฟต ช่วงต่ำ รุ่น HI713 , น้ำยามาตรฐานสำหรับค่าโซเดียม , เครื่องวัดค่าเหล็ก รุ่น HI721 , เครื่องวัดสีในน้ำตัวอย่าง HI727 , เครื่องวัดปริมาณนิกเกิล ช่วงสูง รุ่น HI726 , เครื่องวัดปริมาณไนไตรท์ ช่วงสูง ในตัวอย่างน้ำ รุ่น HI708 | <a class="woocommerce-LoopProduct-link woocommerce-loop-product__link" href="https://www.hannathailand.com/product/hi718-checker-hc-iodine/">เครื่องวัดปริมาณไอโอดีน รุ่น HI718</a> , <a class="woocommerce-LoopProduct-link woocommerce-loop-product__link" href="https://www.hannathailand.com/product/hi7609829-2/">เซ็นเซอร์วัดออกซิเจนในน้ำสำหรับ HI9829 มัลติพารามิเตอร์</a> , <a class="woocommerce-LoopProduct-link woocommerce-loop-product__link" href="https://www.hannathailand.com/product/hi713-checker-hc-phosphate-lr/">เครื่องวัดปริมาณฟอสเฟต ช่วงต่ำ รุ่น HI713</a> , <a class="woocommerce-LoopProduct-link woocommerce-loop-product__link" href="https://www.hannathailand.com/product/hi7090l/">น้ำยามาตรฐานสำหรับค่าโซเดียม</a> , <a class="woocommerce-LoopProduct-link woocommerce-loop-product__link" href="https://www.hannathailand.com/product/hi721-checker-hc-iron/">เครื่องวัดค่าเหล็ก รุ่น HI721</a> , <a class="woocommerce-LoopProduct-link woocommerce-loop-product__link" href="https://www.hannathailand.com/product/hi727-checker-hc-color-of-water/">เครื่องวัดสีในน้ำตัวอย่าง HI727</a> , <a class="woocommerce-LoopProduct-link woocommerce-loop-product__link" href="https://www.hannathailand.com/product/hi726-checker-hc-nickel-hr/">เครื่องวัดปริมาณนิกเกิล ช่วงสูง รุ่น HI726</a> , <a class="woocommerce-LoopProduct-link woocommerce-loop-product__link" href="https://www.hannathailand.com/product/hi708-checker-hc-nitrite-hr/">เครื่องวัดปริมาณไนไตรท์ ช่วงสูง ในตัวอย่างน้ำ รุ่น HI708</a> | https://www.hannathailand.com/wp-content/uploads/2022/06/miniphotometerfuriod829_11-600x600.jpg , https://www.hannathailand.com/wp-content/uploads/2021/07/5-500x500.jpg , https://www.hannathailand.com/wp-content/uploads/2022/06/hi713_lg51caffcdce23e-600x600.jpg , https://www.hannathailand.com/wp-content/uploads/2021/07/12-500x500.jpg , https://www.hannathailand.com/wp-content/uploads/2022/06/miniphotometerfureisen832_11-600x600.jpg , https://www.hannathailand.com/wp-content/uploads/2022/06/miniphotometerfurfarbe843_11-600x600.jpg , https://www.hannathailand.com/wp-content/uploads/2022/06/miniphotometerfurnickelhoch841_11-600x600.jpg , https://www.hannathailand.com/wp-content/uploads/2022/06/miniphotometerfurnitrithoch2420_11-600x600.jpg
196 | HI3849-100 – Reagenzien für CTK Hydrazin | ชุดทดสอบเคมี , สินค้าทั้งหมด , แบบจานเทียบสี , แบบเทียบสี , แบบไทเทรต | https://www.hannathailand.com/product-category/test-kit/titrate/ | https://www.hannathailand.com/product/hi3849-100-reagenzien-fur-ctk-hydrazin/ | HI3849-100 | 1,123.50 |  | <div aria-labelledby="tab-title-additional_information" class="woocommerce-Tabs-panel woocommerce-Tabs-panel--additional_information panel entry-content" id="tab-additional_information" role="tabpanel"> </div> | Reagenzien für Testkit HI 3849 (100 Tests) | <div aria-labelledby="tab-title-description" class="woocommerce-Tabs-panel woocommerce-Tabs-panel--description panel entry-content active" id="tab-description" role="tabpanel"> <p>Reagenzien für Testkit HI 3849 (100 Tests)</p> </div> | Reagenzien für Testkit HI 3849 (100 Tests) | <div class="product-short-description"> <p>Reagenzien für Testkit HI 3849 (100 Tests)</p> </div> | https://www.hannathailand.com/wp-content/uploads/2022/06/31gluhj8kul__sl500_aa300_51e2ab5512a81.jpg | เครื่องวัดปริมาณฟอสฟอรัส ช่วงต่ำมาก รุ่น HI736 , เครื่องควบคุมค่าความนำไฟฟ้า , เครื่องวัดปริมาณคลอรีนรวม รุ่น HI711 , เครื่องวัดค่าเหล็ก รุ่น HI721 , เครื่องวัดปริมาณฟอสฟอรัส ช่วงสูง รุ่น HI706 , เครื่องวัดปริมาณไอโอดีน รุ่น HI718 , ซัลไฟด์สารต้านอนุมูลอิสระบัฟเฟอร์ , เครื่องวัดปริมาณไนไตรท์ ช่วงสูง ในตัวอย่างน้ำ รุ่น HI708 | <a class="woocommerce-LoopProduct-link woocommerce-loop-product__link" href="https://www.hannathailand.com/product/phosphorous-marine/">เครื่องวัดปริมาณฟอสฟอรัส ช่วงต่ำมาก รุ่น HI736</a> , <a class="woocommerce-LoopProduct-link woocommerce-loop-product__link" href="https://www.hannathailand.com/product/hi8931cn/">เครื่องควบคุมค่าความนำไฟฟ้า</a> , <a class="woocommerce-LoopProduct-link woocommerce-loop-product__link" href="https://www.hannathailand.com/product/hi711-checker-hc-total-chlorine/">เครื่องวัดปริมาณคลอรีนรวม รุ่น HI711</a> , <a class="woocommerce-LoopProduct-link woocommerce-loop-product__link" href="https://www.hannathailand.com/product/hi721-checker-hc-iron/">เครื่องวัดค่าเหล็ก รุ่น HI721</a> , <a class="woocommerce-LoopProduct-link woocommerce-loop-product__link" href="https://www.hannathailand.com/product/hi706-checker-hc-phosphorous-hr/">เครื่องวัดปริมาณฟอสฟอรัส ช่วงสูง รุ่น HI706</a> , <a class="woocommerce-LoopProduct-link woocommerce-loop-product__link" href="https://www.hannathailand.com/product/hi718-checker-hc-iodine/">เครื่องวัดปริมาณไอโอดีน รุ่น HI718</a> , <a class="woocommerce-LoopProduct-link woocommerce-loop-product__link" href="https://www.hannathailand.com/product/hi4015-00/">ซัลไฟด์สารต้านอนุมูลอิสระบัฟเฟอร์</a> , <a class="woocommerce-LoopProduct-link woocommerce-loop-product__link" href="https://www.hannathailand.com/product/hi708-checker-hc-nitrite-hr/">เครื่องวัดปริมาณไนไตรท์ ช่วงสูง ในตัวอย่างน้ำ รุ่น HI708</a> | https://www.hannathailand.com/wp-content/uploads/2021/12/HI736-600x600.jpg , https://www.hannathailand.com/wp-content/uploads/2021/07/2-500x500.jpg , https://www.hannathailand.com/wp-content/uploads/2022/06/hi711_lg-600x600.jpg , https://www.hannathailand.com/wp-content/uploads/2022/06/miniphotometerfureisen832_11-600x600.jpg , https://www.hannathailand.com/wp-content/uploads/2022/06/hi706_400-600x600.jpg , https://www.hannathailand.com/wp-content/uploads/2022/06/miniphotometerfuriod829_11-600x600.jpg , https://www.hannathailand.com/wp-content/uploads/2021/07/7-500x500.jpg , https://www.hannathailand.com/wp-content/uploads/2022/06/miniphotometerfurnitrithoch2420_11-600x600.jpg
197 | HI3850-100 – Reagenzien für CTK Ascorbinsäure | ชุดทดสอบเคมี , สินค้าทั้งหมด , แบบจานเทียบสี , แบบเทียบสี , แบบไทเทรต | https://www.hannathailand.com/product-category/test-kit/titrate/ | https://www.hannathailand.com/product/hi3850-100-reagenzien-fur-ctk-ascorbinsaure/ | HI3850-100 | 2,782.00 |  | <div aria-labelledby="tab-title-additional_information" class="woocommerce-Tabs-panel woocommerce-Tabs-panel--additional_information panel entry-content" id="tab-additional_information" role="tabpanel"> </div> | คุณสมบัติของ HANNA HI3850 ชุดทดสอบวิตามินซี ชุดทดสอบมีอุปกรณ์พร้อมใช้งาน ความละเอียดสูง สามารถซื้อรีเอเจนต์เพิ่มได้ รีเอเจนต์แบบทำไว้ล่วงหน้าเพื่อให้ง่ายต่อการใช้งาน รีเอเจนต์ระบุวันที่หมดอายุและ Lot Number Simple iodometric method for visual indication of the colored endpoint แบรนด์สินค้า HANNA รุ่น HI3850 Reagenzien für Testkit HI 3850 (100 Tests) | <div aria-labelledby="tab-title-description" class="woocommerce-Tabs-panel woocommerce-Tabs-panel--description panel entry-content active" id="tab-description" role="tabpanel"> <p><strong>คุณสมบัติของ HANNA HI3850 ชุดทดสอบวิตามินซี</strong><br/> ชุดทดสอบมีอุปกรณ์พร้อมใช้งาน<br/> ความละเอียดสูง<br/> สามารถซื้อรีเอเจนต์เพิ่มได้<br/> รีเอเจนต์แบบทำไว้ล่วงหน้าเพื่อให้ง่ายต่อการใช้งาน<br/> รีเอเจนต์ระบุวันที่หมดอายุและ Lot Number<br/> Simple iodometric method for visual indication of the colored endpoint<br/> แบรนด์สินค้า HANNA รุ่น HI3850</p> <p>Reagenzien für Testkit HI 3850 (100 Tests)</p> </div> | Reagenzien für Testkit HI 3850 (100 Tests) | <div class="product-short-description"> <p>Reagenzien für Testkit HI 3850 (100 Tests)</p> </div> | https://www.hannathailand.com/wp-content/uploads/2022/06/31gluhj8kul__sl500_aa300_51e2abb79b470.jpg | เครื่องวัดปริมาณโบรมีน ในตัวอย่างน้ำ รุ่น HI716 , เซ็นเซอร์วัดออกซิเจนในน้ำสำหรับ HI9829 มัลติพารามิเตอร์ , เครื่องวัดสีในน้ำตัวอย่าง HI727 , เครื่องควบคุมค่าความนำไฟฟ้า , เครื่องวัดปริมาณนิกเกิล ช่วงสูง รุ่น HI726 , เครื่องวัดปริมาณไนไตรท์ ช่วงสูง ในตัวอย่างน้ำ รุ่น HI708 , เครื่องวัดปริมาณแอมโมเนีย ช่วงต่ำ รุ่น HI700 , เครื่องวัดปริมาณซิลิกา ช่วงต่ำ ในตัวอย่างน้ำ รุ่น HI705 | <a class="woocommerce-LoopProduct-link woocommerce-loop-product__link" href="https://www.hannathailand.com/product/hi716-checker-hc-bromine/">เครื่องวัดปริมาณโบรมีน ในตัวอย่างน้ำ รุ่น HI716</a> , <a class="woocommerce-LoopProduct-link woocommerce-loop-product__link" href="https://www.hannathailand.com/product/hi7609829-2/">เซ็นเซอร์วัดออกซิเจนในน้ำสำหรับ HI9829 มัลติพารามิเตอร์</a> , <a class="woocommerce-LoopProduct-link woocommerce-loop-product__link" href="https://www.hannathailand.com/product/hi727-checker-hc-color-of-water/">เครื่องวัดสีในน้ำตัวอย่าง HI727</a> , <a class="woocommerce-LoopProduct-link woocommerce-loop-product__link" href="https://www.hannathailand.com/product/hi8931cn/">เครื่องควบคุมค่าความนำไฟฟ้า</a> , <a class="woocommerce-LoopProduct-link woocommerce-loop-product__link" href="https://www.hannathailand.com/product/hi726-checker-hc-nickel-hr/">เครื่องวัดปริมาณนิกเกิล ช่วงสูง รุ่น HI726</a> , <a class="woocommerce-LoopProduct-link woocommerce-loop-product__link" href="https://www.hannathailand.com/product/hi708-checker-hc-nitrite-hr/">เครื่องวัดปริมาณไนไตรท์ ช่วงสูง ในตัวอย่างน้ำ รุ่น HI708</a> , <a class="woocommerce-LoopProduct-link woocommerce-loop-product__link" href="https://www.hannathailand.com/product/hi700-checker-hc-ammonia-lr/">เครื่องวัดปริมาณแอมโมเนีย ช่วงต่ำ รุ่น HI700</a> , <a class="woocommerce-LoopProduct-link woocommerce-loop-product__link" href="https://www.hannathailand.com/product/hi705-checker-hc-silica-lr/">เครื่องวัดปริมาณซิลิกา ช่วงต่ำ ในตัวอย่างน้ำ รุ่น HI705</a> | https://www.hannathailand.com/wp-content/uploads/2022/06/miniphotometerfurfreiesgesamtchlor704_11-600x600.jpg , https://www.hannathailand.com/wp-content/uploads/2021/07/5-500x500.jpg , https://www.hannathailand.com/wp-content/uploads/2022/06/miniphotometerfurfarbe843_11-600x600.jpg , https://www.hannathailand.com/wp-content/uploads/2021/07/2-500x500.jpg , https://www.hannathailand.com/wp-content/uploads/2022/06/miniphotometerfurnickelhoch841_11-600x600.jpg , https://www.hannathailand.com/wp-content/uploads/2022/06/miniphotometerfurnitrithoch2420_11-600x600.jpg , https://www.hannathailand.com/wp-content/uploads/2022/06/hi700_400pxl-600x600.jpg , https://www.hannathailand.com/wp-content/uploads/2022/06/hi705400-600x600.jpg
198 | HI3854 CTK Zinc | ชุดทดสอบเคมี , สินค้าทั้งหมด , แบบจานเทียบสี , แบบเทียบสี , แบบไทเทรต | https://www.hannathailand.com/product-category/test-kit/titrate/ | https://www.hannathailand.com/product/hi3854-ctk-zinc/ | HI3854 | 3,745.00 |  | <div aria-labelledby="tab-title-additional_information" class="woocommerce-Tabs-panel woocommerce-Tabs-panel--additional_information panel entry-content" id="tab-additional_information" role="tabpanel"> </div> | Zinc reacts with the zincon reagent to form a brownish-green to blue complex in a solution buffered at alkaline pH. Since other metals can form colored complexes with zincon, cyanide is added to complex zinc and any other heavy metal present. Then, cyclohexanone is added to selectively free zinc from its cyanide complex so that it can react with zincon to form the final blue colored product. The amount of color developed is proportional to the concentration of zinc present in the aqueous sample. Order Information: HI 3854 test kit comes with 100 packets zinc reagent A, 60 mL zinc reagent B (2), color comparison cube, 10 mL glass cuvette with HDPE stopper, 1 mL syringe, 20 mL calibrated vessel and plastic spoon. Product Manuals Manual: Download Specification : Method Colorimetric Range 0.0-3.0 mg/L Smallest Increment 0.6 mg/L Chemical Method Zincon Number of Tests 100 Weight 250 g | <div aria-labelledby="tab-title-description" class="woocommerce-Tabs-panel woocommerce-Tabs-panel--description panel entry-content active" id="tab-description" role="tabpanel"> <p>Zinc reacts with the zincon reagent to form a brownish-green to blue complex in a solution buffered at alkaline pH.</p> <p>Since other metals can form colored complexes with zincon, cyanide is added to complex zinc and any other heavy metal present. Then, cyclohexanone is added to selectively free zinc from its cyanide complex so that it can react with zincon to form the final blue colored product. The amount of color developed is proportional to the concentration of zinc present in the aqueous sample.</p> <p> </p> <p><strong>Order Information:</strong><br/> HI 3854 test kit comes with 100 packets zinc reagent A, 60 mL zinc reagent B (2), color comparison cube, 10 mL glass cuvette with HDPE stopper, 1 mL syringe, 20 mL calibrated vessel and plastic spoon.</p> <div><strong>Product Manuals</strong></div> <p><img align="absmiddle" alt="" border="0" decoding="async" height="22" loading="lazy" src="http://www.hannainst.com/usa/images/icon-pdf.gif" width="20"/> Manual: <a href="http://www.hannainst.com/manuals/ISTR3854_10_03_10.pdf" target="_blank" title="Download Product Manual">Download</a></p> <p><strong>Specification :</strong></p> <table class="spec_table"> <tbody> <tr> <td>Method</td> <td> </td> <td>Colorimetric</td> </tr> <tr> <td>Range</td> <td> </td> <td>0.0-3.0 mg/L</td> </tr> <tr> <td>Smallest Increment</td> <td> </td> <td>0.6 mg/L</td> </tr> <tr> <td>Chemical Method</td> <td> </td> <td>Zincon</td> </tr> <tr> <td>Number of Tests</td> <td> </td> <td>100</td> </tr> <tr> <td>Weight</td> <td> </td> <td>250 g</td> </tr> </tbody> </table> <p> </p> </div> | Chemical test kit for the determination of zinc in the range 0 to 3.0 mg / l (ppm). Package size: 100 Tests | <div class="product-short-description"> <p>Chemical test kit for the determination of zinc in the range 0 to 3.0 mg / l (ppm).<br/> Package size: 100 Tests</p> </div> | https://www.hannathailand.com/wp-content/uploads/2022/06/31gluhj8kul__sl500_aa300_51e0000ea8808.jpg | ซัลไฟด์สารต้านอนุมูลอิสระบัฟเฟอร์ , เครื่องวัดปริมาณโบรมีน ในตัวอย่างน้ำ รุ่น HI716 , เครื่องควบคุมค่าความนำไฟฟ้า , เครื่องวัดค่าเหล็ก รุ่น HI721 , สารละลายมาตรฐานความขุ่น 20 NTU , เซ็นเซอร์วัดออกซิเจนในน้ำสำหรับ HI9829 มัลติพารามิเตอร์ , น้ำยามาตรฐานสำหรับค่าโซเดียม , เครื่องวัดปริมาณแอมโมเนีย ช่วงต่ำ รุ่น HI700 | <a class="woocommerce-LoopProduct-link woocommerce-loop-product__link" href="https://www.hannathailand.com/product/hi4015-00/">ซัลไฟด์สารต้านอนุมูลอิสระบัฟเฟอร์</a> , <a class="woocommerce-LoopProduct-link woocommerce-loop-product__link" href="https://www.hannathailand.com/product/hi716-checker-hc-bromine/">เครื่องวัดปริมาณโบรมีน ในตัวอย่างน้ำ รุ่น HI716</a> , <a class="woocommerce-LoopProduct-link woocommerce-loop-product__link" href="https://www.hannathailand.com/product/hi8931cn/">เครื่องควบคุมค่าความนำไฟฟ้า</a> , <a class="woocommerce-LoopProduct-link woocommerce-loop-product__link" href="https://www.hannathailand.com/product/hi721-checker-hc-iron/">เครื่องวัดค่าเหล็ก รุ่น HI721</a> , <a class="woocommerce-LoopProduct-link woocommerce-loop-product__link" href="https://www.hannathailand.com/product/hi93102-20/">สารละลายมาตรฐานความขุ่น 20 NTU</a> , <a class="woocommerce-LoopProduct-link woocommerce-loop-product__link" href="https://www.hannathailand.com/product/hi7609829-2/">เซ็นเซอร์วัดออกซิเจนในน้ำสำหรับ HI9829 มัลติพารามิเตอร์</a> , <a class="woocommerce-LoopProduct-link woocommerce-loop-product__link" href="https://www.hannathailand.com/product/hi7090l/">น้ำยามาตรฐานสำหรับค่าโซเดียม</a> , <a class="woocommerce-LoopProduct-link woocommerce-loop-product__link" href="https://www.hannathailand.com/product/hi700-checker-hc-ammonia-lr/">เครื่องวัดปริมาณแอมโมเนีย ช่วงต่ำ รุ่น HI700</a> | https://www.hannathailand.com/wp-content/uploads/2022/06/31gluhj8kul__sl500_aa300_51e0000ea8808-600x600.jpg , https://www.hannathailand.com/wp-content/uploads/2022/06/31gluhj8kul__sl500_aa300_51e076f50376a-600x600.jpg , https://www.hannathailand.com/wp-content/uploads/2021/07/7-500x500.jpg , https://www.hannathailand.com/wp-content/uploads/2022/06/miniphotometerfurfreiesgesamtchlor704_11-600x600.jpg , https://www.hannathailand.com/wp-content/uploads/2021/07/2-500x500.jpg , https://www.hannathailand.com/wp-content/uploads/2022/06/miniphotometerfureisen832_11-600x600.jpg , https://www.hannathailand.com/wp-content/uploads/2021/07/9-500x500.jpg , https://www.hannathailand.com/wp-content/uploads/2021/07/5-500x500.jpg , https://www.hannathailand.com/wp-content/uploads/2021/07/12-500x500.jpg , https://www.hannathailand.com/wp-content/uploads/2022/06/hi700_400pxl-600x600.jpg
199 | HI3854-100 – Reagents for CTK Zinc | ชุดทดสอบเคมี , สินค้าทั้งหมด , แบบจานเทียบสี , แบบเทียบสี , แบบไทเทรต | https://www.hannathailand.com/product-category/test-kit/titrate/ | https://www.hannathailand.com/product/hi3854-100-reagents-for-ctk-zinc/ | HI3854-100 | 3,210.00 |  | <div aria-labelledby="tab-title-additional_information" class="woocommerce-Tabs-panel woocommerce-Tabs-panel--additional_information panel entry-content" id="tab-additional_information" role="tabpanel"> </div> | Reagent kit for HI 3854 (100 tests) | <div aria-labelledby="tab-title-description" class="woocommerce-Tabs-panel woocommerce-Tabs-panel--description panel entry-content active" id="tab-description" role="tabpanel"> <p><span class="hps">Reagent</span> <span class="hps">kit</span> <span class="hps">for</span> <span class="hps">HI</span> <span class="hps">3854 (100</span> <span class="hps">tests)</span></p> </div> | Reagent kit for HI 3854 (100 tests) | <div class="product-short-description"> <p>Reagent kit for HI 3854 (100 tests)</p> </div> | https://www.hannathailand.com/wp-content/uploads/2022/06/31gluhj8kul__sl500_aa300_51e2b8d6ba41e.jpg | น้ำยามาตรฐานสอบเทียบ , เครื่องวัดสีในน้ำตัวอย่าง HI727 , เครื่องวัดปริมาณไอโอดีน รุ่น HI718 , สารละลายมาตรฐานความขุ่น 20 NTU , เครื่องวัดค่าเหล็ก รุ่น HI721 , เครื่องวัดปริมาณฟลูออไรด์ ช่วงต่ำ รุ่น HI729 , เครื่องวัดปริมาณนิกเกิล ช่วงสูง รุ่น HI726 , เครื่องวัดปริมาณไนไตรท์ ช่วงต่ำ รุ่น HI707 | <a class="woocommerce-LoopProduct-link woocommerce-loop-product__link" href="https://www.hannathailand.com/product/hi9828-25/">น้ำยามาตรฐานสอบเทียบ</a> , <a class="woocommerce-LoopProduct-link woocommerce-loop-product__link" href="https://www.hannathailand.com/product/hi727-checker-hc-color-of-water/">เครื่องวัดสีในน้ำตัวอย่าง HI727</a> , <a class="woocommerce-LoopProduct-link woocommerce-loop-product__link" href="https://www.hannathailand.com/product/hi718-checker-hc-iodine/">เครื่องวัดปริมาณไอโอดีน รุ่น HI718</a> , <a class="woocommerce-LoopProduct-link woocommerce-loop-product__link" href="https://www.hannathailand.com/product/hi93102-20/">สารละลายมาตรฐานความขุ่น 20 NTU</a> , <a class="woocommerce-LoopProduct-link woocommerce-loop-product__link" href="https://www.hannathailand.com/product/hi721-checker-hc-iron/">เครื่องวัดค่าเหล็ก รุ่น HI721</a> , <a class="woocommerce-LoopProduct-link woocommerce-loop-product__link" href="https://www.hannathailand.com/product/hi729-checker-hc-fluoride-lr/">เครื่องวัดปริมาณฟลูออไรด์ ช่วงต่ำ รุ่น HI729</a> , <a class="woocommerce-LoopProduct-link woocommerce-loop-product__link" href="https://www.hannathailand.com/product/hi726-checker-hc-nickel-hr/">เครื่องวัดปริมาณนิกเกิล ช่วงสูง รุ่น HI726</a> , <a class="woocommerce-LoopProduct-link woocommerce-loop-product__link" href="https://www.hannathailand.com/product/hi707-checker-hc-nitrite-lr/">เครื่องวัดปริมาณไนไตรท์ ช่วงต่ำ รุ่น HI707</a> | https://www.hannathailand.com/wp-content/uploads/2021/07/8-500x500.jpg , https://www.hannathailand.com/wp-content/uploads/2022/06/miniphotometerfurfarbe843_11-600x600.jpg , https://www.hannathailand.com/wp-content/uploads/2022/06/miniphotometerfuriod829_11-600x600.jpg , https://www.hannathailand.com/wp-content/uploads/2021/07/9-500x500.jpg , https://www.hannathailand.com/wp-content/uploads/2022/06/miniphotometerfureisen832_11-600x600.jpg , https://www.hannathailand.com/wp-content/uploads/2022/06/miniphotometerfurfluoridniedrig844_11-600x600.jpg , https://www.hannathailand.com/wp-content/uploads/2022/06/miniphotometerfurnickelhoch841_11-600x600.jpg , https://www.hannathailand.com/wp-content/uploads/2022/06/hi707400-600x600.jpg
200 | HI3855-100 – Reagents for CTK Cyanide | ชุดทดสอบเคมี , สินค้าทั้งหมด , แบบจานเทียบสี , แบบเทียบสี , แบบไทเทรต | https://www.hannathailand.com/product-category/test-kit/titrate/ | https://www.hannathailand.com/product/hi3855-100-reagents-for-ctk-cyanide/ | HI3855-100 | 4,815.00 |  | <div aria-labelledby="tab-title-additional_information" class="woocommerce-Tabs-panel woocommerce-Tabs-panel--additional_information panel entry-content" id="tab-additional_information" role="tabpanel"> </div> | Type text or a website address or translate a document. Cancel Reagent kit for HI 3855 (100 tests) | <div aria-labelledby="tab-title-description" class="woocommerce-Tabs-panel woocommerce-Tabs-panel--description panel entry-content active" id="tab-description" role="tabpanel"> <div id="gt-src-tools"> <div id="gt-src-tools-l"> </div> <div id="gt-src-tools-r"> <div class="trans-listen-button goog-toolbar-button" data-tooltip="Listen" data-tooltip-align="t,c" id="gt-src-listen"> </div> <div class="trans-example-button goog-toolbar-button goog-toolbar-button-disabled" data-tooltip="Show example usage of words" data-tooltip-align="t,c" id="gt-src-ex-bt"> </div> <div class="trans-roman-button goog-toolbar-button" data-mce-style="display: none;" data-tooltip="Read phonetically" data-tooltip-align="t,c" id="gt-src-roman" style="display: none;"> </div> </div> </div> <div data-mce-style="display: none;" id="select_document" style="display: none;">Type text or a website address or <a data-mce-href="http://translate.google.com/?tr=f&amp;hl=en" href="https://translate.google.com/?tr=f&amp;hl=en">translate a document.</a><br data-mce-bogus="1"/></div> <div class="file" data-mce-style="display: none;" id="file_div" style="display: none;"> <div data-mce-style="display: none;" id="select_text" style="display: none;"><a data-mce-href="http://translate.google.com/?tr=t&amp;hl=en" href="https://translate.google.com/?tr=t&amp;hl=en">Cancel</a><br data-mce-bogus="1"/></div> <p><input data-mce-style="display: none;" id="file" name="file" size="40" style="display: none;" type="file"/></p></div> <div class="translit" data-mce-style="display: none;" dir="ltr" id="src-translit" style="display: none;"> </div> <div data-mce-style="display: none;" id="spelling-correction" style="display: none;"> </div> <div class="g-unit" id="gt-res-c"> <div id="gt-res-p"> <div id="gt-res-data"> <div id="gt-res-wrap"> <div class="almost_half_cell" id="gt-res-content"> <div data-mce-style="-ms-zoom: 1;" dir="ltr" style="-ms-zoom: 1;"> <div id="tts_button"> </div> <p><span class="short_text" id="result_box" lang="en"><span class="hps">Reagent</span> <span class="hps">kit</span> <span class="hps">for</span> <span class="hps">HI</span> <span class="hps">3855 (100</span> <span class="hps">tests)</span></span></p></div> </div> </div> </div> </div> </div> </div> | Reagent kit for HI 3855 (100 tests) | <div class="product-short-description"> <p>Reagent kit for HI 3855 (100 tests)</p> </div> | https://www.hannathailand.com/wp-content/uploads/2022/06/31gluhj8kul__sl500_aa300_51e2b94514215.jpg | เครื่องควบคุมค่าความนำไฟฟ้า , เครื่องวัดปริมาณไนไตรท์ ช่วงต่ำ รุ่น HI707 , เครื่องวัดปริมาณฟอสฟอรัส ช่วงสูง รุ่น HI706 , เครื่องวัดปริมาณซิลิกา ช่วงต่ำ ในตัวอย่างน้ำ รุ่น HI705 , เครื่องวัดปริมาณโครเมี่ยม ช่วงสูง รุ่น HI723 , เครื่องวัดปริมาณนิกเกิล ช่วงสูง รุ่น HI726 , เครื่องวัดปริมาณไอโอดีน รุ่น HI718 , เครื่องวัดสีในน้ำตัวอย่าง HI727 | <a class="woocommerce-LoopProduct-link woocommerce-loop-product__link" href="https://www.hannathailand.com/product/hi8931cn/">เครื่องควบคุมค่าความนำไฟฟ้า</a> , <a class="woocommerce-LoopProduct-link woocommerce-loop-product__link" href="https://www.hannathailand.com/product/hi707-checker-hc-nitrite-lr/">เครื่องวัดปริมาณไนไตรท์ ช่วงต่ำ รุ่น HI707</a> , <a class="woocommerce-LoopProduct-link woocommerce-loop-product__link" href="https://www.hannathailand.com/product/hi706-checker-hc-phosphorous-hr/">เครื่องวัดปริมาณฟอสฟอรัส ช่วงสูง รุ่น HI706</a> , <a class="woocommerce-LoopProduct-link woocommerce-loop-product__link" href="https://www.hannathailand.com/product/hi705-checker-hc-silica-lr/">เครื่องวัดปริมาณซิลิกา ช่วงต่ำ ในตัวอย่างน้ำ รุ่น HI705</a> , <a class="woocommerce-LoopProduct-link woocommerce-loop-product__link" href="https://www.hannathailand.com/product/hi723-checker-hc-chromium-vi-hr/">เครื่องวัดปริมาณโครเมี่ยม ช่วงสูง รุ่น HI723</a> , <a class="woocommerce-LoopProduct-link woocommerce-loop-product__link" href="https://www.hannathailand.com/product/hi726-checker-hc-nickel-hr/">เครื่องวัดปริมาณนิกเกิล ช่วงสูง รุ่น HI726</a> , <a class="woocommerce-LoopProduct-link woocommerce-loop-product__link" href="https://www.hannathailand.com/product/hi718-checker-hc-iodine/">เครื่องวัดปริมาณไอโอดีน รุ่น HI718</a> , <a class="woocommerce-LoopProduct-link woocommerce-loop-product__link" href="https://www.hannathailand.com/product/hi727-checker-hc-color-of-water/">เครื่องวัดสีในน้ำตัวอย่าง HI727</a> | https://www.hannathailand.com/wp-content/uploads/2021/07/2-500x500.jpg , https://www.hannathailand.com/wp-content/uploads/2022/06/hi707400-600x600.jpg , https://www.hannathailand.com/wp-content/uploads/2022/06/hi706_400-600x600.jpg , https://www.hannathailand.com/wp-content/uploads/2022/06/hi705400-600x600.jpg , https://www.hannathailand.com/wp-content/uploads/2022/06/miniphotometerfurchromvihoch839_11-600x600.jpg , https://www.hannathailand.com/wp-content/uploads/2022/06/miniphotometerfurnickelhoch841_11-600x600.jpg , https://www.hannathailand.com/wp-content/uploads/2022/06/miniphotometerfuriod829_11-600x600.jpg , https://www.hannathailand.com/wp-content/uploads/2022/06/miniphotometerfurfarbe843_11-600x600.jpg
201 | HI3856 CTK Kupfer | ชุดทดสอบเคมี , สินค้าทั้งหมด , แบบจานเทียบสี , แบบเทียบสี , แบบไทเทรต | https://www.hannathailand.com/product-category/test-kit/titrate/ | https://www.hannathailand.com/product/hi3856-ctk-kupfer/ | HI3856 | 2,782.00 |  | <div aria-labelledby="tab-title-additional_information" class="woocommerce-Tabs-panel woocommerce-Tabs-panel--additional_information panel entry-content" id="tab-additional_information" role="tabpanel"> </div> | Chemischer Testkit zur Bestimmung von Kupfer im Bereich 0 bis 0,25 mg/l (ppm).Packungsgrösse: 100 Tests Messbereich 0 bis 0,25 mg/l (ppm) Auflösung 0,05 mg/l Methode Kolorimetrisch Bicinchoninsäure | <div aria-labelledby="tab-title-description" class="woocommerce-Tabs-panel woocommerce-Tabs-panel--description panel entry-content active" id="tab-description" role="tabpanel"> <p>Chemischer Testkit zur Bestimmung von <strong>Kupfer </strong>im Bereich 0 bis 0,25 mg/l (ppm).<br/>Packungsgrösse: 100 Tests </p> <table border="0" cellpadding="0" cellspacing="0" class="mceItemTable"> <colgroup> <col width="187"/> <col width="340"/></colgroup> <tbody> <tr> <td class="xl63" height="20" width="187"><span>Messbereich</span></td> <td class="xl64" width="340"><span>0 bis 0,25 mg/l (ppm)</span></td> </tr> <tr> <td class="xl63" height="20" width="187"><span class="hps">Auflösung</span></td> <td class="xl64" width="340">0,05 mg/l</td> </tr> <tr> <td class="xl63" height="20" width="187">Methode</td> <td class="xl64" width="340"> <p>Kolorimetrisch Bicinchoninsäure</p> </td> </tr> </tbody> </table> <p></p> </div> | Chemischer Testkit zur Bestimmung von Kupfer im Bereich 0 bis 0,25 mg/l (ppm). Packungsgrösse: 100 Tests | <div class="product-short-description"> <p>Chemischer Testkit zur Bestimmung von Kupfer im Bereich 0 bis 0,25 mg/l (ppm).<br/> Packungsgrösse: 100 Tests </p> </div> | https://www.hannathailand.com/wp-content/uploads/2022/06/31gluhj8kul__sl500_aa300_51e07a65995bc.jpg | เครื่องวัดปริมาณโครเมี่ยม ช่วงสูง รุ่น HI723 , เครื่องวัดปริมาณนิกเกิล ช่วงสูง รุ่น HI726 , เซ็นเซอร์วัดออกซิเจนในน้ำสำหรับ HI9829 มัลติพารามิเตอร์ , ซัลไฟด์สารต้านอนุมูลอิสระบัฟเฟอร์ , เครื่องวัดค่าเหล็ก รุ่น HI721 , เครื่องวัดปริมาณคลอรีนรวม รุ่น HI711 , เครื่องวัดปริมาณไนไตรท์ ช่วงต่ำ รุ่น HI707 , น้ำยามาตรฐานสำหรับค่าโซเดียม | <a class="woocommerce-LoopProduct-link woocommerce-loop-product__link" href="https://www.hannathailand.com/product/hi723-checker-hc-chromium-vi-hr/">เครื่องวัดปริมาณโครเมี่ยม ช่วงสูง รุ่น HI723</a> , <a class="woocommerce-LoopProduct-link woocommerce-loop-product__link" href="https://www.hannathailand.com/product/hi726-checker-hc-nickel-hr/">เครื่องวัดปริมาณนิกเกิล ช่วงสูง รุ่น HI726</a> , <a class="woocommerce-LoopProduct-link woocommerce-loop-product__link" href="https://www.hannathailand.com/product/hi7609829-2/">เซ็นเซอร์วัดออกซิเจนในน้ำสำหรับ HI9829 มัลติพารามิเตอร์</a> , <a class="woocommerce-LoopProduct-link woocommerce-loop-product__link" href="https://www.hannathailand.com/product/hi4015-00/">ซัลไฟด์สารต้านอนุมูลอิสระบัฟเฟอร์</a> , <a class="woocommerce-LoopProduct-link woocommerce-loop-product__link" href="https://www.hannathailand.com/product/hi721-checker-hc-iron/">เครื่องวัดค่าเหล็ก รุ่น HI721</a> , <a class="woocommerce-LoopProduct-link woocommerce-loop-product__link" href="https://www.hannathailand.com/product/hi711-checker-hc-total-chlorine/">เครื่องวัดปริมาณคลอรีนรวม รุ่น HI711</a> , <a class="woocommerce-LoopProduct-link woocommerce-loop-product__link" href="https://www.hannathailand.com/product/hi707-checker-hc-nitrite-lr/">เครื่องวัดปริมาณไนไตรท์ ช่วงต่ำ รุ่น HI707</a> , <a class="woocommerce-LoopProduct-link woocommerce-loop-product__link" href="https://www.hannathailand.com/product/hi7090l/">น้ำยามาตรฐานสำหรับค่าโซเดียม</a> | https://www.hannathailand.com/wp-content/uploads/2022/06/miniphotometerfurchromvihoch839_11-600x600.jpg , https://www.hannathailand.com/wp-content/uploads/2022/06/miniphotometerfurnickelhoch841_11-600x600.jpg , https://www.hannathailand.com/wp-content/uploads/2021/07/5-500x500.jpg , https://www.hannathailand.com/wp-content/uploads/2021/07/7-500x500.jpg , https://www.hannathailand.com/wp-content/uploads/2022/06/miniphotometerfureisen832_11-600x600.jpg , https://www.hannathailand.com/wp-content/uploads/2022/06/hi711_lg-600x600.jpg , https://www.hannathailand.com/wp-content/uploads/2022/06/hi707400-600x600.jpg , https://www.hannathailand.com/wp-content/uploads/2021/07/12-500x500.jpg
202 | HI3856-100 – Reagenzien für CTK Kupfer | ชุดทดสอบเคมี , สินค้าทั้งหมด , แบบจานเทียบสี , แบบเทียบสี , แบบไทเทรต | https://www.hannathailand.com/product-category/test-kit/titrate/ | https://www.hannathailand.com/product/hi3856-100-reagenzien-fur-ctk-kupfer/ | HI3856-100 | 909.50 |  | <div aria-labelledby="tab-title-additional_information" class="woocommerce-Tabs-panel woocommerce-Tabs-panel--additional_information panel entry-content" id="tab-additional_information" role="tabpanel"> </div> | Reagenzien für Testkit HI 3856 (100 Tests) | <div aria-labelledby="tab-title-description" class="woocommerce-Tabs-panel woocommerce-Tabs-panel--description panel entry-content active" id="tab-description" role="tabpanel"> <p>Reagenzien für Testkit HI 3856 (100 Tests)</p> </div> | Reagenzien für Testkit HI 3856 (100 Tests) | <div class="product-short-description"> <p>Reagenzien für Testkit HI 3856 (100 Tests)</p> </div> | https://www.hannathailand.com/wp-content/uploads/2022/06/31gluhj8kul__sl500_aa300_51e2b9a67fe3f.jpg | เครื่องวัดปริมาณไนไตรท์ ช่วงต่ำ รุ่น HI707 , เครื่องวัดปริมาณไนไตรท์ ช่วงสูง ในตัวอย่างน้ำ รุ่น HI708 , เครื่องวัดค่าเหล็ก รุ่น HI721 , สารละลายมาตรฐานความขุ่น 20 NTU , เครื่องวัดปริมาณซิลิกา ช่วงต่ำ ในตัวอย่างน้ำ รุ่น HI705 , เครื่องวัดปริมาณฟอสเฟต ช่วงสูง รุ่น HI717 , เครื่องวัดปริมาณฟอสฟอรัส ช่วงต่ำมาก รุ่น HI736 , เครื่องวัดปริมาณแอมโมเนีย ช่วงสูง รุ่น HI733 | <a class="woocommerce-LoopProduct-link woocommerce-loop-product__link" href="https://www.hannathailand.com/product/hi707-checker-hc-nitrite-lr/">เครื่องวัดปริมาณไนไตรท์ ช่วงต่ำ รุ่น HI707</a> , <a class="woocommerce-LoopProduct-link woocommerce-loop-product__link" href="https://www.hannathailand.com/product/hi708-checker-hc-nitrite-hr/">เครื่องวัดปริมาณไนไตรท์ ช่วงสูง ในตัวอย่างน้ำ รุ่น HI708</a> , <a class="woocommerce-LoopProduct-link woocommerce-loop-product__link" href="https://www.hannathailand.com/product/hi721-checker-hc-iron/">เครื่องวัดค่าเหล็ก รุ่น HI721</a> , <a class="woocommerce-LoopProduct-link woocommerce-loop-product__link" href="https://www.hannathailand.com/product/hi93102-20/">สารละลายมาตรฐานความขุ่น 20 NTU</a> , <a class="woocommerce-LoopProduct-link woocommerce-loop-product__link" href="https://www.hannathailand.com/product/hi705-checker-hc-silica-lr/">เครื่องวัดปริมาณซิลิกา ช่วงต่ำ ในตัวอย่างน้ำ รุ่น HI705</a> , <a class="woocommerce-LoopProduct-link woocommerce-loop-product__link" href="https://www.hannathailand.com/product/hi717-checker-hc-phosphate-hr/">เครื่องวัดปริมาณฟอสเฟต ช่วงสูง รุ่น HI717</a> , <a class="woocommerce-LoopProduct-link woocommerce-loop-product__link" href="https://www.hannathailand.com/product/phosphorous-marine/">เครื่องวัดปริมาณฟอสฟอรัส ช่วงต่ำมาก รุ่น HI736</a> , <a class="woocommerce-LoopProduct-link woocommerce-loop-product__link" href="https://www.hannathailand.com/product/hi733-checker-hc-ammonia-hr/">เครื่องวัดปริมาณแอมโมเนีย ช่วงสูง รุ่น HI733</a> | https://www.hannathailand.com/wp-content/uploads/2022/06/hi707400-600x600.jpg , https://www.hannathailand.com/wp-content/uploads/2022/06/miniphotometerfurnitrithoch2420_11-600x600.jpg , https://www.hannathailand.com/wp-content/uploads/2022/06/miniphotometerfureisen832_11-600x600.jpg , https://www.hannathailand.com/wp-content/uploads/2021/07/9-500x500.jpg , https://www.hannathailand.com/wp-content/uploads/2022/06/hi705400-600x600.jpg , https://www.hannathailand.com/wp-content/uploads/2022/06/miniphotometerfurphosphathoch827_11-600x600.jpg , https://www.hannathailand.com/wp-content/uploads/2021/12/HI736-600x600.jpg , https://www.hannathailand.com/wp-content/uploads/2022/06/miniphotometerfurammoniumhoch2418_11-600x600.jpg
203 | HI3859-025 – Reagenzien für CTK Glycol | ชุดทดสอบเคมี , สินค้าทั้งหมด , แบบเทียบสี | https://www.hannathailand.com/product-category/test-kit/color/ | https://www.hannathailand.com/product/hi3859-025-reagenzien-fur-ctk-glycol/ | HI3859-025 | 5,885.00 |  | <div aria-labelledby="tab-title-additional_information" class="woocommerce-Tabs-panel woocommerce-Tabs-panel--additional_information panel entry-content" id="tab-additional_information" role="tabpanel"> </div> | Reagenzien für Testkit HI 3859 (25 Tests) | <div aria-labelledby="tab-title-description" class="woocommerce-Tabs-panel woocommerce-Tabs-panel--description panel entry-content active" id="tab-description" role="tabpanel"> <p>Reagenzien für Testkit HI 3859 (25 Tests)</p> </div> | Reagenzien für Testkit HI 3859 (25 Tests) | <div class="product-short-description"> <p>Reagenzien für Testkit HI 3859 (25 Tests)</p> </div> | https://www.hannathailand.com/wp-content/uploads/2022/06/31gluhj8kul__sl500_aa300_51e2baec0afe7.jpg | เครื่องวัดปริมาณแอมโมเนีย ช่วงต่ำ รุ่น HI700 , น้ำยามาตรฐานสำหรับค่าโซเดียม , เครื่องวัดสีในน้ำตัวอย่าง HI727 , เครื่องวัดปริมาณซิลิกา ช่วงต่ำ ในตัวอย่างน้ำ รุ่น HI705 , เครื่องวัดปริมาณคลอรีนรวม รุ่น HI711 , เครื่องวัดปริมาณฟอสฟอรัส ช่วงต่ำมาก รุ่น HI736 , เครื่องวัดปริมาณโบรมีน ในตัวอย่างน้ำ รุ่น HI716 , เครื่องวัดปริมาณนิกเกิล ช่วงสูง รุ่น HI726 | <a class="woocommerce-LoopProduct-link woocommerce-loop-product__link" href="https://www.hannathailand.com/product/hi700-checker-hc-ammonia-lr/">เครื่องวัดปริมาณแอมโมเนีย ช่วงต่ำ รุ่น HI700</a> , <a class="woocommerce-LoopProduct-link woocommerce-loop-product__link" href="https://www.hannathailand.com/product/hi7090l/">น้ำยามาตรฐานสำหรับค่าโซเดียม</a> , <a class="woocommerce-LoopProduct-link woocommerce-loop-product__link" href="https://www.hannathailand.com/product/hi727-checker-hc-color-of-water/">เครื่องวัดสีในน้ำตัวอย่าง HI727</a> , <a class="woocommerce-LoopProduct-link woocommerce-loop-product__link" href="https://www.hannathailand.com/product/hi705-checker-hc-silica-lr/">เครื่องวัดปริมาณซิลิกา ช่วงต่ำ ในตัวอย่างน้ำ รุ่น HI705</a> , <a class="woocommerce-LoopProduct-link woocommerce-loop-product__link" href="https://www.hannathailand.com/product/hi711-checker-hc-total-chlorine/">เครื่องวัดปริมาณคลอรีนรวม รุ่น HI711</a> , <a class="woocommerce-LoopProduct-link woocommerce-loop-product__link" href="https://www.hannathailand.com/product/phosphorous-marine/">เครื่องวัดปริมาณฟอสฟอรัส ช่วงต่ำมาก รุ่น HI736</a> , <a class="woocommerce-LoopProduct-link woocommerce-loop-product__link" href="https://www.hannathailand.com/product/hi716-checker-hc-bromine/">เครื่องวัดปริมาณโบรมีน ในตัวอย่างน้ำ รุ่น HI716</a> , <a class="woocommerce-LoopProduct-link woocommerce-loop-product__link" href="https://www.hannathailand.com/product/hi726-checker-hc-nickel-hr/">เครื่องวัดปริมาณนิกเกิล ช่วงสูง รุ่น HI726</a> | https://www.hannathailand.com/wp-content/uploads/2022/06/hi700_400pxl-600x600.jpg , https://www.hannathailand.com/wp-content/uploads/2021/07/12-500x500.jpg , https://www.hannathailand.com/wp-content/uploads/2022/06/miniphotometerfurfarbe843_11-600x600.jpg , https://www.hannathailand.com/wp-content/uploads/2022/06/hi705400-600x600.jpg , https://www.hannathailand.com/wp-content/uploads/2022/06/hi711_lg-600x600.jpg , https://www.hannathailand.com/wp-content/uploads/2021/12/HI736-600x600.jpg , https://www.hannathailand.com/wp-content/uploads/2022/06/miniphotometerfurfreiesgesamtchlor704_11-600x600.jpg , https://www.hannathailand.com/wp-content/uploads/2022/06/miniphotometerfurnickelhoch841_11-600x600.jpg
204 | HI3864 CTK Phenol | ชุดทดสอบเคมี , สินค้าทั้งหมด , แบบจานเทียบสี , แบบเทียบสี , แบบไทเทรต | https://www.hannathailand.com/product-category/test-kit/titrate/ | https://www.hannathailand.com/product/hi3864-ctk-phenol/ | HI3864 | 7,704.00 |  | <div aria-labelledby="tab-title-additional_information" class="woocommerce-Tabs-panel woocommerce-Tabs-panel--additional_information panel entry-content" id="tab-additional_information" role="tabpanel"> </div> | The HANNA test kit for phenols determines the phenol concentration in water via checker disc. Phenolic compounds react to form a yellow to orange dye with 4-amino antipyrine in alkaline solution buffered at pH about 10. The absorbance of this colored product is proportional to the concentration of phenols present in the aqueous sample. Order Information: HI 3864 test kit comes with 100 packets reagent A, 100 packets reagent B, checker discs (2), glass vials with caps (2) and mirror Product Manuals Manual: Download Specification : Method Checker Disc Range 0.00-1.00 mg/L 0.5-5.0 mg/L Smallest Increment 0.02 mg/L 0.1 mg/L Chemical Method Aminoantipyrine Number of Tests 100 Weight 573 g | <div aria-labelledby="tab-title-description" class="woocommerce-Tabs-panel woocommerce-Tabs-panel--description panel entry-content active" id="tab-description" role="tabpanel"> <p>The HANNA test kit for phenols determines the phenol concentration in water via checker disc. Phenolic compounds react to form a yellow to orange dye with 4-amino antipyrine in alkaline solution buffered at pH about 10. The absorbance of this colored product is proportional to the concentration of phenols present in the aqueous sample.</p> <p> </p> <p><strong>Order Information:</strong><br/> HI 3864 test kit comes with 100 packets reagent A, 100 packets reagent B, checker discs (2), glass vials with caps (2) and mirror</p> <div><strong>Product Manuals</strong></div> <p><img align="absmiddle" alt="" border="0" decoding="async" height="22" loading="lazy" src="http://www.hannainst.com/usa/images/icon-pdf.gif" width="20"/> Manual: <a href="http://www.hannainst.com/manuals/manHI_3864.pdf" target="_blank" title="Download Product Manual">Download</a></p> <p><strong>Specification :</strong></p> <div> <table class="spec_table"> <tbody> <tr> <td>Method</td> <td> </td> <td>Checker Disc</td> </tr> <tr> <td>Range</td> <td> </td> <td>0.00-1.00 mg/L<br/> 0.5-5.0 mg/L</td> </tr> <tr> <td>Smallest Increment</td> <td> </td> <td>0.02 mg/L<br/> 0.1 mg/L</td> </tr> <tr> <td>Chemical Method</td> <td> </td> <td>Aminoantipyrine</td> </tr> <tr> <td>Number of Tests</td> <td> </td> <td>100</td> </tr> <tr> <td>Weight</td> <td> </td> <td>573 g</td> </tr> </tbody> </table> </div> </div> | Chemical test kit for the determination of phenol in the range 0 to 1 mg / l / 0.5 to 5.0 mg / l (ppm). Package size: 100 Tests | <div class="product-short-description"> <p>Chemical test kit for the determination of phenol in the range 0 to 1 mg / l / 0.5 to 5.0 mg / l (ppm).<br/> Package size: 100 Tests</p> </div> | https://www.hannathailand.com/wp-content/uploads/2022/06/31gluhj8kul__sl500_aa300_51e07ceadb2b8.jpg | เครื่องวัดปริมาณคลอรีนรวม รุ่น HI711 , เครื่องวัดคลอรีน , น้ำยามาตรฐานสอบเทียบ ค่ามาตรฐานความเค็ม , ซัลไฟด์สารต้านอนุมูลอิสระบัฟเฟอร์ , น้ำยามาตรฐานสอบเทียบ ค่ามาตรฐานความเค็ม , เครื่องวัดปริมาณฟอสเฟต ช่วงต่ำ รุ่น HI713 , เครื่องวัดปริมาณแอมโมเนีย ช่วงสูง รุ่น HI733 , เครื่องวัดสีในน้ำตัวอย่าง HI727 | <a class="woocommerce-LoopProduct-link woocommerce-loop-product__link" href="https://www.hannathailand.com/product/hi711-checker-hc-total-chlorine/">เครื่องวัดปริมาณคลอรีนรวม รุ่น HI711</a> , <a class="woocommerce-LoopProduct-link woocommerce-loop-product__link" href="https://www.hannathailand.com/product/free-chlorine/">เครื่องวัดคลอรีน</a> , <a class="woocommerce-LoopProduct-link woocommerce-loop-product__link" href="https://www.hannathailand.com/product/hi7083l/">น้ำยามาตรฐานสอบเทียบ ค่ามาตรฐานความเค็ม</a> , <a class="woocommerce-LoopProduct-link woocommerce-loop-product__link" href="https://www.hannathailand.com/product/hi4015-00/">ซัลไฟด์สารต้านอนุมูลอิสระบัฟเฟอร์</a> , <a class="woocommerce-LoopProduct-link woocommerce-loop-product__link" href="https://www.hannathailand.com/product/hi7080l/">น้ำยามาตรฐานสอบเทียบ ค่ามาตรฐานความเค็ม</a> , <a class="woocommerce-LoopProduct-link woocommerce-loop-product__link" href="https://www.hannathailand.com/product/hi713-checker-hc-phosphate-lr/">เครื่องวัดปริมาณฟอสเฟต ช่วงต่ำ รุ่น HI713</a> , <a class="woocommerce-LoopProduct-link woocommerce-loop-product__link" href="https://www.hannathailand.com/product/hi733-checker-hc-ammonia-hr/">เครื่องวัดปริมาณแอมโมเนีย ช่วงสูง รุ่น HI733</a> , <a class="woocommerce-LoopProduct-link woocommerce-loop-product__link" href="https://www.hannathailand.com/product/hi727-checker-hc-color-of-water/">เครื่องวัดสีในน้ำตัวอย่าง HI727</a> | https://www.hannathailand.com/wp-content/uploads/2022/06/hi711_lg-600x600.jpg , https://www.hannathailand.com/wp-content/uploads/2021/07/1-500x500.jpg , https://www.hannathailand.com/wp-content/uploads/2021/07/10-500x500.jpg , https://www.hannathailand.com/wp-content/uploads/2021/07/7-500x500.jpg , https://www.hannathailand.com/wp-content/uploads/2021/07/11-500x500.jpg , https://www.hannathailand.com/wp-content/uploads/2022/06/hi713_lg51caffcdce23e-600x600.jpg , https://www.hannathailand.com/wp-content/uploads/2022/06/miniphotometerfurammoniumhoch2418_11-600x600.jpg , https://www.hannathailand.com/wp-content/uploads/2022/06/miniphotometerfurfarbe843_11-600x600.jpg
205 | HI3864-100 – Reagents for CTK Phenol | ชุดทดสอบเคมี , สินค้าทั้งหมด , แบบจานเทียบสี , แบบเทียบสี , แบบไทเทรต | https://www.hannathailand.com/product-category/test-kit/titrate/ | https://www.hannathailand.com/product/hi3864-100-reagents-for-ctk-phenol/ | HI3864-100 | 4,815.00 |  | <div aria-labelledby="tab-title-additional_information" class="woocommerce-Tabs-panel woocommerce-Tabs-panel--additional_information panel entry-content" id="tab-additional_information" role="tabpanel"> </div> | Reagent kit for HI 3864 (100 tests) | <div aria-labelledby="tab-title-description" class="woocommerce-Tabs-panel woocommerce-Tabs-panel--description panel entry-content active" id="tab-description" role="tabpanel"> <p><span class="hps">Reagent</span> <span class="hps">kit</span> <span class="hps">for</span> <span class="hps">HI</span> <span class="hps">3864 (100</span> <span class="hps">tests)</span></p> </div> | Reagent kit for HI 3864 (100 tests) | <div class="product-short-description"> <p>Reagent kit for HI 3864 (100 tests)</p> </div> | https://www.hannathailand.com/wp-content/uploads/2022/06/31gluhj8kul__sl500_aa300_51e2bb775374a.jpg | เครื่องวัดปริมาณซิลิกา ช่วงต่ำ ในตัวอย่างน้ำ รุ่น HI705 , เครื่องวัดปริมาณฟอสฟอรัส ช่วงต่ำมาก รุ่น HI736 , ซัลไฟด์สารต้านอนุมูลอิสระบัฟเฟอร์ , น้ำยามาตรฐานสอบเทียบ ค่ามาตรฐานความเค็ม , เครื่องวัดปริมาณแอมโมเนีย ช่วงสูง รุ่น HI733 , เครื่องวัดค่าเหล็ก รุ่น HI721 , เครื่องวัดปริมาณคลอรีนอิสระ รุ่น HI701 , น้ำยามาตรฐานสอบเทียบ | <a class="woocommerce-LoopProduct-link woocommerce-loop-product__link" href="https://www.hannathailand.com/product/hi705-checker-hc-silica-lr/">เครื่องวัดปริมาณซิลิกา ช่วงต่ำ ในตัวอย่างน้ำ รุ่น HI705</a> , <a class="woocommerce-LoopProduct-link woocommerce-loop-product__link" href="https://www.hannathailand.com/product/phosphorous-marine/">เครื่องวัดปริมาณฟอสฟอรัส ช่วงต่ำมาก รุ่น HI736</a> , <a class="woocommerce-LoopProduct-link woocommerce-loop-product__link" href="https://www.hannathailand.com/product/hi4015-00/">ซัลไฟด์สารต้านอนุมูลอิสระบัฟเฟอร์</a> , <a class="woocommerce-LoopProduct-link woocommerce-loop-product__link" href="https://www.hannathailand.com/product/hi7080l/">น้ำยามาตรฐานสอบเทียบ ค่ามาตรฐานความเค็ม</a> , <a class="woocommerce-LoopProduct-link woocommerce-loop-product__link" href="https://www.hannathailand.com/product/hi733-checker-hc-ammonia-hr/">เครื่องวัดปริมาณแอมโมเนีย ช่วงสูง รุ่น HI733</a> , <a class="woocommerce-LoopProduct-link woocommerce-loop-product__link" href="https://www.hannathailand.com/product/hi721-checker-hc-iron/">เครื่องวัดค่าเหล็ก รุ่น HI721</a> , <a class="woocommerce-LoopProduct-link woocommerce-loop-product__link" href="https://www.hannathailand.com/product/hi701-checker-hc-free-chlorine/">เครื่องวัดปริมาณคลอรีนอิสระ รุ่น HI701</a> , <a class="woocommerce-LoopProduct-link woocommerce-loop-product__link" href="https://www.hannathailand.com/product/hi9828-25/">น้ำยามาตรฐานสอบเทียบ</a> | https://www.hannathailand.com/wp-content/uploads/2022/06/hi705400-600x600.jpg , https://www.hannathailand.com/wp-content/uploads/2021/12/HI736-600x600.jpg , https://www.hannathailand.com/wp-content/uploads/2021/07/7-500x500.jpg , https://www.hannathailand.com/wp-content/uploads/2021/07/11-500x500.jpg , https://www.hannathailand.com/wp-content/uploads/2022/06/miniphotometerfurammoniumhoch2418_11-600x600.jpg , https://www.hannathailand.com/wp-content/uploads/2022/06/miniphotometerfureisen832_11-600x600.jpg , https://www.hannathailand.com/wp-content/uploads/2021/11/hi701-500x500.jpg , https://www.hannathailand.com/wp-content/uploads/2021/07/8-500x500.jpg
206 | HI3873 CTK Nitrite | ชุดทดสอบเคมี , สินค้าทั้งหมด , แบบเทียบสี | https://www.hannathailand.com/product-category/test-kit/color/ | https://www.hannathailand.com/product/hi3873-ctk-nitrite/ | HI3873 | 2,407.50 |  | <div aria-labelledby="tab-title-additional_information" class="woocommerce-Tabs-panel woocommerce-Tabs-panel--additional_information panel entry-content" id="tab-additional_information" role="tabpanel"> </div> | The HI 3873 HANNA test kit determines the nitrite concentration in water via color comparison cube. Nitrites react with chromotropic acid reagent to form a pink tint in the sample. The amount of color developed is proportional to the concentration of nitrite present in the aqueous sample. Order Information: HI 3873 test kit comes with 100 packets nitrite reagent, glass cuvette and color comparison cube. Product Manuals Manual: Download Specification : Method Colorimetric Range 0.0-1.0 mg/L Smallest Increment 0.2 mg/L Chemical Method Chromotropic acid Number of Tests 100 Weight 169 g | <div aria-labelledby="tab-title-description" class="woocommerce-Tabs-panel woocommerce-Tabs-panel--description panel entry-content active" id="tab-description" role="tabpanel"> <p>The HI 3873 HANNA test kit determines the nitrite concentration in water via color comparison cube.</p> <p>Nitrites react with chromotropic acid reagent to form a pink tint in the sample. The amount of color developed is proportional to the concentration of nitrite present in the aqueous sample.</p> <p> </p> <p><strong>Order Information:</strong><br/> HI 3873 test kit comes with 100 packets nitrite reagent, glass cuvette and color comparison cube.</p> <div><strong>Product Manuals</strong></div> <p><img align="absmiddle" alt="" border="0" decoding="async" height="22" loading="lazy" src="http://www.hannainst.com/usa/images/icon-pdf.gif" width="20"/> Manual: <a href="http://www.hannainst.com/manuals/manHI_3873.pdf" rel="noopener" target="_blank" title="Download Product Manual">Download</a></p> <p><strong>Specification :</strong></p> <table class="spec_table"> <tbody> <tr> <td>Method</td> <td> </td> <td>Colorimetric</td> </tr> <tr> <td>Range</td> <td> </td> <td>0.0-1.0 mg/L</td> </tr> <tr> <td>Smallest Increment</td> <td> </td> <td>0.2 mg/L</td> </tr> <tr> <td>Chemical Method</td> <td> </td> <td>Chromotropic acid</td> </tr> <tr> <td>Number of Tests</td> <td> </td> <td>100</td> </tr> <tr> <td>Weight</td> <td> </td> <td>169 g</td> </tr> </tbody> </table> <p> </p> </div> | Test kit for the chemical determination of nitrite in the range 0-1 mg / l (ppm). Package size: 100 Tests | <div class="product-short-description"> <p>Test kit for the chemical determination of nitrite in the range 0-1 mg / l (ppm).<br/> Package size: 100 Tests</p> </div> | https://www.hannathailand.com/wp-content/uploads/2022/06/31gluhj8kul__sl500_aa300_51e07d8a6d9d2.jpg | เครื่องวัดปริมาณซิลิกา ช่วงต่ำ ในตัวอย่างน้ำ รุ่น HI705 , น้ำยามาตรฐานสอบเทียบ ค่ามาตรฐานความเค็ม , เครื่องวัดปริมาณนิกเกิล ช่วงสูง รุ่น HI726 , เครื่องวัดปริมาณแอมโมเนีย ช่วงต่ำ รุ่น HI700 , เครื่องวัดปริมาณโบรมีน ในตัวอย่างน้ำ รุ่น HI716 , เครื่องวัดปริมาณฟอสฟอรัส ช่วงต่ำมาก รุ่น HI736 , เครื่องวัดค่าเหล็ก รุ่น HI721 , เครื่องวัดปริมาณฟอสเฟต ช่วงต่ำ รุ่น HI713 | <a class="woocommerce-LoopProduct-link woocommerce-loop-product__link" href="https://www.hannathailand.com/product/hi705-checker-hc-silica-lr/">เครื่องวัดปริมาณซิลิกา ช่วงต่ำ ในตัวอย่างน้ำ รุ่น HI705</a> , <a class="woocommerce-LoopProduct-link woocommerce-loop-product__link" href="https://www.hannathailand.com/product/hi7083l/">น้ำยามาตรฐานสอบเทียบ ค่ามาตรฐานความเค็ม</a> , <a class="woocommerce-LoopProduct-link woocommerce-loop-product__link" href="https://www.hannathailand.com/product/hi726-checker-hc-nickel-hr/">เครื่องวัดปริมาณนิกเกิล ช่วงสูง รุ่น HI726</a> , <a class="woocommerce-LoopProduct-link woocommerce-loop-product__link" href="https://www.hannathailand.com/product/hi700-checker-hc-ammonia-lr/">เครื่องวัดปริมาณแอมโมเนีย ช่วงต่ำ รุ่น HI700</a> , <a class="woocommerce-LoopProduct-link woocommerce-loop-product__link" href="https://www.hannathailand.com/product/hi716-checker-hc-bromine/">เครื่องวัดปริมาณโบรมีน ในตัวอย่างน้ำ รุ่น HI716</a> , <a class="woocommerce-LoopProduct-link woocommerce-loop-product__link" href="https://www.hannathailand.com/product/phosphorous-marine/">เครื่องวัดปริมาณฟอสฟอรัส ช่วงต่ำมาก รุ่น HI736</a> , <a class="woocommerce-LoopProduct-link woocommerce-loop-product__link" href="https://www.hannathailand.com/product/hi721-checker-hc-iron/">เครื่องวัดค่าเหล็ก รุ่น HI721</a> , <a class="woocommerce-LoopProduct-link woocommerce-loop-product__link" href="https://www.hannathailand.com/product/hi713-checker-hc-phosphate-lr/">เครื่องวัดปริมาณฟอสเฟต ช่วงต่ำ รุ่น HI713</a> | https://www.hannathailand.com/wp-content/uploads/2022/06/hi705400-600x600.jpg , https://www.hannathailand.com/wp-content/uploads/2021/07/10-500x500.jpg , https://www.hannathailand.com/wp-content/uploads/2022/06/miniphotometerfurnickelhoch841_11-600x600.jpg , https://www.hannathailand.com/wp-content/uploads/2022/06/hi700_400pxl-600x600.jpg , https://www.hannathailand.com/wp-content/uploads/2022/06/miniphotometerfurfreiesgesamtchlor704_11-600x600.jpg , https://www.hannathailand.com/wp-content/uploads/2021/12/HI736-600x600.jpg , https://www.hannathailand.com/wp-content/uploads/2022/06/miniphotometerfureisen832_11-600x600.jpg , https://www.hannathailand.com/wp-content/uploads/2022/06/hi713_lg51caffcdce23e-600x600.jpg
207 | HI3873-100 – Reagents for CTK Nitrite | ชุดทดสอบเคมี , สินค้าทั้งหมด , แบบเทียบสี | https://www.hannathailand.com/product-category/test-kit/color/ | https://www.hannathailand.com/product/hi3873-100-reagents-for-ctk-nitrite/ | HI3873-100 | 1,337.50 |  | <div aria-labelledby="tab-title-additional_information" class="woocommerce-Tabs-panel woocommerce-Tabs-panel--additional_information panel entry-content" id="tab-additional_information" role="tabpanel"> </div> | Reagent kit for HI 3873 (100 tests) | <div aria-labelledby="tab-title-description" class="woocommerce-Tabs-panel woocommerce-Tabs-panel--description panel entry-content active" id="tab-description" role="tabpanel"> <p><span class="hps">Reagent</span> <span class="hps">kit</span> <span class="hps">for</span> <span class="hps">HI</span> <span class="hps">3873 (100</span> <span class="hps">tests)</span></p> </div> | Reagent kit for HI 3873 (100 tests) | <div class="product-short-description"> <p>Reagent kit for HI 3873 (100 tests)</p> </div> | https://www.hannathailand.com/wp-content/uploads/2022/06/31gluhj8kul__sl500_aa300_51e2bbdfa31a7.jpg | น้ำยามาตรฐานสอบเทียบ , น้ำยามาตรฐานสอบเทียบ ค่ามาตรฐานความเค็ม , เครื่องวัดปริมาณไอโอดีน รุ่น HI718 , สารละลายมาตรฐานความขุ่น 20 NTU , เครื่องวัดปริมาณแอมโมเนีย ในน้ำ รุ่น HI715 , เซ็นเซอร์วัดออกซิเจนในน้ำสำหรับ HI9829 มัลติพารามิเตอร์ , เครื่องวัดปริมาณไนไตรท์ ช่วงสูง ในตัวอย่างน้ำ รุ่น HI708 , เครื่องวัดปริมาณคลอรีนรวม รุ่น HI711 | <a class="woocommerce-LoopProduct-link woocommerce-loop-product__link" href="https://www.hannathailand.com/product/hi9828-25/">น้ำยามาตรฐานสอบเทียบ</a> , <a class="woocommerce-LoopProduct-link woocommerce-loop-product__link" href="https://www.hannathailand.com/product/hi7080l/">น้ำยามาตรฐานสอบเทียบ ค่ามาตรฐานความเค็ม</a> , <a class="woocommerce-LoopProduct-link woocommerce-loop-product__link" href="https://www.hannathailand.com/product/hi718-checker-hc-iodine/">เครื่องวัดปริมาณไอโอดีน รุ่น HI718</a> , <a class="woocommerce-LoopProduct-link woocommerce-loop-product__link" href="https://www.hannathailand.com/product/hi93102-20/">สารละลายมาตรฐานความขุ่น 20 NTU</a> , <a class="woocommerce-LoopProduct-link woocommerce-loop-product__link" href="https://www.hannathailand.com/product/hi715-checker-hc-ammonia-mr/">เครื่องวัดปริมาณแอมโมเนีย ในน้ำ รุ่น HI715</a> , <a class="woocommerce-LoopProduct-link woocommerce-loop-product__link" href="https://www.hannathailand.com/product/hi7609829-2/">เซ็นเซอร์วัดออกซิเจนในน้ำสำหรับ HI9829 มัลติพารามิเตอร์</a> , <a class="woocommerce-LoopProduct-link woocommerce-loop-product__link" href="https://www.hannathailand.com/product/hi708-checker-hc-nitrite-hr/">เครื่องวัดปริมาณไนไตรท์ ช่วงสูง ในตัวอย่างน้ำ รุ่น HI708</a> , <a class="woocommerce-LoopProduct-link woocommerce-loop-product__link" href="https://www.hannathailand.com/product/hi711-checker-hc-total-chlorine/">เครื่องวัดปริมาณคลอรีนรวม รุ่น HI711</a> | https://www.hannathailand.com/wp-content/uploads/2021/07/8-500x500.jpg , https://www.hannathailand.com/wp-content/uploads/2021/07/11-500x500.jpg , https://www.hannathailand.com/wp-content/uploads/2022/06/miniphotometerfuriod829_11-600x600.jpg , https://www.hannathailand.com/wp-content/uploads/2021/07/9-500x500.jpg , https://www.hannathailand.com/wp-content/uploads/2022/06/miniphotometerfurammoniakmittel2416_11-600x600.jpg , https://www.hannathailand.com/wp-content/uploads/2021/07/5-500x500.jpg , https://www.hannathailand.com/wp-content/uploads/2022/06/miniphotometerfurnitrithoch2420_11-600x600.jpg , https://www.hannathailand.com/wp-content/uploads/2022/06/hi711_lg-600x600.jpg
208 | HI3874 CTK Nitrate | ชุดทดสอบเคมี , สินค้าทั้งหมด , แบบเทียบสี | https://www.hannathailand.com/product-category/test-kit/color/ | https://www.hannathailand.com/product/hi3874-ctk-nitrate/ | HI3874 | 2,514.50 |  | <div aria-labelledby="tab-title-additional_information" class="woocommerce-Tabs-panel woocommerce-Tabs-panel--additional_information panel entry-content" id="tab-additional_information" role="tabpanel"> </div> | Nitrate ions are present in trace amounts in surface water and in higher levels in some groundwater. Nitrate is found only in small quantities in domestic wastewater but can reach higher concentration (up to 30 mg/L as nitrogen) in the outflow of nitrifying biological treatment plants. Excessive amounts can contribute to methaemo-globinemia: infant death and adult illness. In order to prevent this, a 10 mg/L limit (as nitrogen) has been imposed on drinking water. Order Information: HI 3874 test kit comes with 100 packets nitrate reagent, glass cuvette and color comparison cube. Product Manuals Manual: Download Specification : Method Colorimetric Range 0-50 mg/L Smallest Increment 10 mg/L Chemical Method Cadmium reduction Number of Tests 100 Weight 156 g | <div aria-labelledby="tab-title-description" class="woocommerce-Tabs-panel woocommerce-Tabs-panel--description panel entry-content active" id="tab-description" role="tabpanel"> <p>Nitrate ions are present in trace amounts in surface water and in higher levels in some groundwater. Nitrate is found only in small quantities in domestic wastewater but can reach higher concentration (up to 30 mg/L as nitrogen) in the outflow of nitrifying biological treatment plants. Excessive amounts can contribute to methaemo-globinemia: infant death and adult illness. In order to prevent this, a 10 mg/L limit (as nitrogen) has been imposed on drinking water.</p> <p> </p> <p><strong>Order Information:</strong><br/> HI 3874 test kit comes with 100 packets nitrate reagent, glass cuvette and color comparison cube.</p> <div><strong>Product Manuals</strong></div> <p><img align="absmiddle" alt="" border="0" decoding="async" height="22" loading="lazy" src="http://www.hannainst.com/usa/images/icon-pdf.gif" width="20"/> Manual: <a href="http://www.hannainst.com/manuals/manHI_3874.pdf" target="_blank" title="Download Product Manual">Download</a></p> <p><strong>Specification :</strong></p> <table class="spec_table"> <tbody> <tr> <td>Method</td> <td> </td> <td>Colorimetric</td> </tr> <tr> <td>Range</td> <td> </td> <td>0-50 mg/L</td> </tr> <tr> <td>Smallest Increment</td> <td> </td> <td>10 mg/L</td> </tr> <tr> <td>Chemical Method</td> <td> </td> <td>Cadmium reduction</td> </tr> <tr> <td>Number of Tests</td> <td> </td> <td>100</td> </tr> <tr> <td>Weight</td> <td> </td> <td>156 g</td> </tr> </tbody> </table> <p> </p> </div> | Chemical test kit for the determination of nitrate in the range 0 to 50 mg / l (ppm). 100 Tests | <div class="product-short-description"> <p>Chemical test kit for the determination of nitrate in the range 0 to 50 mg / l (ppm).<br/> 100 Tests</p> </div> | https://www.hannathailand.com/wp-content/uploads/2022/06/31gluhj8kul__sl500_aa300_51e07e457ab23.jpg | เครื่องวัดปริมาณโครเมี่ยม ช่วงสูง รุ่น HI723 , เครื่องวัดปริมาณแอมโมเนีย ในน้ำ รุ่น HI715 , เครื่องวัดปริมาณโบรมีน ในตัวอย่างน้ำ รุ่น HI716 , เครื่องวัดปริมาณฟอสฟอรัส ช่วงสูง รุ่น HI706 , เครื่องควบคุมค่าความนำไฟฟ้า , เครื่องวัดปริมาณแอมโมเนีย ช่วงสูง รุ่น HI733 , เครื่องวัดปริมาณฟอสเฟต ช่วงสูง รุ่น HI717 , เครื่องวัดสีในน้ำตัวอย่าง HI727 | <a class="woocommerce-LoopProduct-link woocommerce-loop-product__link" href="https://www.hannathailand.com/product/hi723-checker-hc-chromium-vi-hr/">เครื่องวัดปริมาณโครเมี่ยม ช่วงสูง รุ่น HI723</a> , <a class="woocommerce-LoopProduct-link woocommerce-loop-product__link" href="https://www.hannathailand.com/product/hi715-checker-hc-ammonia-mr/">เครื่องวัดปริมาณแอมโมเนีย ในน้ำ รุ่น HI715</a> , <a class="woocommerce-LoopProduct-link woocommerce-loop-product__link" href="https://www.hannathailand.com/product/hi716-checker-hc-bromine/">เครื่องวัดปริมาณโบรมีน ในตัวอย่างน้ำ รุ่น HI716</a> , <a class="woocommerce-LoopProduct-link woocommerce-loop-product__link" href="https://www.hannathailand.com/product/hi706-checker-hc-phosphorous-hr/">เครื่องวัดปริมาณฟอสฟอรัส ช่วงสูง รุ่น HI706</a> , <a class="woocommerce-LoopProduct-link woocommerce-loop-product__link" href="https://www.hannathailand.com/product/hi8931cn/">เครื่องควบคุมค่าความนำไฟฟ้า</a> , <a class="woocommerce-LoopProduct-link woocommerce-loop-product__link" href="https://www.hannathailand.com/product/hi733-checker-hc-ammonia-hr/">เครื่องวัดปริมาณแอมโมเนีย ช่วงสูง รุ่น HI733</a> , <a class="woocommerce-LoopProduct-link woocommerce-loop-product__link" href="https://www.hannathailand.com/product/hi717-checker-hc-phosphate-hr/">เครื่องวัดปริมาณฟอสเฟต ช่วงสูง รุ่น HI717</a> , <a class="woocommerce-LoopProduct-link woocommerce-loop-product__link" href="https://www.hannathailand.com/product/hi727-checker-hc-color-of-water/">เครื่องวัดสีในน้ำตัวอย่าง HI727</a> | https://www.hannathailand.com/wp-content/uploads/2022/06/miniphotometerfurchromvihoch839_11-600x600.jpg , https://www.hannathailand.com/wp-content/uploads/2022/06/miniphotometerfurammoniakmittel2416_11-600x600.jpg , https://www.hannathailand.com/wp-content/uploads/2022/06/miniphotometerfurfreiesgesamtchlor704_11-600x600.jpg , https://www.hannathailand.com/wp-content/uploads/2022/06/hi706_400-600x600.jpg , https://www.hannathailand.com/wp-content/uploads/2021/07/2-500x500.jpg , https://www.hannathailand.com/wp-content/uploads/2022/06/miniphotometerfurammoniumhoch2418_11-600x600.jpg , https://www.hannathailand.com/wp-content/uploads/2022/06/miniphotometerfurphosphathoch827_11-600x600.jpg , https://www.hannathailand.com/wp-content/uploads/2022/06/miniphotometerfurfarbe843_11-600x600.jpg
209 | HI3875-100 – Reagenzien für CTK Chlor frei | ชุดทดสอบเคมี , สินค้าทั้งหมด , แบบจานเทียบสี | https://www.hannathailand.com/product-category/test-kit/color-disc/ | https://www.hannathailand.com/product/hi3875-100-reagenzien-fur-ctk-chlor-frei/ | HI3875-100 | 1,444.50 |  | <div aria-labelledby="tab-title-additional_information" class="woocommerce-Tabs-panel woocommerce-Tabs-panel--additional_information panel entry-content" id="tab-additional_information" role="tabpanel"> </div> | Reagenzien für Testkit HI 3875 (100 Tests) | <div aria-labelledby="tab-title-description" class="woocommerce-Tabs-panel woocommerce-Tabs-panel--description panel entry-content active" id="tab-description" role="tabpanel"> <p>Reagenzien für Testkit HI 3875 (100 Tests)</p> </div> | Reagenzien für Testkit HI 3875 (100 Tests) | <div class="product-short-description"> <p>Reagenzien für Testkit HI 3875 (100 Tests)</p> </div> | https://www.hannathailand.com/wp-content/uploads/2022/06/31gluhj8kul__sl500_aa300_51e2bcb6da163.jpg | น้ำยามาตรฐานสอบเทียบ ค่ามาตรฐานความเค็ม , สารละลายมาตรฐานความขุ่น 20 NTU , เซ็นเซอร์วัดออกซิเจนในน้ำสำหรับ HI9829 มัลติพารามิเตอร์ , เครื่องวัดปริมาณไอโอดีน รุ่น HI718 , น้ำยามาตรฐานสำหรับค่าโซเดียม , เครื่องวัดปริมาณไนไตรท์ ช่วงต่ำ รุ่น HI707 , เครื่องควบคุมค่าความนำไฟฟ้า , ซัลไฟด์สารต้านอนุมูลอิสระบัฟเฟอร์ | <a class="woocommerce-LoopProduct-link woocommerce-loop-product__link" href="https://www.hannathailand.com/product/hi7083l/">น้ำยามาตรฐานสอบเทียบ ค่ามาตรฐานความเค็ม</a> , <a class="woocommerce-LoopProduct-link woocommerce-loop-product__link" href="https://www.hannathailand.com/product/hi93102-20/">สารละลายมาตรฐานความขุ่น 20 NTU</a> , <a class="woocommerce-LoopProduct-link woocommerce-loop-product__link" href="https://www.hannathailand.com/product/hi7609829-2/">เซ็นเซอร์วัดออกซิเจนในน้ำสำหรับ HI9829 มัลติพารามิเตอร์</a> , <a class="woocommerce-LoopProduct-link woocommerce-loop-product__link" href="https://www.hannathailand.com/product/hi718-checker-hc-iodine/">เครื่องวัดปริมาณไอโอดีน รุ่น HI718</a> , <a class="woocommerce-LoopProduct-link woocommerce-loop-product__link" href="https://www.hannathailand.com/product/hi7090l/">น้ำยามาตรฐานสำหรับค่าโซเดียม</a> , <a class="woocommerce-LoopProduct-link woocommerce-loop-product__link" href="https://www.hannathailand.com/product/hi707-checker-hc-nitrite-lr/">เครื่องวัดปริมาณไนไตรท์ ช่วงต่ำ รุ่น HI707</a> , <a class="woocommerce-LoopProduct-link woocommerce-loop-product__link" href="https://www.hannathailand.com/product/hi8931cn/">เครื่องควบคุมค่าความนำไฟฟ้า</a> , <a class="woocommerce-LoopProduct-link woocommerce-loop-product__link" href="https://www.hannathailand.com/product/hi4015-00/">ซัลไฟด์สารต้านอนุมูลอิสระบัฟเฟอร์</a> | https://www.hannathailand.com/wp-content/uploads/2021/07/10-500x500.jpg , https://www.hannathailand.com/wp-content/uploads/2021/07/9-500x500.jpg , https://www.hannathailand.com/wp-content/uploads/2021/07/5-500x500.jpg , https://www.hannathailand.com/wp-content/uploads/2022/06/miniphotometerfuriod829_11-600x600.jpg , https://www.hannathailand.com/wp-content/uploads/2021/07/12-500x500.jpg , https://www.hannathailand.com/wp-content/uploads/2022/06/hi707400-600x600.jpg , https://www.hannathailand.com/wp-content/uploads/2021/07/2-500x500.jpg , https://www.hannathailand.com/wp-content/uploads/2021/07/7-500x500.jpg
210 | HI3887 CTK pH & Free Chlorine | ชุดทดสอบเคมี , สินค้าทั้งหมด , แบบจานเทียบสี , แบบเทียบสี , แบบไทเทรต | https://www.hannathailand.com/product-category/test-kit/titrate/ | https://www.hannathailand.com/product/hi3887-ctk-ph-free-chlorine/ | HI3887 | 2,728.50 |  | <div aria-labelledby="tab-title-additional_information" class="woocommerce-Tabs-panel woocommerce-Tabs-panel--additional_information panel entry-content" id="tab-additional_information" role="tabpanel"> </div> | Free chlorine reacts with ammonium ions and organic compounds to form chlorine compounds resulting in diminished disinfecting capabilities compared with free chlorine. These chlorine compounds together with chloramines form combined chlorine. Combined chlorine and excess free chlorine together result in total chlorine. While free chlorine has a much higher disinfectant potential, combined chlorine has a much higher stability and has a lesser volatility. There should be sufficient levels of unreacted free chlorine for adequate disinfection, but not so much as to become harmful. Order Information: HI 3887 test kit comes with color comparison cubes (2), 20 mL reagent 1, 15 mL reagent 2, 25 mL HI 3881-0 pH 6.0-8.5 reagent Specification : Method Colorimetric Range Cl²: 0.0-2.5 mg/LpH: 6.0-8.5 pH Smallest Increment Cl²: 0.5 mg/LpH: 0.5 pH Chemical Method DPD pH indicator Number of Tests Cl²: approx. 50 pH: 100 Weight 280 g | <div aria-labelledby="tab-title-description" class="woocommerce-Tabs-panel woocommerce-Tabs-panel--description panel entry-content active" id="tab-description" role="tabpanel"> <p>Free chlorine reacts with ammonium ions and organic compounds to form chlorine compounds resulting in diminished disinfecting capabilities compared with free chlorine. These chlorine compounds together with chloramines form combined chlorine. Combined chlorine and excess free chlorine together result in total chlorine. While free chlorine has a much higher disinfectant potential, combined chlorine has a much higher stability and has a lesser volatility. There should be sufficient levels of unreacted free chlorine for adequate disinfection, but not so much as to become harmful.</p> <p> </p> <p><strong>Order Information:</strong><br/> HI 3887 test kit comes with color comparison cubes (2), 20 mL reagent 1, 15 mL reagent 2, 25 mL HI 3881-0 pH 6.0-8.5 reagent</p> <p><strong>Specification :</strong></p> <table class="spec_table"> <tbody> <tr> <td>Method</td> <td> </td> <td>Colorimetric</td> </tr> <tr> <td>Range</td> <td> </td> <td>Cl<sub><span style="font-size: small;">²</span></sub>: 0.0-2.5 mg/L<br/>pH: 6.0-8.5 pH</td> </tr> <tr> <td>Smallest Increment</td> <td> </td> <td>Cl<sub><span style="font-size: small;">²</span></sub>: 0.5 mg/L<br/>pH: 0.5 pH</td> </tr> <tr> <td>Chemical Method</td> <td> </td> <td>DPD<br/> pH indicator</td> </tr> <tr> <td>Number of Tests</td> <td> </td> <td>Cl<sub><span style="font-size: small;">²</span></sub>: approx. 50<br/> pH: 100</td> </tr> <tr> <td>Weight</td> <td> </td> <td>280 g</td> </tr> </tbody> </table> <p> </p> </div> | Chemical test kit for the determination of pH, free chlorine in Cl2: 0.5 mg / l / pH 6.0 to 8.5. 50/100 tests | <div class="product-short-description"> <p>Chemical test kit for the determination of pH, free chlorine in Cl2: 0.5 mg / l / pH 6.0 to 8.5.<br/> 50/100 tests</p> </div> | https://www.hannathailand.com/wp-content/uploads/2022/06/31gluhj8kul__sl500_aa300_51e07f6220c02.jpg | เครื่องวัดค่าเหล็ก รุ่น HI721 , เครื่องวัดปริมาณฟลูออไรด์ ช่วงต่ำ รุ่น HI729 , เครื่องวัดปริมาณฟอสฟอรัส ช่วงต่ำมาก รุ่น HI736 , เครื่องวัดปริมาณไอโอดีน รุ่น HI718 , เครื่องวัดปริมาณฟอสเฟต ช่วงต่ำ รุ่น HI713 , เครื่องวัดปริมาณไนไตรท์ ช่วงต่ำ รุ่น HI707 , น้ำยามาตรฐานสอบเทียบ ค่ามาตรฐานความเค็ม , เครื่องวัดปริมาณฟอสฟอรัส ช่วงสูง รุ่น HI706 | <a class="woocommerce-LoopProduct-link woocommerce-loop-product__link" href="https://www.hannathailand.com/product/hi721-checker-hc-iron/">เครื่องวัดค่าเหล็ก รุ่น HI721</a> , <a class="woocommerce-LoopProduct-link woocommerce-loop-product__link" href="https://www.hannathailand.com/product/hi729-checker-hc-fluoride-lr/">เครื่องวัดปริมาณฟลูออไรด์ ช่วงต่ำ รุ่น HI729</a> , <a class="woocommerce-LoopProduct-link woocommerce-loop-product__link" href="https://www.hannathailand.com/product/phosphorous-marine/">เครื่องวัดปริมาณฟอสฟอรัส ช่วงต่ำมาก รุ่น HI736</a> , <a class="woocommerce-LoopProduct-link woocommerce-loop-product__link" href="https://www.hannathailand.com/product/hi718-checker-hc-iodine/">เครื่องวัดปริมาณไอโอดีน รุ่น HI718</a> , <a class="woocommerce-LoopProduct-link woocommerce-loop-product__link" href="https://www.hannathailand.com/product/hi713-checker-hc-phosphate-lr/">เครื่องวัดปริมาณฟอสเฟต ช่วงต่ำ รุ่น HI713</a> , <a class="woocommerce-LoopProduct-link woocommerce-loop-product__link" href="https://www.hannathailand.com/product/hi707-checker-hc-nitrite-lr/">เครื่องวัดปริมาณไนไตรท์ ช่วงต่ำ รุ่น HI707</a> , <a class="woocommerce-LoopProduct-link woocommerce-loop-product__link" href="https://www.hannathailand.com/product/hi7080l/">น้ำยามาตรฐานสอบเทียบ ค่ามาตรฐานความเค็ม</a> , <a class="woocommerce-LoopProduct-link woocommerce-loop-product__link" href="https://www.hannathailand.com/product/hi706-checker-hc-phosphorous-hr/">เครื่องวัดปริมาณฟอสฟอรัส ช่วงสูง รุ่น HI706</a> | https://www.hannathailand.com/wp-content/uploads/2022/06/miniphotometerfureisen832_11-600x600.jpg , https://www.hannathailand.com/wp-content/uploads/2022/06/miniphotometerfurfluoridniedrig844_11-600x600.jpg , https://www.hannathailand.com/wp-content/uploads/2021/12/HI736-600x600.jpg , https://www.hannathailand.com/wp-content/uploads/2022/06/miniphotometerfuriod829_11-600x600.jpg , https://www.hannathailand.com/wp-content/uploads/2022/06/hi713_lg51caffcdce23e-600x600.jpg , https://www.hannathailand.com/wp-content/uploads/2022/06/hi707400-600x600.jpg , https://www.hannathailand.com/wp-content/uploads/2021/07/11-500x500.jpg , https://www.hannathailand.com/wp-content/uploads/2022/06/hi706_400-600x600.jpg
211 | HI3893 CTK Aquarien Seewasser | ชุดทดสอบเคมี , สินค้าทั้งหมด , แบบจานเทียบสี , แบบเทียบสี , แบบไทเทรต | https://www.hannathailand.com/product-category/test-kit/titrate/ | https://www.hannathailand.com/product/hi3893-ctk-aquarien-seewasser/ | HI3893 | 4,280.00 |  | <div aria-labelledby="tab-title-additional_information" class="woocommerce-Tabs-panel woocommerce-Tabs-panel--additional_information panel entry-content" id="tab-additional_information" role="tabpanel"> </div> | Chemischer Testkit zur Bestimmung von Ammonium, Nitrat, Nitrit, pH im Bereich Ammonium: 0.0-2.5 mg/L (ppm) Nitrat: 0-50 mg/L (ppm) Nitrit: 0.0-1.0 mg/L (ppm) pH: 6.0-8.5 pH. Packungsgröse: 50/50/50/50 Tests Messbereich Ammonium: 0.0-2.5 mg/L (ppm) Nitrat: 0-50 mg/L (ppm) Nitrit: 0.0-1.0 mg/L (ppm) pH: 6.0-8.5 pH Auflösung Ammonium: 0.5 mg/L (ppm) Nitrat: 10 mg/L (ppm) Nitrit: 0.2 mg/L (ppm) pH: 0.5 pH Methode Kolorimetrisch / Kolorimetrisch / Kolorimetrisch / Kolorimetrisch | <div aria-labelledby="tab-title-description" class="woocommerce-Tabs-panel woocommerce-Tabs-panel--description panel entry-content active" id="tab-description" role="tabpanel"> <p>Chemischer Testkit zur Bestimmung von <strong>Ammonium, Nitrat, Nitrit, pH </strong>im Bereich <strong>Ammonium: </strong>0.0-2.5 mg/L (ppm) <strong>Nitrat: </strong>0-50 mg/L (ppm) <strong>Nitrit: </strong>0.0-1.0 mg/L (ppm) <strong>pH: </strong>6.0-8.5 pH.</p> <p>Packungsgröse: 50/50/50/50 Tests </p> <table border="0" cellpadding="0" cellspacing="0" class="mceItemTable"> <colgroup> <col width="187"/> <col width="340"/></colgroup> <tbody> <tr> <td class="xl63" height="20" width="187"><span>Messbereich</span></td> <td class="xl64" width="340"> <p><strong>Ammonium: </strong>0.0-2.5 mg/L (ppm)</p> <p><strong><strong>Nitrat: </strong></strong>0-50 mg/L (ppm)</p> <p><strong><strong><strong>Nitrit: </strong></strong></strong>0.0-1.0 mg/L (ppm)</p> <p><strong><strong><strong><strong>pH: </strong></strong></strong></strong>6.0-8.5 pH</p> <p><strong><strong><strong><strong><br/></strong></strong></strong></strong></p> </td> </tr> <tr> <td class="xl63" height="20" width="187"><span class="hps">Auflösung</span></td> <td class="xl64" width="340"> <p><strong>Ammonium:</strong> 0.5 mg/L (ppm)</p> <p><strong>Nitrat: </strong>10 mg/L (ppm)</p> <p><strong>Nitrit: </strong>0.2 mg/L (ppm)</p> <p><strong>pH: </strong>0.5 pH</p> </td> </tr> <tr> <td class="xl63" height="20" width="187">Methode</td> <td class="xl64" width="340"> <p>Kolorimetrisch / Kolorimetrisch / Kolorimetrisch / Kolorimetrisch</p> </td> </tr> </tbody> </table> <p></p> </div> | Chemischer Testkit zur Bestimmung von Ammonium, Nitrat, Nitrit, pH im Bereich Ammonium: 0.0-2.5 mg/L (ppm) Nitrat: 0-50 mg/L (ppm) Nitrit: 0.0-1.0 mg/L (ppm) pH: 6.0-8.5 pH. Packungsgröse: 50/50/50/50 Tests | <div class="product-short-description"> <p>Chemischer Testkit zur Bestimmung von Ammonium, Nitrat, Nitrit, pH im Bereich Ammonium: 0.0-2.5 mg/L (ppm) Nitrat: 0-50 mg/L (ppm) Nitrit: 0.0-1.0 mg/L (ppm) pH: 6.0-8.5 pH.</p> <p>Packungsgröse: 50/50/50/50 Tests </p> </div> | https://www.hannathailand.com/wp-content/uploads/2022/06/31gluhj8kul__sl500_aa300_51e3c73979f5d.jpg | น้ำยามาตรฐานสำหรับค่าโซเดียม , เครื่องวัดปริมาณฟอสฟอรัส ช่วงต่ำมาก รุ่น HI736 , เครื่องวัดปริมาณฟอสฟอรัส ช่วงสูง รุ่น HI706 , น้ำยามาตรฐานสอบเทียบ , น้ำยามาตรฐานสอบเทียบ ค่ามาตรฐานความเค็ม , น้ำยามาตรฐานสอบเทียบ ค่ามาตรฐานความเค็ม , เครื่องวัดปริมาณแอมโมเนีย ในน้ำ รุ่น HI715 , เครื่องวัดปริมาณโครเมี่ยม ช่วงสูง รุ่น HI723 | <a class="woocommerce-LoopProduct-link woocommerce-loop-product__link" href="https://www.hannathailand.com/product/hi7090l/">น้ำยามาตรฐานสำหรับค่าโซเดียม</a> , <a class="woocommerce-LoopProduct-link woocommerce-loop-product__link" href="https://www.hannathailand.com/product/phosphorous-marine/">เครื่องวัดปริมาณฟอสฟอรัส ช่วงต่ำมาก รุ่น HI736</a> , <a class="woocommerce-LoopProduct-link woocommerce-loop-product__link" href="https://www.hannathailand.com/product/hi706-checker-hc-phosphorous-hr/">เครื่องวัดปริมาณฟอสฟอรัส ช่วงสูง รุ่น HI706</a> , <a class="woocommerce-LoopProduct-link woocommerce-loop-product__link" href="https://www.hannathailand.com/product/hi9828-25/">น้ำยามาตรฐานสอบเทียบ</a> , <a class="woocommerce-LoopProduct-link woocommerce-loop-product__link" href="https://www.hannathailand.com/product/hi7083l/">น้ำยามาตรฐานสอบเทียบ ค่ามาตรฐานความเค็ม</a> , <a class="woocommerce-LoopProduct-link woocommerce-loop-product__link" href="https://www.hannathailand.com/product/hi7080l/">น้ำยามาตรฐานสอบเทียบ ค่ามาตรฐานความเค็ม</a> , <a class="woocommerce-LoopProduct-link woocommerce-loop-product__link" href="https://www.hannathailand.com/product/hi715-checker-hc-ammonia-mr/">เครื่องวัดปริมาณแอมโมเนีย ในน้ำ รุ่น HI715</a> , <a class="woocommerce-LoopProduct-link woocommerce-loop-product__link" href="https://www.hannathailand.com/product/hi723-checker-hc-chromium-vi-hr/">เครื่องวัดปริมาณโครเมี่ยม ช่วงสูง รุ่น HI723</a> | https://www.hannathailand.com/wp-content/uploads/2021/07/12-500x500.jpg , https://www.hannathailand.com/wp-content/uploads/2021/12/HI736-600x600.jpg , https://www.hannathailand.com/wp-content/uploads/2022/06/hi706_400-600x600.jpg , https://www.hannathailand.com/wp-content/uploads/2021/07/8-500x500.jpg , https://www.hannathailand.com/wp-content/uploads/2021/07/10-500x500.jpg , https://www.hannathailand.com/wp-content/uploads/2021/07/11-500x500.jpg , https://www.hannathailand.com/wp-content/uploads/2022/06/miniphotometerfurammoniakmittel2416_11-600x600.jpg , https://www.hannathailand.com/wp-content/uploads/2022/06/miniphotometerfurchromvihoch839_11-600x600.jpg
212 | HI3895-010 – Reagents for CTK Agriculture Test kit | ชุดทดสอบเคมี , สินค้าทั้งหมด , แบบจานเทียบสี , แบบเทียบสี , แบบไทเทรต | https://www.hannathailand.com/product-category/test-kit/titrate/ | https://www.hannathailand.com/product/hi3895-010-reagents-for-ctk-agriculture-test-kit/ | HI3895-010 | 1,444.50 |  | <div aria-labelledby="tab-title-additional_information" class="woocommerce-Tabs-panel woocommerce-Tabs-panel--additional_information panel entry-content" id="tab-additional_information" role="tabpanel"> </div> | Reagent kit for HI 3874 (100 tests) | <div aria-labelledby="tab-title-description" class="woocommerce-Tabs-panel woocommerce-Tabs-panel--description panel entry-content active" id="tab-description" role="tabpanel"> <p><span class="hps">Reagent</span> <span class="hps">kit</span> <span class="hps">for</span> <span class="hps">HI</span> <span class="hps">3874 (100</span> <span class="hps">tests)</span></p> </div> | Reagent kit for HI 3874 (100 tests) | <div class="product-short-description"> <p>Reagent kit for HI 3874 (100 tests)</p> </div> | https://www.hannathailand.com/wp-content/uploads/2022/06/31gluhj8kul__sl500_aa300_51e2bd2959383.jpg | เครื่องวัดปริมาณแอมโมเนีย ช่วงต่ำ รุ่น HI700 , เครื่องวัดคลอรีน , เครื่องควบคุมค่าความนำไฟฟ้า , น้ำยามาตรฐานสอบเทียบ ค่ามาตรฐานความเค็ม , เครื่องวัดปริมาณนิกเกิล ช่วงสูง รุ่น HI726 , เครื่องวัดปริมาณไนไตรท์ ช่วงสูง ในตัวอย่างน้ำ รุ่น HI708 , เครื่องวัดปริมาณโบรมีน ในตัวอย่างน้ำ รุ่น HI716 , เครื่องวัดปริมาณฟอสฟอรัส ช่วงต่ำมาก รุ่น HI736 | <a class="woocommerce-LoopProduct-link woocommerce-loop-product__link" href="https://www.hannathailand.com/product/hi700-checker-hc-ammonia-lr/">เครื่องวัดปริมาณแอมโมเนีย ช่วงต่ำ รุ่น HI700</a> , <a class="woocommerce-LoopProduct-link woocommerce-loop-product__link" href="https://www.hannathailand.com/product/free-chlorine/">เครื่องวัดคลอรีน</a> , <a class="woocommerce-LoopProduct-link woocommerce-loop-product__link" href="https://www.hannathailand.com/product/hi8931cn/">เครื่องควบคุมค่าความนำไฟฟ้า</a> , <a class="woocommerce-LoopProduct-link woocommerce-loop-product__link" href="https://www.hannathailand.com/product/hi7083l/">น้ำยามาตรฐานสอบเทียบ ค่ามาตรฐานความเค็ม</a> , <a class="woocommerce-LoopProduct-link woocommerce-loop-product__link" href="https://www.hannathailand.com/product/hi726-checker-hc-nickel-hr/">เครื่องวัดปริมาณนิกเกิล ช่วงสูง รุ่น HI726</a> , <a class="woocommerce-LoopProduct-link woocommerce-loop-product__link" href="https://www.hannathailand.com/product/hi708-checker-hc-nitrite-hr/">เครื่องวัดปริมาณไนไตรท์ ช่วงสูง ในตัวอย่างน้ำ รุ่น HI708</a> , <a class="woocommerce-LoopProduct-link woocommerce-loop-product__link" href="https://www.hannathailand.com/product/hi716-checker-hc-bromine/">เครื่องวัดปริมาณโบรมีน ในตัวอย่างน้ำ รุ่น HI716</a> , <a class="woocommerce-LoopProduct-link woocommerce-loop-product__link" href="https://www.hannathailand.com/product/phosphorous-marine/">เครื่องวัดปริมาณฟอสฟอรัส ช่วงต่ำมาก รุ่น HI736</a> | https://www.hannathailand.com/wp-content/uploads/2022/06/hi700_400pxl-600x600.jpg , https://www.hannathailand.com/wp-content/uploads/2021/07/1-500x500.jpg , https://www.hannathailand.com/wp-content/uploads/2021/07/2-500x500.jpg , https://www.hannathailand.com/wp-content/uploads/2021/07/10-500x500.jpg , https://www.hannathailand.com/wp-content/uploads/2022/06/miniphotometerfurnickelhoch841_11-600x600.jpg , https://www.hannathailand.com/wp-content/uploads/2022/06/miniphotometerfurnitrithoch2420_11-600x600.jpg , https://www.hannathailand.com/wp-content/uploads/2022/06/miniphotometerfurfreiesgesamtchlor704_11-600x600.jpg , https://www.hannathailand.com/wp-content/uploads/2021/12/HI736-600x600.jpg
213 | HI3896 CTK Agriculture Test Kit, Professional | ชุดทดสอบเคมี , สินค้าทั้งหมด , แบบจานเทียบสี , แบบเทียบสี , แบบไทเทรต | https://www.hannathailand.com/product-category/test-kit/titrate/ | https://www.hannathailand.com/product/hi3896-ctk-agriculture-test-kit-professional/ | HI3896 | 4,119.50 |  | <div aria-labelledby="tab-title-additional_information" class="woocommerce-Tabs-panel woocommerce-Tabs-panel--additional_information panel entry-content" id="tab-additional_information" role="tabpanel"> </div> | The chemical composition of soil includes pH and chemical elements. Soil analysis is necessary for better management of fertilization and to know the residues of fertilizers in relation to the crop, tillage and the most suitable plant choice for soil composition. An analysis can highlight shortages and help the understanding of the causes of an abnormal growth. By using the HANNA Soiltest, it is possible to measure pH and the most important elements for plant growth, that is, nitrogen (N), phosphorus (P) and potassium (K). Testing the soil during each crop cycle and comparing the results with plant growth can be a useful experiment for subsequent cultivations. Order Information: HI 3896 test kit includes 120 mL extraction solution (2), 70 mL pH indicator, 75 powder packets (25 each for N,P & K), 1 mL pipettes (3), test tubes (5), test tube stand, spoon, brush, color cards (4), graduated card and handbook. Product Manuals Manual: Download Specification : Dimensions 235 x 176 x 117 mm (9.2 x 6.9 x 4.6″) Weight 710 g (1.6 lb.) Multi Parameter Chemical Test Kit Specifications Parameter Range Method Smallest Increment Chemical Method Number Of Test Nitrogen traces, low, medium, high Colorimetric N/A Ned 25 pH 4 to 9 pH Colorimetric 1 pH pH Indicator 25 Phosphorus traces, low, medium, high Colorimetric N/A Ascorbic Acid 25 Potassium traces, low, medium, high Turbidimetric N/A Tetraphenylborate 25 | <div aria-labelledby="tab-title-description" class="woocommerce-Tabs-panel woocommerce-Tabs-panel--description panel entry-content active" id="tab-description" role="tabpanel"> <p>The chemical composition of soil includes pH and chemical elements. Soil analysis is necessary for better management of fertilization and to know the residues of fertilizers in relation to the crop, tillage and the most suitable plant choice for soil composition. An analysis can highlight shortages and help the understanding of the causes of an abnormal growth. By using the HANNA Soiltest, it is possible to measure pH and the most important elements for plant growth, that is, nitrogen (N), phosphorus (P) and potassium (K).</p> <p>Testing the soil during each crop cycle and comparing the results with plant growth <br/> can be a useful experiment for subsequent cultivations.</p> <p> </p> <p><strong>Order Information:</strong><br/> HI 3896 test kit includes 120 mL extraction solution (2), 70 mL pH indicator, 75 powder packets (25 each for N,P &amp; K), 1 mL pipettes (3), test tubes (5), test tube stand, spoon, brush, color cards (4), graduated card and handbook.</p> <div><strong>Product Manuals</strong></div> <p><img align="absmiddle" alt="" border="0" decoding="async" height="22" loading="lazy" src="http://www.hannainst.com/usa/images/icon-pdf.gif" width="20"/> Manual: <a href="http://www.hannainst.com/manuals/manHI_3896.pdf" rel="noopener" target="_blank" title="Download Product Manual">Download</a></p> <p><strong>Specification :</strong></p> <table class="spec_table"> <tbody> <tr> <td>Dimensions</td> <td> </td> <td>235 x 176 x 117 mm (9.2 x 6.9 x 4.6″)</td> </tr> <tr> <td>Weight</td> <td> </td> <td>710 g (1.6 lb.)</td> </tr> </tbody> </table> <p><strong>Multi Parameter Chemical Test Kit Specifications</strong></p> <table> <tbody> <tr align="left"> <th><span style="font-size: small;">Parameter</span></th> <th><span style="font-size: small;">Range</span></th> <th><span style="font-size: small;">Method</span></th> <th><span style="font-size: small;">Smallest Increment</span></th> <th><span style="font-size: small;">Chemical Method</span></th> <th><span style="font-size: small;">Number Of Test</span></th> </tr> <tr align="left"> <td><span style="font-size: small;">Nitrogen</span></td> <td><span style="font-size: small;"><small>traces, low, medium, high</small></span></td> <td><span style="font-size: small;"><small>Colorimetric</small></span></td> <td><span style="font-size: small;"><small>N/A</small></span></td> <td><span style="font-size: small;"><small>Ned</small></span></td> <td><span style="font-size: small;"><small>25</small></span></td> </tr> <tr align="left"> <td><span style="font-size: small;">pH</span></td> <td><span style="font-size: small;"><small>4 to 9 pH</small></span></td> <td><span style="font-size: small;"><small>Colorimetric</small></span></td> <td><span style="font-size: small;"><small>1 pH</small></span></td> <td><span style="font-size: small;"><small>pH Indicator</small></span></td> <td><span style="font-size: small;"><small>25</small></span></td> </tr> <tr align="left"> <td><span style="font-size: small;">Phosphorus</span></td> <td><span style="font-size: small;"><small>traces, low, medium, high</small></span></td> <td><span style="font-size: small;"><small>Colorimetric</small></span></td> <td><span style="font-size: small;"><small>N/A</small></span></td> <td><span style="font-size: small;"><small>Ascorbic Acid</small></span></td> <td><span style="font-size: small;"><small>25</small></span></td> </tr> <tr align="left"> <td><span style="font-size: small;">Potassium</span></td> <td><span style="font-size: small;"><small>traces, low, medium, high</small></span></td> <td><span style="font-size: small;"><small>Turbidimetric</small></span></td> <td><span style="font-size: small;"><small>N/A</small></span></td> <td><span style="font-size: small;"><small>Tetraphenylborate</small></span></td> <td><span style="font-size: small;"><small>25</small></span></td> </tr> </tbody> </table> <p> </p> </div> | By using the HANNA Soiltest, it is possible to measure pH and the most important elements for plant growth, that is, nitrogen (N), phosphorus (P) and potassium (K). | <div class="product-short-description"> <p>By using the HANNA Soiltest, it is possible to measure pH and the most important elements for plant growth, that is, nitrogen (N), phosphorus (P) and potassium (K).</p> </div> | https://www.hannathailand.com/wp-content/uploads/2022/06/31gluhj8kul__sl500_aa300_51e083fa3c9a8.jpg | เครื่องวัดปริมาณคลอรีนรวม รุ่น HI711 , เซ็นเซอร์วัดออกซิเจนในน้ำสำหรับ HI9829 มัลติพารามิเตอร์ , น้ำยามาตรฐานสอบเทียบ ค่ามาตรฐานความเค็ม , เครื่องวัดปริมาณแอมโมเนีย ช่วงต่ำ รุ่น HI700 , เครื่องวัดปริมาณแอมโมเนีย ช่วงสูง รุ่น HI733 , เครื่องวัดปริมาณไนไตรท์ ช่วงสูง ในตัวอย่างน้ำ รุ่น HI708 , เครื่องวัดสีในน้ำตัวอย่าง HI727 , เครื่องวัดปริมาณนิกเกิล ช่วงสูง รุ่น HI726 | <a class="woocommerce-LoopProduct-link woocommerce-loop-product__link" href="https://www.hannathailand.com/product/hi711-checker-hc-total-chlorine/">เครื่องวัดปริมาณคลอรีนรวม รุ่น HI711</a> , <a class="woocommerce-LoopProduct-link woocommerce-loop-product__link" href="https://www.hannathailand.com/product/hi7609829-2/">เซ็นเซอร์วัดออกซิเจนในน้ำสำหรับ HI9829 มัลติพารามิเตอร์</a> , <a class="woocommerce-LoopProduct-link woocommerce-loop-product__link" href="https://www.hannathailand.com/product/hi7083l/">น้ำยามาตรฐานสอบเทียบ ค่ามาตรฐานความเค็ม</a> , <a class="woocommerce-LoopProduct-link woocommerce-loop-product__link" href="https://www.hannathailand.com/product/hi700-checker-hc-ammonia-lr/">เครื่องวัดปริมาณแอมโมเนีย ช่วงต่ำ รุ่น HI700</a> , <a class="woocommerce-LoopProduct-link woocommerce-loop-product__link" href="https://www.hannathailand.com/product/hi733-checker-hc-ammonia-hr/">เครื่องวัดปริมาณแอมโมเนีย ช่วงสูง รุ่น HI733</a> , <a class="woocommerce-LoopProduct-link woocommerce-loop-product__link" href="https://www.hannathailand.com/product/hi708-checker-hc-nitrite-hr/">เครื่องวัดปริมาณไนไตรท์ ช่วงสูง ในตัวอย่างน้ำ รุ่น HI708</a> , <a class="woocommerce-LoopProduct-link woocommerce-loop-product__link" href="https://www.hannathailand.com/product/hi727-checker-hc-color-of-water/">เครื่องวัดสีในน้ำตัวอย่าง HI727</a> , <a class="woocommerce-LoopProduct-link woocommerce-loop-product__link" href="https://www.hannathailand.com/product/hi726-checker-hc-nickel-hr/">เครื่องวัดปริมาณนิกเกิล ช่วงสูง รุ่น HI726</a> | https://www.hannathailand.com/wp-content/uploads/2022/06/hi711_lg-600x600.jpg , https://www.hannathailand.com/wp-content/uploads/2021/07/5-500x500.jpg , https://www.hannathailand.com/wp-content/uploads/2021/07/10-500x500.jpg , https://www.hannathailand.com/wp-content/uploads/2022/06/hi700_400pxl-600x600.jpg , https://www.hannathailand.com/wp-content/uploads/2022/06/miniphotometerfurammoniumhoch2418_11-600x600.jpg , https://www.hannathailand.com/wp-content/uploads/2022/06/miniphotometerfurnitrithoch2420_11-600x600.jpg , https://www.hannathailand.com/wp-content/uploads/2022/06/miniphotometerfurfarbe843_11-600x600.jpg , https://www.hannathailand.com/wp-content/uploads/2022/06/miniphotometerfurnickelhoch841_11-600x600.jpg
214 | HI3896-025 – Reagenzien für CTK Bodenanalysen | ชุดทดสอบเคมี , สินค้าทั้งหมด , แบบจานเทียบสี , แบบเทียบสี , แบบไทเทรต | https://www.hannathailand.com/product-category/test-kit/titrate/ | https://www.hannathailand.com/product/hi3896-025-reagenzien-fur-ctk-bodenanalysen/ | HI3896-025 | 2,889.00 |  | <div aria-labelledby="tab-title-additional_information" class="woocommerce-Tabs-panel woocommerce-Tabs-panel--additional_information panel entry-content" id="tab-additional_information" role="tabpanel"> </div> | Reagents for HI 3896 test kit, 25 tests | <div aria-labelledby="tab-title-description" class="woocommerce-Tabs-panel woocommerce-Tabs-panel--description panel entry-content active" id="tab-description" role="tabpanel"> <p><span class="hps">Reagents for</span> <span class="hps">HI</span> <span class="hps">3896</span> <span class="hps">test kit</span><span>, 25</span> <span class="hps">tests</span></p> </div> | Reagents for HI 3896 test kit, 25 tests | <div class="product-short-description"> <p>Reagents for HI 3896 test kit, 25 tests</p> </div> | https://www.hannathailand.com/wp-content/uploads/2022/06/31gluhj8kul__sl500_aa300_51e2bd9fd7ff5.jpg | เซ็นเซอร์วัดออกซิเจนในน้ำสำหรับ HI9829 มัลติพารามิเตอร์ , เครื่องวัดปริมาณฟอสฟอรัส ช่วงต่ำมาก รุ่น HI736 , เครื่องวัดคลอรีน , เครื่องวัดค่าเหล็ก รุ่น HI721 , เครื่องวัดปริมาณไนไตรท์ ช่วงต่ำ รุ่น HI707 , ซัลไฟด์สารต้านอนุมูลอิสระบัฟเฟอร์ , น้ำยามาตรฐานสอบเทียบ , เครื่องวัดปริมาณฟอสเฟต ช่วงต่ำ รุ่น HI713 | <a class="woocommerce-LoopProduct-link woocommerce-loop-product__link" href="https://www.hannathailand.com/product/hi7609829-2/">เซ็นเซอร์วัดออกซิเจนในน้ำสำหรับ HI9829 มัลติพารามิเตอร์</a> , <a class="woocommerce-LoopProduct-link woocommerce-loop-product__link" href="https://www.hannathailand.com/product/phosphorous-marine/">เครื่องวัดปริมาณฟอสฟอรัส ช่วงต่ำมาก รุ่น HI736</a> , <a class="woocommerce-LoopProduct-link woocommerce-loop-product__link" href="https://www.hannathailand.com/product/free-chlorine/">เครื่องวัดคลอรีน</a> , <a class="woocommerce-LoopProduct-link woocommerce-loop-product__link" href="https://www.hannathailand.com/product/hi721-checker-hc-iron/">เครื่องวัดค่าเหล็ก รุ่น HI721</a> , <a class="woocommerce-LoopProduct-link woocommerce-loop-product__link" href="https://www.hannathailand.com/product/hi707-checker-hc-nitrite-lr/">เครื่องวัดปริมาณไนไตรท์ ช่วงต่ำ รุ่น HI707</a> , <a class="woocommerce-LoopProduct-link woocommerce-loop-product__link" href="https://www.hannathailand.com/product/hi4015-00/">ซัลไฟด์สารต้านอนุมูลอิสระบัฟเฟอร์</a> , <a class="woocommerce-LoopProduct-link woocommerce-loop-product__link" href="https://www.hannathailand.com/product/hi9828-25/">น้ำยามาตรฐานสอบเทียบ</a> , <a class="woocommerce-LoopProduct-link woocommerce-loop-product__link" href="https://www.hannathailand.com/product/hi713-checker-hc-phosphate-lr/">เครื่องวัดปริมาณฟอสเฟต ช่วงต่ำ รุ่น HI713</a> | https://www.hannathailand.com/wp-content/uploads/2021/07/5-500x500.jpg , https://www.hannathailand.com/wp-content/uploads/2021/12/HI736-600x600.jpg , https://www.hannathailand.com/wp-content/uploads/2021/07/1-500x500.jpg , https://www.hannathailand.com/wp-content/uploads/2022/06/miniphotometerfureisen832_11-600x600.jpg , https://www.hannathailand.com/wp-content/uploads/2022/06/hi707400-600x600.jpg , https://www.hannathailand.com/wp-content/uploads/2021/07/7-500x500.jpg , https://www.hannathailand.com/wp-content/uploads/2021/07/8-500x500.jpg , https://www.hannathailand.com/wp-content/uploads/2022/06/hi713_lg51caffcdce23e-600x600.jpg
215 | HI3896BP Backpack Lab Soil Quality Educational Test Kit | ชุดทดสอบเคมี , สินค้าทั้งหมด , แบบจานเทียบสี , แบบเทียบสี , แบบไทเทรต | https://www.hannathailand.com/product-category/test-kit/titrate/ | https://www.hannathailand.com/product/hi3896bp-backpack-lab-soil-quality-educational-test-kit/ | HI3896BP | 25,680.00 |  | <div aria-labelledby="tab-title-additional_information" class="woocommerce-Tabs-panel woocommerce-Tabs-panel--additional_information panel entry-content" id="tab-additional_information" role="tabpanel"> </div> | A complete, portable learning experience HANNA introduces a kit specifically assembled for the educator and Environmental Science student. Using the popular HANNA Agricultural Combination Test Kit (HI 3895 and HI 3896) as its foundation, the Soil Quality Education Test Kit is designed to provide a complete lesson plan for teachers. Teachers are able to introduce students to important chemical tests for evaluating soil quality and fertility, and relate these measurements to the principles of plant metabolism. Tied together by an extensive teacher’s guide, this kit includes in-depth background information about each parameter, classroom activities designed to introduce students to each parameter and detailed field-testing procedures. The HANNA Agricultural Combination Test Kit addresses important issues related to soil quality and modern agriculture practices. Real-world examples help students understand the relevance of macronutrients and other parameters in everyday life. This kit introduces the student to all major soil quality topics, and is presented in an easy to use format that makes lessons accessible, understandable and memorable. Backpack Lab™ Soil Quality Education Test Kit Includes: • Agriculture Combination Kit (enough materials for 50 Nitrogen)• Phosphorus, and Potassium tests• HI 98129 – Combo pH/EC/TDS/Temp Tester• HI 145 Thermometer• One sachet of: 4 pH, 7 pH & 1413 μS/cm• Laminated Field Test Procedures• Backpack carrying case which holds all components of the kit• 72-page teachers manual with a curriculum that meets National Science Teachers Association Standards• Parameter summary in pdf and powerpoint format (on included CD).• Laminated, laboratory instruction cards with step-by-step field test procedures• Lab activity worksheets with instructions, goals, hypothesis, and testing procedure results/observations (on included CD).• A glossary of key terms in pdf format(on included CD).• Exclusive access to backpacklab.com where you can download:Field Test Procedures • Teacher Resource Book • Worksheets • Activities Order Information: HI 3896BP Backpack Lab test kit includes agriculture test kit pro (enough for 100 NPK tests), pHep®4 meter, DiST®5 meter, HI 145 digital thermometer, set of 6 parameter summary transparencies, set of 6 field test procedures, set of 6 lab activity worksheets, vocabulary terms blackline master and backpack Specification : ​BACKPACK LAB™ Soil Quality Educational Test Kit PARAMETER CODE METHOD RANGE CHEMICALMETHOD NUMBER OFTESTS WEIGHT Nitrogen HI 3896 Colorimetric Traces, low, medium, high Ned 50 1320 g Phosphorus Colorimetric Traces, low, medium, high Ascorbic acid 50 Potassium Turbidimetric Traces, low, medium, high Tetraphenylborate 50 pH Colorimetric 4 to 9 pH (1 pH increments) pH indicators 50 HI 145-00 SPECIFICATIONS RANGE RESOLUTION ACCURACY PROBE BATTERY LIFE WEIGHT Temperature -50.0 to 220°C 0.1°C (-50.0 to 199.9°C) 1°C (200 to 220°C) ±0.3°C (-20 to 90°C)±0.4 F.S. (outside) Stainless steel, 125 x 5mm (5 x 0.2″) approx. 10000 hours 65 g PHEP®4 PARAMETER CODE RANGE RESOLUTION ACCURACY CALIBRATION BATTERY LIFE WEIGHT pH HI 98127 -2.0 to 16.0 pH 0.1 ±0.1 Automatic approx. 300 hours 85 g Temperature -5.0 to 60.0°C 0.1°C ±0.5°C DiST®5 PARAMETER CODE RANGE RESOLUTION ACCURACY CALIBRATION BATTERY LIFE WEIGHT EC HI 98311 0 to 3999 µS/cm 1 µS/cm ±2% F.S. Automatic approx. 100 hours 85 g TDS 0 to 2000 ppm 1 ppm ±2% F.S. Temperature 0.0 to 60.0°C 0.1°C ±0.5°C | <div aria-labelledby="tab-title-description" class="woocommerce-Tabs-panel woocommerce-Tabs-panel--description panel entry-content active" id="tab-description" role="tabpanel"> <p><strong>A complete, portable learning experience</strong></p> <p>HANNA introduces a kit specifically assembled for the educator and Environmental Science student. Using the popular HANNA Agricultural Combination Test Kit (HI 3895 and HI 3896) as its foundation, the Soil Quality Education Test Kit is designed to provide a complete lesson plan for teachers. Teachers are able to introduce students to important chemical tests for evaluating soil quality and fertility, and relate these measurements to the principles of plant metabolism. Tied together by an extensive teacher’s guide, this kit includes in-depth background information about each parameter, classroom activities designed to introduce students to each parameter and detailed field-testing procedures.</p> <p>The HANNA Agricultural Combination Test Kit addresses important issues related to soil quality and modern agriculture practices. Real-world examples help students understand the relevance of macronutrients and other parameters in everyday life. This kit introduces the student to all major soil quality topics, and is presented in an easy to use format that makes lessons accessible, understandable and memorable.</p> <p><strong>Backpack Lab™ Soil Quality Education Test Kit Includes:</strong></p> <p>• Agriculture Combination Kit (enough materials for 50 Nitrogen)<br/>• Phosphorus, and Potassium tests<br/>• HI 98129 – Combo pH/EC/TDS/Temp Tester<br/>• HI 145 Thermometer<br/>• One sachet of: 4 pH, 7 pH &amp; 1413 μS/cm<br/>• Laminated Field Test Procedures<br/>• Backpack carrying case which holds all components of the kit<br/>• 72-page teachers manual with a curriculum that meets National Science Teachers Association Standards<br/>• Parameter summary in pdf and powerpoint format (on included CD).<br/>• Laminated, laboratory instruction cards with step-by-step field test procedures<br/>• Lab activity worksheets with instructions, goals, hypothesis, and testing procedure results/observations (on included CD).<br/>• A glossary of key terms in pdf format(on included CD).<br/>• Exclusive access to backpacklab.com where you can download:<br/><strong>Field Test Procedures • Teacher Resource Book • Worksheets • Activities</strong></p> <p> </p> <p> </p> <p> </p> <p><strong>Order Information:</strong><br/> HI 3896BP Backpack Lab test kit includes agriculture test kit pro (enough for 100 NPK tests), pHep®4 meter, DiST®5 meter, HI 145 digital thermometer, set of 6 parameter summary transparencies, set of 6 field test procedures, set of 6 lab activity worksheets, vocabulary terms blackline master and backpack</p> <p><strong>Specification :</strong></p> <table class="bpl_table"> <caption><span style="font-size: x-small;">​</span>BACKPACK LAB™ Soil Quality Educational Test Kit</caption> <tbody> <tr> <th>PARAMETER</th> <th>CODE</th> <th>METHOD</th> <th>RANGE</th> <th>CHEMICAL<br/>METHOD</th> <th>NUMBER OF<br/>TESTS</th> <th>WEIGHT</th> </tr> <tr> <td>Nitrogen</td> <td>HI 3896</td> <td>Colorimetric</td> <td>Traces, low, medium, high</td> <td>Ned</td> <td>50</td> <td colspan="2">1320 g</td> </tr> <tr> <td>Phosphorus</td> <td> </td> <td>Colorimetric</td> <td>Traces, low, medium, high</td> <td>Ascorbic acid</td> <td>50</td> <td colspan="2"> </td> </tr> <tr> <td>Potassium</td> <td> </td> <td>Turbidimetric</td> <td>Traces, low, medium, high</td> <td>Tetraphenylborate</td> <td>50</td> <td colspan="2"> </td> </tr> <tr> <td>pH</td> <td> </td> <td>Colorimetric</td> <td>4 to 9 pH (1 pH increments)</td> <td>pH indicators</td> <td>50</td> <td colspan="2"> </td> </tr> </tbody> </table> <table class="bpl_table"> <caption>HI 145-00</caption> <tbody> <tr> <th>SPECIFICATIONS</th> <th>RANGE</th> <th>RESOLUTION</th> <th>ACCURACY</th> <th>PROBE</th> <th>BATTERY LIFE</th> <th>WEIGHT</th> </tr> <tr> <td>Temperature</td> <td>-50.0 to 220°C</td> <td>0.1°C (-50.0 to 199.9°C)<br/> 1°C (200 to 220°C)</td> <td>±0.3°C (-20 to 90°C)<br/>±0.4 F.S. (outside)</td> <td>Stainless steel,<br/> 125 x 5mm (5 x 0.2″)</td> <td>approx. 10000<br/> hours</td> <td>65 g</td> </tr> </tbody> </table> <table class="bpl_table"> <caption>PHEP®4</caption> <tbody> <tr> <th>PARAMETER</th> <th>CODE</th> <th>RANGE</th> <th>RESOLUTION</th> <th>ACCURACY</th> <th>CALIBRATION</th> <th>BATTERY LIFE</th> <th>WEIGHT</th> </tr> <tr> <td>pH</td> <td>HI 98127</td> <td>-2.0 to 16.0 pH</td> <td>0.1</td> <td>±0.1</td> <td>Automatic</td> <td>approx. 300 hours</td> <td>85 g</td> </tr> <tr> <td>Temperature</td> <td> </td> <td>-5.0 to 60.0°C</td> <td>0.1°C</td> <td>±0.5°C</td> <td colspan="3"> </td> </tr> </tbody> </table> <table class="bpl_table"> <caption>DiST®5</caption> <tbody> <tr> <th>PARAMETER</th> <th>CODE</th> <th>RANGE</th> <th>RESOLUTION</th> <th>ACCURACY</th> <th>CALIBRATION</th> <th>BATTERY LIFE</th> <th>WEIGHT</th> </tr> <tr> <td>EC</td> <td>HI 98311</td> <td>0 to 3999 µS/cm</td> <td>1 µS/cm</td> <td>±2% F.S.</td> <td>Automatic</td> <td>approx. 100 hours</td> <td>85 g</td> </tr> <tr> <td>TDS</td> <td> </td> <td>0 to 2000 ppm</td> <td>1 ppm</td> <td>±2% F.S.</td> <td colspan="3"> </td> </tr> <tr> <td>Temperature</td> <td> </td> <td>0.0 to 60.0°C</td> <td>0.1°C</td> <td>±0.5°C</td> <td colspan="3"> </td> </tr> </tbody> </table> <p> </p> </div> | Chemical test kit for the determination of nitrogen: colorimetric: NED phosphorus: colorimetric ascorbic acid Potassium: turbidimetric: tetraphenylborate Package Size: 25/25/25/25 tests | <div class="product-short-description"> <p>Chemical test kit for the determination of nitrogen: colorimetric: NED phosphorus: colorimetric ascorbic acid Potassium: turbidimetric: tetraphenylborate<br/> Package Size: 25/25/25/25 tests</p> </div> | https://www.hannathailand.com/wp-content/uploads/2022/06/31gluhj8kul__sl500_aa300_51e3c8079e318.jpg | เครื่องวัดปริมาณฟอสเฟต ช่วงต่ำ รุ่น HI713 , เครื่องวัดคลอรีน , เครื่องควบคุมค่าความนำไฟฟ้า , เครื่องวัดปริมาณคลอรีนอิสระ รุ่น HI701 , เครื่องวัดปริมาณโบรมีน ในตัวอย่างน้ำ รุ่น HI716 , เซ็นเซอร์วัดออกซิเจนในน้ำสำหรับ HI9829 มัลติพารามิเตอร์ , เครื่องวัดปริมาณโครเมี่ยม ช่วงสูง รุ่น HI723 , น้ำยามาตรฐานสอบเทียบ ค่ามาตรฐานความเค็ม | <a class="woocommerce-LoopProduct-link woocommerce-loop-product__link" href="https://www.hannathailand.com/product/hi713-checker-hc-phosphate-lr/">เครื่องวัดปริมาณฟอสเฟต ช่วงต่ำ รุ่น HI713</a> , <a class="woocommerce-LoopProduct-link woocommerce-loop-product__link" href="https://www.hannathailand.com/product/free-chlorine/">เครื่องวัดคลอรีน</a> , <a class="woocommerce-LoopProduct-link woocommerce-loop-product__link" href="https://www.hannathailand.com/product/hi8931cn/">เครื่องควบคุมค่าความนำไฟฟ้า</a> , <a class="woocommerce-LoopProduct-link woocommerce-loop-product__link" href="https://www.hannathailand.com/product/hi701-checker-hc-free-chlorine/">เครื่องวัดปริมาณคลอรีนอิสระ รุ่น HI701</a> , <a class="woocommerce-LoopProduct-link woocommerce-loop-product__link" href="https://www.hannathailand.com/product/hi716-checker-hc-bromine/">เครื่องวัดปริมาณโบรมีน ในตัวอย่างน้ำ รุ่น HI716</a> , <a class="woocommerce-LoopProduct-link woocommerce-loop-product__link" href="https://www.hannathailand.com/product/hi7609829-2/">เซ็นเซอร์วัดออกซิเจนในน้ำสำหรับ HI9829 มัลติพารามิเตอร์</a> , <a class="woocommerce-LoopProduct-link woocommerce-loop-product__link" href="https://www.hannathailand.com/product/hi723-checker-hc-chromium-vi-hr/">เครื่องวัดปริมาณโครเมี่ยม ช่วงสูง รุ่น HI723</a> , <a class="woocommerce-LoopProduct-link woocommerce-loop-product__link" href="https://www.hannathailand.com/product/hi7080l/">น้ำยามาตรฐานสอบเทียบ ค่ามาตรฐานความเค็ม</a> | https://www.hannathailand.com/wp-content/uploads/2022/06/hi713_lg51caffcdce23e-600x600.jpg , https://www.hannathailand.com/wp-content/uploads/2021/07/1-500x500.jpg , https://www.hannathailand.com/wp-content/uploads/2021/07/2-500x500.jpg , https://www.hannathailand.com/wp-content/uploads/2021/11/hi701-500x500.jpg , https://www.hannathailand.com/wp-content/uploads/2022/06/miniphotometerfurfreiesgesamtchlor704_11-600x600.jpg , https://www.hannathailand.com/wp-content/uploads/2021/07/5-500x500.jpg , https://www.hannathailand.com/wp-content/uploads/2022/06/miniphotometerfurchromvihoch839_11-600x600.jpg , https://www.hannathailand.com/wp-content/uploads/2021/07/11-500x500.jpg
216 | HI3897-010 – Reagenzien für CTK Säure | ชุดทดสอบเคมี , สินค้าทั้งหมด , แบบไทเทรต | https://www.hannathailand.com/product-category/test-kit/titrate/ | https://www.hannathailand.com/product/hi3897-010-reagenzien-fur-ctk-saure/ | HI3897-010 | 1,444.50 |  | <div aria-labelledby="tab-title-additional_information" class="woocommerce-Tabs-panel woocommerce-Tabs-panel--additional_information panel entry-content" id="tab-additional_information" role="tabpanel"> </div> | Reagenzien für Testkit HI 3897 (10 Tests) | <div aria-labelledby="tab-title-description" class="woocommerce-Tabs-panel woocommerce-Tabs-panel--description panel entry-content active" id="tab-description" role="tabpanel"> <p>Reagenzien für Testkit HI 3897 (10 Tests)</p> </div> | Reagenzien für Testkit HI 3897 (10 Tests) | <div class="product-short-description"> <p>Reagenzien für Testkit HI 3897 (10 Tests)</p> </div> | https://www.hannathailand.com/wp-content/uploads/2022/06/31gluhj8kul__sl500_aa300_51e2be0e51a9b.jpg | เครื่องวัดสีในน้ำตัวอย่าง HI727 , เครื่องวัดปริมาณไนไตรท์ ช่วงต่ำ รุ่น HI707 , น้ำยามาตรฐานสอบเทียบ ค่ามาตรฐานความเค็ม , น้ำยามาตรฐานสอบเทียบ , เครื่องวัดปริมาณฟอสเฟต ช่วงต่ำ รุ่น HI713 , เครื่องควบคุมค่าความนำไฟฟ้า , เครื่องวัดปริมาณแอมโมเนีย ช่วงต่ำ รุ่น HI700 , เครื่องวัดปริมาณโบรมีน ในตัวอย่างน้ำ รุ่น HI716 | <a class="woocommerce-LoopProduct-link woocommerce-loop-product__link" href="https://www.hannathailand.com/product/hi727-checker-hc-color-of-water/">เครื่องวัดสีในน้ำตัวอย่าง HI727</a> , <a class="woocommerce-LoopProduct-link woocommerce-loop-product__link" href="https://www.hannathailand.com/product/hi707-checker-hc-nitrite-lr/">เครื่องวัดปริมาณไนไตรท์ ช่วงต่ำ รุ่น HI707</a> , <a class="woocommerce-LoopProduct-link woocommerce-loop-product__link" href="https://www.hannathailand.com/product/hi7083l/">น้ำยามาตรฐานสอบเทียบ ค่ามาตรฐานความเค็ม</a> , <a class="woocommerce-LoopProduct-link woocommerce-loop-product__link" href="https://www.hannathailand.com/product/hi9828-25/">น้ำยามาตรฐานสอบเทียบ</a> , <a class="woocommerce-LoopProduct-link woocommerce-loop-product__link" href="https://www.hannathailand.com/product/hi713-checker-hc-phosphate-lr/">เครื่องวัดปริมาณฟอสเฟต ช่วงต่ำ รุ่น HI713</a> , <a class="woocommerce-LoopProduct-link woocommerce-loop-product__link" href="https://www.hannathailand.com/product/hi8931cn/">เครื่องควบคุมค่าความนำไฟฟ้า</a> , <a class="woocommerce-LoopProduct-link woocommerce-loop-product__link" href="https://www.hannathailand.com/product/hi700-checker-hc-ammonia-lr/">เครื่องวัดปริมาณแอมโมเนีย ช่วงต่ำ รุ่น HI700</a> , <a class="woocommerce-LoopProduct-link woocommerce-loop-product__link" href="https://www.hannathailand.com/product/hi716-checker-hc-bromine/">เครื่องวัดปริมาณโบรมีน ในตัวอย่างน้ำ รุ่น HI716</a> | https://www.hannathailand.com/wp-content/uploads/2022/06/miniphotometerfurfarbe843_11-600x600.jpg , https://www.hannathailand.com/wp-content/uploads/2022/06/hi707400-600x600.jpg , https://www.hannathailand.com/wp-content/uploads/2021/07/10-500x500.jpg , https://www.hannathailand.com/wp-content/uploads/2021/07/8-500x500.jpg , https://www.hannathailand.com/wp-content/uploads/2022/06/hi713_lg51caffcdce23e-600x600.jpg , https://www.hannathailand.com/wp-content/uploads/2021/07/2-500x500.jpg , https://www.hannathailand.com/wp-content/uploads/2022/06/hi700_400pxl-600x600.jpg , https://www.hannathailand.com/wp-content/uploads/2022/06/miniphotometerfurfreiesgesamtchlor704_11-600x600.jpg
217 | HI4000-00 ISA Halide ISE, 500 ml Bottle | สารละลาย , สินค้าทั้งหมด , เครื่องวัดปริมาณไอออนแบบเฉพาะเจาะจง | https://www.hannathailand.com/product-category/ise-meter/ | https://www.hannathailand.com/product/hi4000-00-isa-halide-ise-500-ml-bottle/ | HI4000-00 | 4,868.50 |  | <div aria-labelledby="tab-title-additional_information" class="woocommerce-Tabs-panel woocommerce-Tabs-panel--additional_information panel entry-content" id="tab-additional_information" role="tabpanel"> </div> | Ionic strength adjusting solution for use with fluoride, chloride, bromide and iodide electrodes HANNA instruments offers a full range of solutions for ISE electrodes. ISE standards are required for the direct ISE and incremental measuring method. They are available for a variety of ISE with certificate of analysis parameters. | <div aria-labelledby="tab-title-description" class="woocommerce-Tabs-panel woocommerce-Tabs-panel--description panel entry-content active" id="tab-description" role="tabpanel"> <p data-mce-style="text-align: justify;" style="text-align: justify;"><span class="hps">Ionic strength adjusting solution for use with fluoride, chloride, bromide and iodide electrodes</span></p> <p data-mce-style="text-align: justify;" style="text-align: justify;"><span class="hps"></span></p> <p data-mce-style="text-align: justify;" style="text-align: justify;"><span class="hps">HANNA</span> <span class="hps">instruments offers</span> <span class="hps">a full range of</span> <span class="hps">solutions for</span> <span class="hps">ISE electrodes</span>. <span class="hps">ISE</span> <span class="hps">standards are required</span> <span class="hps">for the direct</span> <span class="hps">ISE</span> <span class="hps">and incremental</span> <span class="hps">measuring method</span>. <span class="hps">They are available</span> <span class="hps">for a variety</span> <span class="hps">of ISE</span> <span class="hps">with certificate of analysis</span> <span class="hps">parameters</span>.</p> </div> | Ionic strength adjusting solution for use with fluoride, chloride, bromide and iodide electrodes | <div class="product-short-description"> <p>Ionic strength adjusting solution for use with fluoride, chloride, bromide and iodide electrodes</p> </div> | https://www.hannathailand.com/wp-content/uploads/2022/06/imghi_400000_lg527a4567d6d35.jpg | น้ำยามาตรฐานสอบเทียบ , น้ำยามาตรฐานสอบเทียบ ค่ามาตรฐานความเค็ม , เครื่องวัดปริมาณซิลิกา ช่วงต่ำ ในตัวอย่างน้ำ รุ่น HI705 , เครื่องวัดปริมาณนิกเกิล ช่วงสูง รุ่น HI726 , เครื่องควบคุมค่าความนำไฟฟ้า , เครื่องวัดปริมาณแอมโมเนีย ช่วงสูง รุ่น HI733 , เครื่องวัดปริมาณไอโอดีน รุ่น HI718 , เครื่องวัดปริมาณฟอสฟอรัส ช่วงสูง รุ่น HI706 | <a class="woocommerce-LoopProduct-link woocommerce-loop-product__link" href="https://www.hannathailand.com/product/hi9828-25/">น้ำยามาตรฐานสอบเทียบ</a> , <a class="woocommerce-LoopProduct-link woocommerce-loop-product__link" href="https://www.hannathailand.com/product/hi7080l/">น้ำยามาตรฐานสอบเทียบ ค่ามาตรฐานความเค็ม</a> , <a class="woocommerce-LoopProduct-link woocommerce-loop-product__link" href="https://www.hannathailand.com/product/hi705-checker-hc-silica-lr/">เครื่องวัดปริมาณซิลิกา ช่วงต่ำ ในตัวอย่างน้ำ รุ่น HI705</a> , <a class="woocommerce-LoopProduct-link woocommerce-loop-product__link" href="https://www.hannathailand.com/product/hi726-checker-hc-nickel-hr/">เครื่องวัดปริมาณนิกเกิล ช่วงสูง รุ่น HI726</a> , <a class="woocommerce-LoopProduct-link woocommerce-loop-product__link" href="https://www.hannathailand.com/product/hi8931cn/">เครื่องควบคุมค่าความนำไฟฟ้า</a> , <a class="woocommerce-LoopProduct-link woocommerce-loop-product__link" href="https://www.hannathailand.com/product/hi733-checker-hc-ammonia-hr/">เครื่องวัดปริมาณแอมโมเนีย ช่วงสูง รุ่น HI733</a> , <a class="woocommerce-LoopProduct-link woocommerce-loop-product__link" href="https://www.hannathailand.com/product/hi718-checker-hc-iodine/">เครื่องวัดปริมาณไอโอดีน รุ่น HI718</a> , <a class="woocommerce-LoopProduct-link woocommerce-loop-product__link" href="https://www.hannathailand.com/product/hi706-checker-hc-phosphorous-hr/">เครื่องวัดปริมาณฟอสฟอรัส ช่วงสูง รุ่น HI706</a> | https://www.hannathailand.com/wp-content/uploads/2021/07/8-500x500.jpg , https://www.hannathailand.com/wp-content/uploads/2021/07/11-500x500.jpg , https://www.hannathailand.com/wp-content/uploads/2022/06/hi705400-600x600.jpg , https://www.hannathailand.com/wp-content/uploads/2022/06/miniphotometerfurnickelhoch841_11-600x600.jpg , https://www.hannathailand.com/wp-content/uploads/2021/07/2-500x500.jpg , https://www.hannathailand.com/wp-content/uploads/2022/06/miniphotometerfurammoniumhoch2418_11-600x600.jpg , https://www.hannathailand.com/wp-content/uploads/2022/06/miniphotometerfuriod829_11-600x600.jpg , https://www.hannathailand.com/wp-content/uploads/2022/06/hi706_400-600x600.jpg
218 | HI4001-00 ISA Alkaline for Ammonia & Cyanide ISE, 500 ml Bottle | สารละลาย , สินค้าทั้งหมด , เครื่องวัดปริมาณไอออนแบบเฉพาะเจาะจง | https://www.hannathailand.com/product-category/ise-meter/ | https://www.hannathailand.com/product/hi4001-00-isa-alkaline-for-ammonia-cyanide-ise-500-ml-bottle/ | HI4001-00 | 4,280.00 |  | <div aria-labelledby="tab-title-additional_information" class="woocommerce-Tabs-panel woocommerce-Tabs-panel--additional_information panel entry-content" id="tab-additional_information" role="tabpanel"> </div> | HANNA instruments offers a full range of solutions for ISE electrodes. ISE standards are required for the direct ISE and incremental measuring method. They are available for a variety of ISE with certificate of analysis parameters. | <div aria-labelledby="tab-title-description" class="woocommerce-Tabs-panel woocommerce-Tabs-panel--description panel entry-content active" id="tab-description" role="tabpanel"> <p style="text-align: justify;"><span class="hps">HANNA</span> <span class="hps">instruments offers</span> <span class="hps">a full range of</span> <span class="hps">solutions for</span> <span class="hps">ISE electrodes</span>. <span class="hps">ISE</span> <span class="hps">standards are required</span> <span class="hps">for the direct</span> <span class="hps">ISE</span> <span class="hps">and incremental</span> <span class="hps">measuring method</span>. <span class="hps">They are available</span> <span class="hps">for a variety</span> <span class="hps">of ISE</span> <span class="hps">with certificate of analysis</span> <span class="hps">parameters</span>.</p> </div> | ISA Alkaline for Ammonia & Cyanide 500 mL bottle | <div class="product-short-description"> <p>ISA Alkaline for Ammonia &amp; Cyanide 500 mL bottle</p> </div> | https://www.hannathailand.com/wp-content/uploads/2022/06/imghi_400100_lg.jpg | เครื่องวัดปริมาณแอมโมเนีย ในน้ำ รุ่น HI715 , เครื่องวัดปริมาณแอมโมเนีย ช่วงต่ำ รุ่น HI700 , เครื่องวัดปริมาณไอโอดีน รุ่น HI718 , เครื่องวัดปริมาณโบรมีน ในตัวอย่างน้ำ รุ่น HI716 , เครื่องวัดปริมาณฟอสเฟต ช่วงสูง รุ่น HI717 , ซัลไฟด์สารต้านอนุมูลอิสระบัฟเฟอร์ , เซ็นเซอร์วัดออกซิเจนในน้ำสำหรับ HI9829 มัลติพารามิเตอร์ , สารละลายมาตรฐานความขุ่น 20 NTU | <a class="woocommerce-LoopProduct-link woocommerce-loop-product__link" href="https://www.hannathailand.com/product/hi715-checker-hc-ammonia-mr/">เครื่องวัดปริมาณแอมโมเนีย ในน้ำ รุ่น HI715</a> , <a class="woocommerce-LoopProduct-link woocommerce-loop-product__link" href="https://www.hannathailand.com/product/hi700-checker-hc-ammonia-lr/">เครื่องวัดปริมาณแอมโมเนีย ช่วงต่ำ รุ่น HI700</a> , <a class="woocommerce-LoopProduct-link woocommerce-loop-product__link" href="https://www.hannathailand.com/product/hi718-checker-hc-iodine/">เครื่องวัดปริมาณไอโอดีน รุ่น HI718</a> , <a class="woocommerce-LoopProduct-link woocommerce-loop-product__link" href="https://www.hannathailand.com/product/hi716-checker-hc-bromine/">เครื่องวัดปริมาณโบรมีน ในตัวอย่างน้ำ รุ่น HI716</a> , <a class="woocommerce-LoopProduct-link woocommerce-loop-product__link" href="https://www.hannathailand.com/product/hi717-checker-hc-phosphate-hr/">เครื่องวัดปริมาณฟอสเฟต ช่วงสูง รุ่น HI717</a> , <a class="woocommerce-LoopProduct-link woocommerce-loop-product__link" href="https://www.hannathailand.com/product/hi4015-00/">ซัลไฟด์สารต้านอนุมูลอิสระบัฟเฟอร์</a> , <a class="woocommerce-LoopProduct-link woocommerce-loop-product__link" href="https://www.hannathailand.com/product/hi7609829-2/">เซ็นเซอร์วัดออกซิเจนในน้ำสำหรับ HI9829 มัลติพารามิเตอร์</a> , <a class="woocommerce-LoopProduct-link woocommerce-loop-product__link" href="https://www.hannathailand.com/product/hi93102-20/">สารละลายมาตรฐานความขุ่น 20 NTU</a> | https://www.hannathailand.com/wp-content/uploads/2022/06/miniphotometerfurammoniakmittel2416_11-600x600.jpg , https://www.hannathailand.com/wp-content/uploads/2022/06/hi700_400pxl-600x600.jpg , https://www.hannathailand.com/wp-content/uploads/2022/06/miniphotometerfuriod829_11-600x600.jpg , https://www.hannathailand.com/wp-content/uploads/2022/06/miniphotometerfurfreiesgesamtchlor704_11-600x600.jpg , https://www.hannathailand.com/wp-content/uploads/2022/06/miniphotometerfurphosphathoch827_11-600x600.jpg , https://www.hannathailand.com/wp-content/uploads/2021/07/7-500x500.jpg , https://www.hannathailand.com/wp-content/uploads/2021/07/5-500x500.jpg , https://www.hannathailand.com/wp-content/uploads/2021/07/9-500x500.jpg
219 | HI4001-01 ISE 0.1M Ammonia Std , 500 ml Bottle | สารละลาย , สินค้าทั้งหมด , เครื่องวัดปริมาณไอออนแบบเฉพาะเจาะจง | https://www.hannathailand.com/product-category/ise-meter/ | https://www.hannathailand.com/product/hi4001-01-ise-0-1m-ammonia-std-500-ml-bottle/ | HI4001-01 | 4,280.00 |  | <div aria-labelledby="tab-title-additional_information" class="woocommerce-Tabs-panel woocommerce-Tabs-panel--additional_information panel entry-content" id="tab-additional_information" role="tabpanel"> </div> | HANNA instruments offers a full range of solutions for ISE electrodes. ISE standards are required for the direct ISE and incremental measuring method. They are available for a variety of ISE with certificate of analysis parameters. | <div aria-labelledby="tab-title-description" class="woocommerce-Tabs-panel woocommerce-Tabs-panel--description panel entry-content active" id="tab-description" role="tabpanel"> <p style="text-align: justify;"><span class="hps">HANNA</span> <span class="hps">instruments offers</span> <span class="hps">a full range of</span> <span class="hps">solutions for</span> <span class="hps">ISE electrodes</span>. <span class="hps">ISE</span> <span class="hps">standards are required</span> <span class="hps">for the direct</span> <span class="hps">ISE</span> <span class="hps">and incremental</span> <span class="hps">measuring method</span>. <span class="hps">They are available</span> <span class="hps">for a variety</span> <span class="hps">of ISE</span> <span class="hps">with certificate of analysis</span> <span class="hps">parameters</span>.</p> </div> | ISE Standard solution 0.1M of ammonia std. (as N), 500 mL bottle | <div class="product-short-description"> <p>ISE Standard solution 0.1M of ammonia std. (as N), 500 mL bottle</p> </div> | https://www.hannathailand.com/wp-content/uploads/2022/06/71gw0tozcll_aa1500_.jpg | เครื่องวัดปริมาณไนไตรท์ ช่วงต่ำ รุ่น HI707 , เครื่องวัดปริมาณโบรมีน ในตัวอย่างน้ำ รุ่น HI716 , น้ำยามาตรฐานสอบเทียบ ค่ามาตรฐานความเค็ม , เครื่องวัดปริมาณแอมโมเนีย ในน้ำ รุ่น HI715 , เครื่องวัดปริมาณนิกเกิล ช่วงสูง รุ่น HI726 , สารละลายมาตรฐานความขุ่น 20 NTU , ซัลไฟด์สารต้านอนุมูลอิสระบัฟเฟอร์ , เครื่องวัดปริมาณฟอสเฟต ช่วงต่ำ รุ่น HI713 | <a class="woocommerce-LoopProduct-link woocommerce-loop-product__link" href="https://www.hannathailand.com/product/hi707-checker-hc-nitrite-lr/">เครื่องวัดปริมาณไนไตรท์ ช่วงต่ำ รุ่น HI707</a> , <a class="woocommerce-LoopProduct-link woocommerce-loop-product__link" href="https://www.hannathailand.com/product/hi716-checker-hc-bromine/">เครื่องวัดปริมาณโบรมีน ในตัวอย่างน้ำ รุ่น HI716</a> , <a class="woocommerce-LoopProduct-link woocommerce-loop-product__link" href="https://www.hannathailand.com/product/hi7080l/">น้ำยามาตรฐานสอบเทียบ ค่ามาตรฐานความเค็ม</a> , <a class="woocommerce-LoopProduct-link woocommerce-loop-product__link" href="https://www.hannathailand.com/product/hi715-checker-hc-ammonia-mr/">เครื่องวัดปริมาณแอมโมเนีย ในน้ำ รุ่น HI715</a> , <a class="woocommerce-LoopProduct-link woocommerce-loop-product__link" href="https://www.hannathailand.com/product/hi726-checker-hc-nickel-hr/">เครื่องวัดปริมาณนิกเกิล ช่วงสูง รุ่น HI726</a> , <a class="woocommerce-LoopProduct-link woocommerce-loop-product__link" href="https://www.hannathailand.com/product/hi93102-20/">สารละลายมาตรฐานความขุ่น 20 NTU</a> , <a class="woocommerce-LoopProduct-link woocommerce-loop-product__link" href="https://www.hannathailand.com/product/hi4015-00/">ซัลไฟด์สารต้านอนุมูลอิสระบัฟเฟอร์</a> , <a class="woocommerce-LoopProduct-link woocommerce-loop-product__link" href="https://www.hannathailand.com/product/hi713-checker-hc-phosphate-lr/">เครื่องวัดปริมาณฟอสเฟต ช่วงต่ำ รุ่น HI713</a> | https://www.hannathailand.com/wp-content/uploads/2022/06/hi707400-600x600.jpg , https://www.hannathailand.com/wp-content/uploads/2022/06/miniphotometerfurfreiesgesamtchlor704_11-600x600.jpg , https://www.hannathailand.com/wp-content/uploads/2021/07/11-500x500.jpg , https://www.hannathailand.com/wp-content/uploads/2022/06/miniphotometerfurammoniakmittel2416_11-600x600.jpg , https://www.hannathailand.com/wp-content/uploads/2022/06/miniphotometerfurnickelhoch841_11-600x600.jpg , https://www.hannathailand.com/wp-content/uploads/2021/07/9-500x500.jpg , https://www.hannathailand.com/wp-content/uploads/2021/07/7-500x500.jpg , https://www.hannathailand.com/wp-content/uploads/2022/06/hi713_lg51caffcdce23e-600x600.jpg
220 | HI4001-02 ISE 100 mg/L (ppm) Ammonia Std , 500 ml Bottle | สารละลาย , สินค้าทั้งหมด , เครื่องวัดปริมาณไอออนแบบเฉพาะเจาะจง | https://www.hannathailand.com/product-category/ise-meter/ | https://www.hannathailand.com/product/hi4001-02-ise-100-mgl-ppm-ammonia-std-500-ml-bottle/ | HI4001-02 | 4,280.00 |  | <div aria-labelledby="tab-title-additional_information" class="woocommerce-Tabs-panel woocommerce-Tabs-panel--additional_information panel entry-content" id="tab-additional_information" role="tabpanel"> </div> | HANNA instruments offers a full range of solutions for ISE electrodes. ISE standards are required for the direct ISE and incremental measuring method. They are available for a variety of ISE with certificate of analysis parameters. | <div aria-labelledby="tab-title-description" class="woocommerce-Tabs-panel woocommerce-Tabs-panel--description panel entry-content active" id="tab-description" role="tabpanel"> <p style="text-align: justify;"><span class="hps">HANNA</span> <span class="hps">instruments offers</span> <span class="hps">a full range of</span> <span class="hps">solutions for</span> <span class="hps">ISE electrodes</span>. <span class="hps">ISE</span> <span class="hps">standards are required</span> <span class="hps">for the direct</span> <span class="hps">ISE</span> <span class="hps">and incremental</span> <span class="hps">measuring method</span>. <span class="hps">They are available</span> <span class="hps">for a variety</span> <span class="hps">of ISE</span> <span class="hps">with certificate of analysis</span> <span class="hps">parameters</span>.</p> </div> | ISE Standard solution 100 mg/L (ppm) of ammonia std. (as N), 500 mL bottle | <div class="product-short-description"> <p>ISE Standard solution 100 mg/L (ppm) of ammonia std. (as N), 500 mL bottle</p> </div> | https://www.hannathailand.com/wp-content/uploads/2022/06/imghi_sample_lg.jpg | น้ำยามาตรฐานสอบเทียบ ค่ามาตรฐานความเค็ม , เซ็นเซอร์วัดออกซิเจนในน้ำสำหรับ HI9829 มัลติพารามิเตอร์ , เครื่องวัดปริมาณแอมโมเนีย ช่วงต่ำ รุ่น HI700 , เครื่องวัดสีในน้ำตัวอย่าง HI727 , น้ำยามาตรฐานสำหรับค่าโซเดียม , เครื่องวัดปริมาณแอมโมเนีย ในน้ำ รุ่น HI715 , เครื่องควบคุมค่าความนำไฟฟ้า , เครื่องวัดปริมาณฟอสฟอรัส ช่วงสูง รุ่น HI706 | <a class="woocommerce-LoopProduct-link woocommerce-loop-product__link" href="https://www.hannathailand.com/product/hi7083l/">น้ำยามาตรฐานสอบเทียบ ค่ามาตรฐานความเค็ม</a> , <a class="woocommerce-LoopProduct-link woocommerce-loop-product__link" href="https://www.hannathailand.com/product/hi7609829-2/">เซ็นเซอร์วัดออกซิเจนในน้ำสำหรับ HI9829 มัลติพารามิเตอร์</a> , <a class="woocommerce-LoopProduct-link woocommerce-loop-product__link" href="https://www.hannathailand.com/product/hi700-checker-hc-ammonia-lr/">เครื่องวัดปริมาณแอมโมเนีย ช่วงต่ำ รุ่น HI700</a> , <a class="woocommerce-LoopProduct-link woocommerce-loop-product__link" href="https://www.hannathailand.com/product/hi727-checker-hc-color-of-water/">เครื่องวัดสีในน้ำตัวอย่าง HI727</a> , <a class="woocommerce-LoopProduct-link woocommerce-loop-product__link" href="https://www.hannathailand.com/product/hi7090l/">น้ำยามาตรฐานสำหรับค่าโซเดียม</a> , <a class="woocommerce-LoopProduct-link woocommerce-loop-product__link" href="https://www.hannathailand.com/product/hi715-checker-hc-ammonia-mr/">เครื่องวัดปริมาณแอมโมเนีย ในน้ำ รุ่น HI715</a> , <a class="woocommerce-LoopProduct-link woocommerce-loop-product__link" href="https://www.hannathailand.com/product/hi8931cn/">เครื่องควบคุมค่าความนำไฟฟ้า</a> , <a class="woocommerce-LoopProduct-link woocommerce-loop-product__link" href="https://www.hannathailand.com/product/hi706-checker-hc-phosphorous-hr/">เครื่องวัดปริมาณฟอสฟอรัส ช่วงสูง รุ่น HI706</a> | https://www.hannathailand.com/wp-content/uploads/2021/07/10-500x500.jpg , https://www.hannathailand.com/wp-content/uploads/2021/07/5-500x500.jpg , https://www.hannathailand.com/wp-content/uploads/2022/06/hi700_400pxl-600x600.jpg , https://www.hannathailand.com/wp-content/uploads/2022/06/miniphotometerfurfarbe843_11-600x600.jpg , https://www.hannathailand.com/wp-content/uploads/2021/07/12-500x500.jpg , https://www.hannathailand.com/wp-content/uploads/2022/06/miniphotometerfurammoniakmittel2416_11-600x600.jpg , https://www.hannathailand.com/wp-content/uploads/2021/07/2-500x500.jpg , https://www.hannathailand.com/wp-content/uploads/2022/06/hi706_400-600x600.jpg
221 | HI4001-03 ISE 1000 mg/L (ppm) Ammonia Std , 500 ml Bottle | สารละลาย , สินค้าทั้งหมด , เครื่องวัดปริมาณไอออนแบบเฉพาะเจาะจง | https://www.hannathailand.com/product-category/ise-meter/ | https://www.hannathailand.com/product/hi4001-03-ise-1000-mgl-ppm-ammonia-std-500-ml-bottle/ | HI4001-03 | 4,280.00 |  | <div aria-labelledby="tab-title-additional_information" class="woocommerce-Tabs-panel woocommerce-Tabs-panel--additional_information panel entry-content" id="tab-additional_information" role="tabpanel"> </div> | HANNA instruments offers a full range of solutions for ISE electrodes. ISE standards are required for the direct ISE and incremental measuring method. They are available for a variety of ISE with certificate of analysis parameters. | <div aria-labelledby="tab-title-description" class="woocommerce-Tabs-panel woocommerce-Tabs-panel--description panel entry-content active" id="tab-description" role="tabpanel"> <p style="text-align: justify;"><span class="hps">HANNA</span> <span class="hps">instruments offers</span> <span class="hps">a full range of</span> <span class="hps">solutions for</span> <span class="hps">ISE electrodes</span>. <span class="hps">ISE</span> <span class="hps">standards are required</span> <span class="hps">for the direct</span> <span class="hps">ISE</span> <span class="hps">and incremental</span> <span class="hps">measuring method</span>. <span class="hps">They are available</span> <span class="hps">for a variety</span> <span class="hps">of ISE</span> <span class="hps">with certificate of analysis</span> <span class="hps">parameters</span>.</p> </div> | ISE Standard solution 100 mg/L (ppm) of ammonia std. (as N), 500 mL bottle | <div class="product-short-description"> <p>ISE Standard solution 100 mg/L (ppm) of ammonia std. (as N), 500 mL bottle</p> </div> | https://www.hannathailand.com/wp-content/uploads/2022/06/71gw0tozcll_aa1500_.jpg | เครื่องวัดปริมาณแอมโมเนีย ช่วงต่ำ รุ่น HI700 , เครื่องวัดปริมาณคลอรีนรวม รุ่น HI711 , น้ำยามาตรฐานสอบเทียบ , เซ็นเซอร์วัดออกซิเจนในน้ำสำหรับ HI9829 มัลติพารามิเตอร์ , เครื่องวัดปริมาณแอมโมเนีย ช่วงสูง รุ่น HI733 , เครื่องวัดปริมาณซิลิกา ช่วงต่ำ ในตัวอย่างน้ำ รุ่น HI705 , สารละลายมาตรฐานความขุ่น 20 NTU , เครื่องวัดสีในน้ำตัวอย่าง HI727 | <a class="woocommerce-LoopProduct-link woocommerce-loop-product__link" href="https://www.hannathailand.com/product/hi700-checker-hc-ammonia-lr/">เครื่องวัดปริมาณแอมโมเนีย ช่วงต่ำ รุ่น HI700</a> , <a class="woocommerce-LoopProduct-link woocommerce-loop-product__link" href="https://www.hannathailand.com/product/hi711-checker-hc-total-chlorine/">เครื่องวัดปริมาณคลอรีนรวม รุ่น HI711</a> , <a class="woocommerce-LoopProduct-link woocommerce-loop-product__link" href="https://www.hannathailand.com/product/hi9828-25/">น้ำยามาตรฐานสอบเทียบ</a> , <a class="woocommerce-LoopProduct-link woocommerce-loop-product__link" href="https://www.hannathailand.com/product/hi7609829-2/">เซ็นเซอร์วัดออกซิเจนในน้ำสำหรับ HI9829 มัลติพารามิเตอร์</a> , <a class="woocommerce-LoopProduct-link woocommerce-loop-product__link" href="https://www.hannathailand.com/product/hi733-checker-hc-ammonia-hr/">เครื่องวัดปริมาณแอมโมเนีย ช่วงสูง รุ่น HI733</a> , <a class="woocommerce-LoopProduct-link woocommerce-loop-product__link" href="https://www.hannathailand.com/product/hi705-checker-hc-silica-lr/">เครื่องวัดปริมาณซิลิกา ช่วงต่ำ ในตัวอย่างน้ำ รุ่น HI705</a> , <a class="woocommerce-LoopProduct-link woocommerce-loop-product__link" href="https://www.hannathailand.com/product/hi93102-20/">สารละลายมาตรฐานความขุ่น 20 NTU</a> , <a class="woocommerce-LoopProduct-link woocommerce-loop-product__link" href="https://www.hannathailand.com/product/hi727-checker-hc-color-of-water/">เครื่องวัดสีในน้ำตัวอย่าง HI727</a> | https://www.hannathailand.com/wp-content/uploads/2022/06/hi700_400pxl-600x600.jpg , https://www.hannathailand.com/wp-content/uploads/2022/06/hi711_lg-600x600.jpg , https://www.hannathailand.com/wp-content/uploads/2021/07/8-500x500.jpg , https://www.hannathailand.com/wp-content/uploads/2021/07/5-500x500.jpg , https://www.hannathailand.com/wp-content/uploads/2022/06/miniphotometerfurammoniumhoch2418_11-600x600.jpg , https://www.hannathailand.com/wp-content/uploads/2022/06/hi705400-600x600.jpg , https://www.hannathailand.com/wp-content/uploads/2021/07/9-500x500.jpg , https://www.hannathailand.com/wp-content/uploads/2022/06/miniphotometerfurfarbe843_11-600x600.jpg
222 | HI4001-40 ISE Ammonia Filling Solution, 30 ml Bottle (4) | สารละลาย , สินค้าทั้งหมด , เครื่องวัดปริมาณไอออนแบบเฉพาะเจาะจง | https://www.hannathailand.com/product-category/ise-meter/ | https://www.hannathailand.com/product/hi4001-40-ise-ammonia-filling-solution-30-ml-bottle-4/ | HI4001-40 | 6,955.00 |  | <div aria-labelledby="tab-title-additional_information" class="woocommerce-Tabs-panel woocommerce-Tabs-panel--additional_information panel entry-content" id="tab-additional_information" role="tabpanel"> </div> | HANNA instruments offers a full range of solutions for ISE electrodes. ISE standards are required for the direct ISE and incremental measuring method. They are available for a variety of ISE with certificate of analysis parameters. | <div aria-labelledby="tab-title-description" class="woocommerce-Tabs-panel woocommerce-Tabs-panel--description panel entry-content active" id="tab-description" role="tabpanel"> <p style="text-align: justify;"><span class="hps">HANNA</span> <span class="hps">instruments offers</span> <span class="hps">a full range of</span> <span class="hps">solutions for</span> <span class="hps">ISE electrodes</span>. <span class="hps">ISE</span> <span class="hps">standards are required</span> <span class="hps">for the direct</span> <span class="hps">ISE</span> <span class="hps">and incremental</span> <span class="hps">measuring method</span>. <span class="hps">They are available</span> <span class="hps">for a variety</span> <span class="hps">of ISE</span> <span class="hps">with certificate of analysis</span> <span class="hps">parameters</span>.</p> </div> | ISE Ammonia Filling Solution, 30 mL bottle (4) | <div class="product-short-description"> <p>ISE Ammonia Filling Solution, 30 mL bottle (4)</p> </div> | https://www.hannathailand.com/wp-content/uploads/2022/06/ammoniarefillhi4001_40.jpg | เครื่องวัดปริมาณแอมโมเนีย ช่วงต่ำ รุ่น HI700 , เซ็นเซอร์วัดออกซิเจนในน้ำสำหรับ HI9829 มัลติพารามิเตอร์ , เครื่องวัดปริมาณคลอรีนอิสระ รุ่น HI701 , เครื่องวัดปริมาณฟอสเฟต ช่วงสูง รุ่น HI717 , ซัลไฟด์สารต้านอนุมูลอิสระบัฟเฟอร์ , เครื่องวัดปริมาณฟลูออไรด์ ช่วงต่ำ รุ่น HI729 , เครื่องวัดปริมาณแอมโมเนีย ช่วงสูง รุ่น HI733 , เครื่องวัดปริมาณฟอสฟอรัส ช่วงสูง รุ่น HI706 | <a class="woocommerce-LoopProduct-link woocommerce-loop-product__link" href="https://www.hannathailand.com/product/hi700-checker-hc-ammonia-lr/">เครื่องวัดปริมาณแอมโมเนีย ช่วงต่ำ รุ่น HI700</a> , <a class="woocommerce-LoopProduct-link woocommerce-loop-product__link" href="https://www.hannathailand.com/product/hi7609829-2/">เซ็นเซอร์วัดออกซิเจนในน้ำสำหรับ HI9829 มัลติพารามิเตอร์</a> , <a class="woocommerce-LoopProduct-link woocommerce-loop-product__link" href="https://www.hannathailand.com/product/hi701-checker-hc-free-chlorine/">เครื่องวัดปริมาณคลอรีนอิสระ รุ่น HI701</a> , <a class="woocommerce-LoopProduct-link woocommerce-loop-product__link" href="https://www.hannathailand.com/product/hi717-checker-hc-phosphate-hr/">เครื่องวัดปริมาณฟอสเฟต ช่วงสูง รุ่น HI717</a> , <a class="woocommerce-LoopProduct-link woocommerce-loop-product__link" href="https://www.hannathailand.com/product/hi4015-00/">ซัลไฟด์สารต้านอนุมูลอิสระบัฟเฟอร์</a> , <a class="woocommerce-LoopProduct-link woocommerce-loop-product__link" href="https://www.hannathailand.com/product/hi729-checker-hc-fluoride-lr/">เครื่องวัดปริมาณฟลูออไรด์ ช่วงต่ำ รุ่น HI729</a> , <a class="woocommerce-LoopProduct-link woocommerce-loop-product__link" href="https://www.hannathailand.com/product/hi733-checker-hc-ammonia-hr/">เครื่องวัดปริมาณแอมโมเนีย ช่วงสูง รุ่น HI733</a> , <a class="woocommerce-LoopProduct-link woocommerce-loop-product__link" href="https://www.hannathailand.com/product/hi706-checker-hc-phosphorous-hr/">เครื่องวัดปริมาณฟอสฟอรัส ช่วงสูง รุ่น HI706</a> | https://www.hannathailand.com/wp-content/uploads/2022/06/hi700_400pxl-600x600.jpg , https://www.hannathailand.com/wp-content/uploads/2021/07/5-500x500.jpg , https://www.hannathailand.com/wp-content/uploads/2021/11/hi701-500x500.jpg , https://www.hannathailand.com/wp-content/uploads/2022/06/miniphotometerfurphosphathoch827_11-600x600.jpg , https://www.hannathailand.com/wp-content/uploads/2021/07/7-500x500.jpg , https://www.hannathailand.com/wp-content/uploads/2022/06/miniphotometerfurfluoridniedrig844_11-600x600.jpg , https://www.hannathailand.com/wp-content/uploads/2022/06/miniphotometerfurammoniumhoch2418_11-600x600.jpg , https://www.hannathailand.com/wp-content/uploads/2022/06/hi706_400-600x600.jpg
223 | HI4001-40 ISE Carbon Dioxide Filling Solution, 30 ml Bottle (4) | สินค้าทั้งหมด , หัววัด , เครื่องวัดปริมาณไอออนแบบเฉพาะเจาะจง | https://www.hannathailand.com/product-category/ise-meter/ | https://www.hannathailand.com/product/hi4001-40-ise-carbon-dioxide-filling-solution-30-ml-bottle-4/ | HI4005-40 | 6,420.00 |  | <div aria-labelledby="tab-title-additional_information" class="woocommerce-Tabs-panel woocommerce-Tabs-panel--additional_information panel entry-content" id="tab-additional_information" role="tabpanel"> </div> | HANNA instruments offers a full range of solutions for ISE electrodes. ISE standards are required for the direct ISE and incremental measuring method. They are available for a variety of ISE with certificate of analysis parameters. | <div aria-labelledby="tab-title-description" class="woocommerce-Tabs-panel woocommerce-Tabs-panel--description panel entry-content active" id="tab-description" role="tabpanel"> <p style="text-align: justify;"><span class="hps">HANNA</span> <span class="hps">instruments offers</span> <span class="hps">a full range of</span> <span class="hps">solutions for</span> <span class="hps">ISE electrodes</span>. <span class="hps">ISE</span> <span class="hps">standards are required</span> <span class="hps">for the direct</span> <span class="hps">ISE</span> <span class="hps">and incremental</span> <span class="hps">measuring method</span>. <span class="hps">They are available</span> <span class="hps">for a variety</span> <span class="hps">of ISE</span> <span class="hps">with certificate of analysis</span> <span class="hps">parameters</span>.</p> </div> | ISE Carbon Dioxide Filling Solution, 30 mL bottle (4) | <div class="product-short-description"> <p>ISE Carbon Dioxide Filling Solution, 30 mL bottle (4)</p> </div> | https://www.hannathailand.com/wp-content/uploads/2022/06/imghi_sample_lg.jpg | เครื่องวัดปริมาณไนไตรท์ ช่วงต่ำ รุ่น HI707 , เครื่องวัดคลอรีน , เครื่องวัดสีในน้ำตัวอย่าง HI727 , เครื่องวัดปริมาณคลอรีนอิสระ รุ่น HI701 , เครื่องควบคุมค่าความนำไฟฟ้า , เครื่องวัดปริมาณแอมโมเนีย ช่วงสูง รุ่น HI733 , เครื่องวัดปริมาณซิลิกา ช่วงต่ำ ในตัวอย่างน้ำ รุ่น HI705 , เครื่องวัดปริมาณฟอสฟอรัส ช่วงสูง รุ่น HI706 | <a class="woocommerce-LoopProduct-link woocommerce-loop-product__link" href="https://www.hannathailand.com/product/hi707-checker-hc-nitrite-lr/">เครื่องวัดปริมาณไนไตรท์ ช่วงต่ำ รุ่น HI707</a> , <a class="woocommerce-LoopProduct-link woocommerce-loop-product__link" href="https://www.hannathailand.com/product/free-chlorine/">เครื่องวัดคลอรีน</a> , <a class="woocommerce-LoopProduct-link woocommerce-loop-product__link" href="https://www.hannathailand.com/product/hi727-checker-hc-color-of-water/">เครื่องวัดสีในน้ำตัวอย่าง HI727</a> , <a class="woocommerce-LoopProduct-link woocommerce-loop-product__link" href="https://www.hannathailand.com/product/hi701-checker-hc-free-chlorine/">เครื่องวัดปริมาณคลอรีนอิสระ รุ่น HI701</a> , <a class="woocommerce-LoopProduct-link woocommerce-loop-product__link" href="https://www.hannathailand.com/product/hi8931cn/">เครื่องควบคุมค่าความนำไฟฟ้า</a> , <a class="woocommerce-LoopProduct-link woocommerce-loop-product__link" href="https://www.hannathailand.com/product/hi733-checker-hc-ammonia-hr/">เครื่องวัดปริมาณแอมโมเนีย ช่วงสูง รุ่น HI733</a> , <a class="woocommerce-LoopProduct-link woocommerce-loop-product__link" href="https://www.hannathailand.com/product/hi705-checker-hc-silica-lr/">เครื่องวัดปริมาณซิลิกา ช่วงต่ำ ในตัวอย่างน้ำ รุ่น HI705</a> , <a class="woocommerce-LoopProduct-link woocommerce-loop-product__link" href="https://www.hannathailand.com/product/hi706-checker-hc-phosphorous-hr/">เครื่องวัดปริมาณฟอสฟอรัส ช่วงสูง รุ่น HI706</a> | https://www.hannathailand.com/wp-content/uploads/2022/06/hi707400-600x600.jpg , https://www.hannathailand.com/wp-content/uploads/2021/07/1-500x500.jpg , https://www.hannathailand.com/wp-content/uploads/2022/06/miniphotometerfurfarbe843_11-600x600.jpg , https://www.hannathailand.com/wp-content/uploads/2021/11/hi701-500x500.jpg , https://www.hannathailand.com/wp-content/uploads/2021/07/2-500x500.jpg , https://www.hannathailand.com/wp-content/uploads/2022/06/miniphotometerfurammoniumhoch2418_11-600x600.jpg , https://www.hannathailand.com/wp-content/uploads/2022/06/hi705400-600x600.jpg , https://www.hannathailand.com/wp-content/uploads/2022/06/hi706_400-600x600.jpg
224 | HI4002-01 ISE 0.1M Bromide Std , 500 ml Bottle | สารละลาย , สินค้าทั้งหมด , เครื่องวัดปริมาณไอออนแบบเฉพาะเจาะจง | https://www.hannathailand.com/product-category/ise-meter/ | https://www.hannathailand.com/product/hi4002-01-ise-0-1m-bromide-std-500-ml-bottle/ | HI4002-01 | 5,350.00 |  | <div aria-labelledby="tab-title-additional_information" class="woocommerce-Tabs-panel woocommerce-Tabs-panel--additional_information panel entry-content" id="tab-additional_information" role="tabpanel"> </div> | HANNA instruments offers a full range of solutions for ISE electrodes. ISE standards are required for the direct ISE and incremental measuring method. They are available for a variety of ISE with certificate of analysis parameters. | <div aria-labelledby="tab-title-description" class="woocommerce-Tabs-panel woocommerce-Tabs-panel--description panel entry-content active" id="tab-description" role="tabpanel"> <p style="text-align: justify;"><span class="hps">HANNA</span> <span class="hps">instruments offers</span> <span class="hps">a full range of</span> <span class="hps">solutions for</span> <span class="hps">ISE electrodes</span>. <span class="hps">ISE</span> <span class="hps">standards are required</span> <span class="hps">for the direct</span> <span class="hps">ISE</span> <span class="hps">and incremental</span> <span class="hps">measuring method</span>. <span class="hps">They are available</span> <span class="hps">for a variety</span> <span class="hps">of ISE</span> <span class="hps">with certificate of analysis</span> <span class="hps">parameters</span>.</p> </div> | ISE Standard solution 0,1M of Bromide std. (as N), 500 mL bottle | <div class="product-short-description"> <p>ISE Standard solution 0,1M of Bromide std. (as N), 500 mL bottle</p> </div> | https://www.hannathailand.com/wp-content/uploads/2022/06/imghi_sample_lg.jpg | เครื่องวัดคลอรีน , เครื่องวัดปริมาณซิลิกา ช่วงต่ำ ในตัวอย่างน้ำ รุ่น HI705 , น้ำยามาตรฐานสอบเทียบ ค่ามาตรฐานความเค็ม , ซัลไฟด์สารต้านอนุมูลอิสระบัฟเฟอร์ , เซ็นเซอร์วัดออกซิเจนในน้ำสำหรับ HI9829 มัลติพารามิเตอร์ , เครื่องวัดปริมาณแอมโมเนีย ช่วงต่ำ รุ่น HI700 , เครื่องวัดปริมาณไนไตรท์ ช่วงสูง ในตัวอย่างน้ำ รุ่น HI708 , เครื่องวัดปริมาณฟอสฟอรัส ช่วงต่ำมาก รุ่น HI736 | <a class="woocommerce-LoopProduct-link woocommerce-loop-product__link" href="https://www.hannathailand.com/product/free-chlorine/">เครื่องวัดคลอรีน</a> , <a class="woocommerce-LoopProduct-link woocommerce-loop-product__link" href="https://www.hannathailand.com/product/hi705-checker-hc-silica-lr/">เครื่องวัดปริมาณซิลิกา ช่วงต่ำ ในตัวอย่างน้ำ รุ่น HI705</a> , <a class="woocommerce-LoopProduct-link woocommerce-loop-product__link" href="https://www.hannathailand.com/product/hi7080l/">น้ำยามาตรฐานสอบเทียบ ค่ามาตรฐานความเค็ม</a> , <a class="woocommerce-LoopProduct-link woocommerce-loop-product__link" href="https://www.hannathailand.com/product/hi4015-00/">ซัลไฟด์สารต้านอนุมูลอิสระบัฟเฟอร์</a> , <a class="woocommerce-LoopProduct-link woocommerce-loop-product__link" href="https://www.hannathailand.com/product/hi7609829-2/">เซ็นเซอร์วัดออกซิเจนในน้ำสำหรับ HI9829 มัลติพารามิเตอร์</a> , <a class="woocommerce-LoopProduct-link woocommerce-loop-product__link" href="https://www.hannathailand.com/product/hi700-checker-hc-ammonia-lr/">เครื่องวัดปริมาณแอมโมเนีย ช่วงต่ำ รุ่น HI700</a> , <a class="woocommerce-LoopProduct-link woocommerce-loop-product__link" href="https://www.hannathailand.com/product/hi708-checker-hc-nitrite-hr/">เครื่องวัดปริมาณไนไตรท์ ช่วงสูง ในตัวอย่างน้ำ รุ่น HI708</a> , <a class="woocommerce-LoopProduct-link woocommerce-loop-product__link" href="https://www.hannathailand.com/product/phosphorous-marine/">เครื่องวัดปริมาณฟอสฟอรัส ช่วงต่ำมาก รุ่น HI736</a> | https://www.hannathailand.com/wp-content/uploads/2021/07/1-500x500.jpg , https://www.hannathailand.com/wp-content/uploads/2022/06/hi705400-600x600.jpg , https://www.hannathailand.com/wp-content/uploads/2021/07/11-500x500.jpg , https://www.hannathailand.com/wp-content/uploads/2021/07/7-500x500.jpg , https://www.hannathailand.com/wp-content/uploads/2021/07/5-500x500.jpg , https://www.hannathailand.com/wp-content/uploads/2022/06/hi700_400pxl-600x600.jpg , https://www.hannathailand.com/wp-content/uploads/2022/06/miniphotometerfurnitrithoch2420_11-600x600.jpg , https://www.hannathailand.com/wp-content/uploads/2021/12/HI736-600x600.jpg
225 | HI4004-00 ISA Calcium ISE, 500 ml Bottle | สารละลาย , สินค้าทั้งหมด , เครื่องวัดปริมาณไอออนแบบเฉพาะเจาะจง | https://www.hannathailand.com/product-category/ise-meter/ | https://www.hannathailand.com/product/hi4004-00-isa-calcium-ise-500-ml-bottle/ | HI4004-00 | 5,564.00 |  | <div aria-labelledby="tab-title-additional_information" class="woocommerce-Tabs-panel woocommerce-Tabs-panel--additional_information panel entry-content" id="tab-additional_information" role="tabpanel"> </div> | HANNA instruments offers a full range of solutions for ISE electrodes. ISE standards are required for the direct ISE and incremental measuring method. They are available for a variety of ISE with certificate of analysis parameters. | <div aria-labelledby="tab-title-description" class="woocommerce-Tabs-panel woocommerce-Tabs-panel--description panel entry-content active" id="tab-description" role="tabpanel"> <p style="text-align: justify;"><span class="hps">HANNA</span> <span class="hps">instruments offers</span> <span class="hps">a full range of</span> <span class="hps">solutions for</span> <span class="hps">ISE electrodes</span>. <span class="hps">ISE</span> <span class="hps">standards are required</span> <span class="hps">for the direct</span> <span class="hps">ISE</span> <span class="hps">and incremental</span> <span class="hps">measuring method</span>. <span class="hps">They are available</span> <span class="hps">for a variety</span> <span class="hps">of ISE</span> <span class="hps">with certificate of analysis</span> <span class="hps">parameters</span>.</p> </div> | ISA for Calcium ISE, 500 mL bottle | <div class="product-short-description"> <p>ISA for Calcium ISE, 500 mL bottle</p> </div> | https://www.hannathailand.com/wp-content/uploads/2022/06/imghi_400400_lg.jpg | เครื่องวัดปริมาณไอโอดีน รุ่น HI718 , น้ำยามาตรฐานสำหรับค่าโซเดียม , เครื่องวัดค่าเหล็ก รุ่น HI721 , เครื่องวัดปริมาณฟอสเฟต ช่วงต่ำ รุ่น HI713 , เครื่องวัดปริมาณนิกเกิล ช่วงสูง รุ่น HI726 , เครื่องวัดปริมาณโบรมีน ในตัวอย่างน้ำ รุ่น HI716 , เครื่องวัดปริมาณคลอรีนรวม รุ่น HI711 , เครื่องวัดปริมาณไนไตรท์ ช่วงต่ำ รุ่น HI707 | <a class="woocommerce-LoopProduct-link woocommerce-loop-product__link" href="https://www.hannathailand.com/product/hi718-checker-hc-iodine/">เครื่องวัดปริมาณไอโอดีน รุ่น HI718</a> , <a class="woocommerce-LoopProduct-link woocommerce-loop-product__link" href="https://www.hannathailand.com/product/hi7090l/">น้ำยามาตรฐานสำหรับค่าโซเดียม</a> , <a class="woocommerce-LoopProduct-link woocommerce-loop-product__link" href="https://www.hannathailand.com/product/hi721-checker-hc-iron/">เครื่องวัดค่าเหล็ก รุ่น HI721</a> , <a class="woocommerce-LoopProduct-link woocommerce-loop-product__link" href="https://www.hannathailand.com/product/hi713-checker-hc-phosphate-lr/">เครื่องวัดปริมาณฟอสเฟต ช่วงต่ำ รุ่น HI713</a> , <a class="woocommerce-LoopProduct-link woocommerce-loop-product__link" href="https://www.hannathailand.com/product/hi726-checker-hc-nickel-hr/">เครื่องวัดปริมาณนิกเกิล ช่วงสูง รุ่น HI726</a> , <a class="woocommerce-LoopProduct-link woocommerce-loop-product__link" href="https://www.hannathailand.com/product/hi716-checker-hc-bromine/">เครื่องวัดปริมาณโบรมีน ในตัวอย่างน้ำ รุ่น HI716</a> , <a class="woocommerce-LoopProduct-link woocommerce-loop-product__link" href="https://www.hannathailand.com/product/hi711-checker-hc-total-chlorine/">เครื่องวัดปริมาณคลอรีนรวม รุ่น HI711</a> , <a class="woocommerce-LoopProduct-link woocommerce-loop-product__link" href="https://www.hannathailand.com/product/hi707-checker-hc-nitrite-lr/">เครื่องวัดปริมาณไนไตรท์ ช่วงต่ำ รุ่น HI707</a> | https://www.hannathailand.com/wp-content/uploads/2022/06/miniphotometerfuriod829_11-600x600.jpg , https://www.hannathailand.com/wp-content/uploads/2021/07/12-500x500.jpg , https://www.hannathailand.com/wp-content/uploads/2022/06/miniphotometerfureisen832_11-600x600.jpg , https://www.hannathailand.com/wp-content/uploads/2022/06/hi713_lg51caffcdce23e-600x600.jpg , https://www.hannathailand.com/wp-content/uploads/2022/06/miniphotometerfurnickelhoch841_11-600x600.jpg , https://www.hannathailand.com/wp-content/uploads/2022/06/miniphotometerfurfreiesgesamtchlor704_11-600x600.jpg , https://www.hannathailand.com/wp-content/uploads/2022/06/hi711_lg-600x600.jpg , https://www.hannathailand.com/wp-content/uploads/2022/06/hi707400-600x600.jpg
226 | HI4004-01 ISE 0.1M Calcium Std , 500 ml Bottle | สารละลาย , สินค้าทั้งหมด , เครื่องวัดปริมาณไอออนแบบเฉพาะเจาะจง | https://www.hannathailand.com/product-category/ise-meter/ | https://www.hannathailand.com/product/hi4004-01-ise-0-1m-calcium-std-500-ml-bottle/ | HI4004-01 | 5,136.00 |  | <div aria-labelledby="tab-title-additional_information" class="woocommerce-Tabs-panel woocommerce-Tabs-panel--additional_information panel entry-content" id="tab-additional_information" role="tabpanel"> </div> | HANNA instruments offers a full range of solutions for ISE electrodes. ISE standards are required for the direct ISE and incremental measuring method. They are available for a variety of ISE with certificate of analysis parameters. | <div aria-labelledby="tab-title-description" class="woocommerce-Tabs-panel woocommerce-Tabs-panel--description panel entry-content active" id="tab-description" role="tabpanel"> <p style="text-align: justify;"><span class="hps">HANNA</span> <span class="hps">instruments offers</span> <span class="hps">a full range of</span> <span class="hps">solutions for</span> <span class="hps">ISE electrodes</span>. <span class="hps">ISE</span> <span class="hps">standards are required</span> <span class="hps">for the direct</span> <span class="hps">ISE</span> <span class="hps">and incremental</span> <span class="hps">measuring method</span>. <span class="hps">They are available</span> <span class="hps">for a variety</span> <span class="hps">of ISE</span> <span class="hps">with certificate of analysis</span> <span class="hps">parameters</span>.</p> </div> | ISE Standard solution 0,1M of Calcium std. (as N), 500 mL bottle | <div class="product-short-description"> <p>ISE Standard solution 0,1M of Calcium std. (as N), 500 mL bottle</p> </div> | https://www.hannathailand.com/wp-content/uploads/2022/06/imghi_400401_lg.jpg | เครื่องวัดปริมาณคลอรีนรวม รุ่น HI711 , เครื่องวัดปริมาณซิลิกา ช่วงต่ำ ในตัวอย่างน้ำ รุ่น HI705 , สารละลายมาตรฐานความขุ่น 20 NTU , เครื่องวัดปริมาณแอมโมเนีย ช่วงต่ำ รุ่น HI700 , เครื่องวัดปริมาณไนไตรท์ ช่วงสูง ในตัวอย่างน้ำ รุ่น HI708 , น้ำยามาตรฐานสอบเทียบ ค่ามาตรฐานความเค็ม , เครื่องวัดปริมาณไนไตรท์ ช่วงต่ำ รุ่น HI707 , เครื่องวัดปริมาณแอมโมเนีย ในน้ำ รุ่น HI715 | <a class="woocommerce-LoopProduct-link woocommerce-loop-product__link" href="https://www.hannathailand.com/product/hi711-checker-hc-total-chlorine/">เครื่องวัดปริมาณคลอรีนรวม รุ่น HI711</a> , <a class="woocommerce-LoopProduct-link woocommerce-loop-product__link" href="https://www.hannathailand.com/product/hi705-checker-hc-silica-lr/">เครื่องวัดปริมาณซิลิกา ช่วงต่ำ ในตัวอย่างน้ำ รุ่น HI705</a> , <a class="woocommerce-LoopProduct-link woocommerce-loop-product__link" href="https://www.hannathailand.com/product/hi93102-20/">สารละลายมาตรฐานความขุ่น 20 NTU</a> , <a class="woocommerce-LoopProduct-link woocommerce-loop-product__link" href="https://www.hannathailand.com/product/hi700-checker-hc-ammonia-lr/">เครื่องวัดปริมาณแอมโมเนีย ช่วงต่ำ รุ่น HI700</a> , <a class="woocommerce-LoopProduct-link woocommerce-loop-product__link" href="https://www.hannathailand.com/product/hi708-checker-hc-nitrite-hr/">เครื่องวัดปริมาณไนไตรท์ ช่วงสูง ในตัวอย่างน้ำ รุ่น HI708</a> , <a class="woocommerce-LoopProduct-link woocommerce-loop-product__link" href="https://www.hannathailand.com/product/hi7083l/">น้ำยามาตรฐานสอบเทียบ ค่ามาตรฐานความเค็ม</a> , <a class="woocommerce-LoopProduct-link woocommerce-loop-product__link" href="https://www.hannathailand.com/product/hi707-checker-hc-nitrite-lr/">เครื่องวัดปริมาณไนไตรท์ ช่วงต่ำ รุ่น HI707</a> , <a class="woocommerce-LoopProduct-link woocommerce-loop-product__link" href="https://www.hannathailand.com/product/hi715-checker-hc-ammonia-mr/">เครื่องวัดปริมาณแอมโมเนีย ในน้ำ รุ่น HI715</a> | https://www.hannathailand.com/wp-content/uploads/2022/06/hi711_lg-600x600.jpg , https://www.hannathailand.com/wp-content/uploads/2022/06/hi705400-600x600.jpg , https://www.hannathailand.com/wp-content/uploads/2021/07/9-500x500.jpg , https://www.hannathailand.com/wp-content/uploads/2022/06/hi700_400pxl-600x600.jpg , https://www.hannathailand.com/wp-content/uploads/2022/06/miniphotometerfurnitrithoch2420_11-600x600.jpg , https://www.hannathailand.com/wp-content/uploads/2021/07/10-500x500.jpg , https://www.hannathailand.com/wp-content/uploads/2022/06/hi707400-600x600.jpg , https://www.hannathailand.com/wp-content/uploads/2022/06/miniphotometerfurammoniakmittel2416_11-600x600.jpg
227 | HI4005-00 ISA Carbon DIoxide ISE, 500 ml Bottle | สารละลาย , สินค้าทั้งหมด , เครื่องวัดปริมาณไอออนแบบเฉพาะเจาะจง | https://www.hannathailand.com/product-category/ise-meter/ | https://www.hannathailand.com/product/hi4005-00-isa-carbon-dioxide-ise-500-ml-bottle/ | HI4005-00 | 5,350.00 |  | <div aria-labelledby="tab-title-additional_information" class="woocommerce-Tabs-panel woocommerce-Tabs-panel--additional_information panel entry-content" id="tab-additional_information" role="tabpanel"> </div> | HANNA instruments offers a full range of solutions for ISE electrodes. ISE standards are required for the direct ISE and incremental measuring method. They are available for a variety of ISE with certificate of analysis parameters. | <div aria-labelledby="tab-title-description" class="woocommerce-Tabs-panel woocommerce-Tabs-panel--description panel entry-content active" id="tab-description" role="tabpanel"> <p style="text-align: justify;"><span class="hps">HANNA</span> <span class="hps">instruments offers</span> <span class="hps">a full range of</span> <span class="hps">solutions for</span> <span class="hps">ISE electrodes</span>. <span class="hps">ISE</span> <span class="hps">standards are required</span> <span class="hps">for the direct</span> <span class="hps">ISE</span> <span class="hps">and incremental</span> <span class="hps">measuring method</span>. <span class="hps">They are available</span> <span class="hps">for a variety</span> <span class="hps">of ISE</span> <span class="hps">with certificate of analysis</span> <span class="hps">parameters</span>.</p> </div> | ISA for Carbon Dioxide ISE, 500 mL bottle | <div class="product-short-description"> <p>ISA for Carbon Dioxide ISE, 500 mL bottle</p> </div> | https://www.hannathailand.com/wp-content/uploads/2022/06/imghi_sample_lg.jpg | น้ำยามาตรฐานสอบเทียบ ค่ามาตรฐานความเค็ม , เครื่องวัดปริมาณฟอสเฟต ช่วงสูง รุ่น HI717 , เครื่องวัดปริมาณฟอสเฟต ช่วงต่ำ รุ่น HI713 , ซัลไฟด์สารต้านอนุมูลอิสระบัฟเฟอร์ , เครื่องวัดปริมาณฟลูออไรด์ ช่วงต่ำ รุ่น HI729 , เครื่องวัดปริมาณคลอรีนรวม รุ่น HI711 , เครื่องวัดปริมาณแอมโมเนีย ช่วงต่ำ รุ่น HI700 , สารละลายมาตรฐานความขุ่น 20 NTU | <a class="woocommerce-LoopProduct-link woocommerce-loop-product__link" href="https://www.hannathailand.com/product/hi7080l/">น้ำยามาตรฐานสอบเทียบ ค่ามาตรฐานความเค็ม</a> , <a class="woocommerce-LoopProduct-link woocommerce-loop-product__link" href="https://www.hannathailand.com/product/hi717-checker-hc-phosphate-hr/">เครื่องวัดปริมาณฟอสเฟต ช่วงสูง รุ่น HI717</a> , <a class="woocommerce-LoopProduct-link woocommerce-loop-product__link" href="https://www.hannathailand.com/product/hi713-checker-hc-phosphate-lr/">เครื่องวัดปริมาณฟอสเฟต ช่วงต่ำ รุ่น HI713</a> , <a class="woocommerce-LoopProduct-link woocommerce-loop-product__link" href="https://www.hannathailand.com/product/hi4015-00/">ซัลไฟด์สารต้านอนุมูลอิสระบัฟเฟอร์</a> , <a class="woocommerce-LoopProduct-link woocommerce-loop-product__link" href="https://www.hannathailand.com/product/hi729-checker-hc-fluoride-lr/">เครื่องวัดปริมาณฟลูออไรด์ ช่วงต่ำ รุ่น HI729</a> , <a class="woocommerce-LoopProduct-link woocommerce-loop-product__link" href="https://www.hannathailand.com/product/hi711-checker-hc-total-chlorine/">เครื่องวัดปริมาณคลอรีนรวม รุ่น HI711</a> , <a class="woocommerce-LoopProduct-link woocommerce-loop-product__link" href="https://www.hannathailand.com/product/hi700-checker-hc-ammonia-lr/">เครื่องวัดปริมาณแอมโมเนีย ช่วงต่ำ รุ่น HI700</a> , <a class="woocommerce-LoopProduct-link woocommerce-loop-product__link" href="https://www.hannathailand.com/product/hi93102-20/">สารละลายมาตรฐานความขุ่น 20 NTU</a> | https://www.hannathailand.com/wp-content/uploads/2021/07/11-500x500.jpg , https://www.hannathailand.com/wp-content/uploads/2022/06/miniphotometerfurphosphathoch827_11-600x600.jpg , https://www.hannathailand.com/wp-content/uploads/2022/06/hi713_lg51caffcdce23e-600x600.jpg , https://www.hannathailand.com/wp-content/uploads/2021/07/7-500x500.jpg , https://www.hannathailand.com/wp-content/uploads/2022/06/miniphotometerfurfluoridniedrig844_11-600x600.jpg , https://www.hannathailand.com/wp-content/uploads/2022/06/hi711_lg-600x600.jpg , https://www.hannathailand.com/wp-content/uploads/2022/06/hi700_400pxl-600x600.jpg , https://www.hannathailand.com/wp-content/uploads/2021/07/9-500x500.jpg
228 | HI4005-01 ISE 0.1M Carbon Dioxide Std , 500 ml Bottle | สารละลาย , สินค้าทั้งหมด , เครื่องวัดปริมาณไอออนแบบเฉพาะเจาะจง | https://www.hannathailand.com/product-category/ise-meter/ | https://www.hannathailand.com/product/hi4005-01-ise-0-1m-carbon-dioxide-std-500-ml-bottle/ | HI4005-01 | 5,350.00 |  | <div aria-labelledby="tab-title-additional_information" class="woocommerce-Tabs-panel woocommerce-Tabs-panel--additional_information panel entry-content" id="tab-additional_information" role="tabpanel"> </div> | HANNA instruments offers a full range of solutions for ISE electrodes. ISE standards are required for the direct ISE and incremental measuring method. They are available for a variety of ISE with certificate of analysis parameters. | <div aria-labelledby="tab-title-description" class="woocommerce-Tabs-panel woocommerce-Tabs-panel--description panel entry-content active" id="tab-description" role="tabpanel"> <p style="text-align: justify;"><span class="hps">HANNA</span> <span class="hps">instruments offers</span> <span class="hps">a full range of</span> <span class="hps">solutions for</span> <span class="hps">ISE electrodes</span>. <span class="hps">ISE</span> <span class="hps">standards are required</span> <span class="hps">for the direct</span> <span class="hps">ISE</span> <span class="hps">and incremental</span> <span class="hps">measuring method</span>. <span class="hps">They are available</span> <span class="hps">for a variety</span> <span class="hps">of ISE</span> <span class="hps">with certificate of analysis</span> <span class="hps">parameters</span>.</p> </div> | ISE Standard solution 0,1M of Carbon Dioxide std. (as N), 500 mL bottle | <div class="product-short-description"> <p>ISE Standard solution 0,1M of Carbon Dioxide std. (as N), 500 mL bottle</p> </div> | https://www.hannathailand.com/wp-content/uploads/2022/06/imghi_400201_lg.jpg | สารละลายมาตรฐานความขุ่น 20 NTU , เครื่องวัดสีในน้ำตัวอย่าง HI727 , เครื่องวัดปริมาณแอมโมเนีย ช่วงสูง รุ่น HI733 , เครื่องวัดปริมาณฟอสเฟต ช่วงสูง รุ่น HI717 , เครื่องวัดคลอรีน , เครื่องวัดปริมาณคลอรีนรวม รุ่น HI711 , น้ำยามาตรฐานสอบเทียบ ค่ามาตรฐานความเค็ม , เครื่องวัดปริมาณไนไตรท์ ช่วงต่ำ รุ่น HI707 | <a class="woocommerce-LoopProduct-link woocommerce-loop-product__link" href="https://www.hannathailand.com/product/hi93102-20/">สารละลายมาตรฐานความขุ่น 20 NTU</a> , <a class="woocommerce-LoopProduct-link woocommerce-loop-product__link" href="https://www.hannathailand.com/product/hi727-checker-hc-color-of-water/">เครื่องวัดสีในน้ำตัวอย่าง HI727</a> , <a class="woocommerce-LoopProduct-link woocommerce-loop-product__link" href="https://www.hannathailand.com/product/hi733-checker-hc-ammonia-hr/">เครื่องวัดปริมาณแอมโมเนีย ช่วงสูง รุ่น HI733</a> , <a class="woocommerce-LoopProduct-link woocommerce-loop-product__link" href="https://www.hannathailand.com/product/hi717-checker-hc-phosphate-hr/">เครื่องวัดปริมาณฟอสเฟต ช่วงสูง รุ่น HI717</a> , <a class="woocommerce-LoopProduct-link woocommerce-loop-product__link" href="https://www.hannathailand.com/product/free-chlorine/">เครื่องวัดคลอรีน</a> , <a class="woocommerce-LoopProduct-link woocommerce-loop-product__link" href="https://www.hannathailand.com/product/hi711-checker-hc-total-chlorine/">เครื่องวัดปริมาณคลอรีนรวม รุ่น HI711</a> , <a class="woocommerce-LoopProduct-link woocommerce-loop-product__link" href="https://www.hannathailand.com/product/hi7083l/">น้ำยามาตรฐานสอบเทียบ ค่ามาตรฐานความเค็ม</a> , <a class="woocommerce-LoopProduct-link woocommerce-loop-product__link" href="https://www.hannathailand.com/product/hi707-checker-hc-nitrite-lr/">เครื่องวัดปริมาณไนไตรท์ ช่วงต่ำ รุ่น HI707</a> | https://www.hannathailand.com/wp-content/uploads/2021/07/9-500x500.jpg , https://www.hannathailand.com/wp-content/uploads/2022/06/miniphotometerfurfarbe843_11-600x600.jpg , https://www.hannathailand.com/wp-content/uploads/2022/06/miniphotometerfurammoniumhoch2418_11-600x600.jpg , https://www.hannathailand.com/wp-content/uploads/2022/06/miniphotometerfurphosphathoch827_11-600x600.jpg , https://www.hannathailand.com/wp-content/uploads/2021/07/1-500x500.jpg , https://www.hannathailand.com/wp-content/uploads/2022/06/hi711_lg-600x600.jpg , https://www.hannathailand.com/wp-content/uploads/2021/07/10-500x500.jpg , https://www.hannathailand.com/wp-content/uploads/2022/06/hi707400-600x600.jpg
229 | HI4005-03 ISE 1000 mg/L (ppm) Carbon Dioxide Std , 500 ml Bottle | สารละลาย , สินค้าทั้งหมด , เครื่องวัดปริมาณไอออนแบบเฉพาะเจาะจง | https://www.hannathailand.com/product-category/ise-meter/ | https://www.hannathailand.com/product/hi4005-03-ise-1000-mgl-ppm-carbon-dioxide-std-500-ml-bottle/ | HI4005-03 | 5,350.00 |  | <div aria-labelledby="tab-title-additional_information" class="woocommerce-Tabs-panel woocommerce-Tabs-panel--additional_information panel entry-content" id="tab-additional_information" role="tabpanel"> </div> | HANNA instruments offers a full range of solutions for ISE electrodes. ISE standards are required for the direct ISE and incremental measuring method. They are available for a variety of ISE with certificate of analysis parameters. | <div aria-labelledby="tab-title-description" class="woocommerce-Tabs-panel woocommerce-Tabs-panel--description panel entry-content active" id="tab-description" role="tabpanel"> <p style="text-align: justify;"><span class="hps">HANNA</span> <span class="hps">instruments offers</span> <span class="hps">a full range of</span> <span class="hps">solutions for</span> <span class="hps">ISE electrodes</span>. <span class="hps">ISE</span> <span class="hps">standards are required</span> <span class="hps">for the direct</span> <span class="hps">ISE</span> <span class="hps">and incremental</span> <span class="hps">measuring method</span>. <span class="hps">They are available</span> <span class="hps">for a variety</span> <span class="hps">of ISE</span> <span class="hps">with certificate of analysis</span> <span class="hps">parameters</span>.</p> </div> | ISE Standard solution 1000 mg/L (ppm) of Carbon Dioxide std. (as N), 500 mL bottle | <div class="product-short-description"> <p>ISE Standard solution 1000 mg/L (ppm) of Carbon Dioxide std. (as N), 500 mL bottle</p> </div> | https://www.hannathailand.com/wp-content/uploads/2022/06/imghi_400201_lg.jpg | น้ำยามาตรฐานสอบเทียบ ค่ามาตรฐานความเค็ม , เครื่องวัดปริมาณนิกเกิล ช่วงสูง รุ่น HI726 , เครื่องวัดปริมาณแอมโมเนีย ช่วงต่ำ รุ่น HI700 , เครื่องวัดค่าเหล็ก รุ่น HI721 , เครื่องวัดคลอรีน , เครื่องวัดสีในน้ำตัวอย่าง HI727 , ซัลไฟด์สารต้านอนุมูลอิสระบัฟเฟอร์ , เครื่องวัดปริมาณฟอสฟอรัส ช่วงสูง รุ่น HI706 | <a class="woocommerce-LoopProduct-link woocommerce-loop-product__link" href="https://www.hannathailand.com/product/hi7083l/">น้ำยามาตรฐานสอบเทียบ ค่ามาตรฐานความเค็ม</a> , <a class="woocommerce-LoopProduct-link woocommerce-loop-product__link" href="https://www.hannathailand.com/product/hi726-checker-hc-nickel-hr/">เครื่องวัดปริมาณนิกเกิล ช่วงสูง รุ่น HI726</a> , <a class="woocommerce-LoopProduct-link woocommerce-loop-product__link" href="https://www.hannathailand.com/product/hi700-checker-hc-ammonia-lr/">เครื่องวัดปริมาณแอมโมเนีย ช่วงต่ำ รุ่น HI700</a> , <a class="woocommerce-LoopProduct-link woocommerce-loop-product__link" href="https://www.hannathailand.com/product/hi721-checker-hc-iron/">เครื่องวัดค่าเหล็ก รุ่น HI721</a> , <a class="woocommerce-LoopProduct-link woocommerce-loop-product__link" href="https://www.hannathailand.com/product/free-chlorine/">เครื่องวัดคลอรีน</a> , <a class="woocommerce-LoopProduct-link woocommerce-loop-product__link" href="https://www.hannathailand.com/product/hi727-checker-hc-color-of-water/">เครื่องวัดสีในน้ำตัวอย่าง HI727</a> , <a class="woocommerce-LoopProduct-link woocommerce-loop-product__link" href="https://www.hannathailand.com/product/hi4015-00/">ซัลไฟด์สารต้านอนุมูลอิสระบัฟเฟอร์</a> , <a class="woocommerce-LoopProduct-link woocommerce-loop-product__link" href="https://www.hannathailand.com/product/hi706-checker-hc-phosphorous-hr/">เครื่องวัดปริมาณฟอสฟอรัส ช่วงสูง รุ่น HI706</a> | https://www.hannathailand.com/wp-content/uploads/2021/07/10-500x500.jpg , https://www.hannathailand.com/wp-content/uploads/2022/06/miniphotometerfurnickelhoch841_11-600x600.jpg , https://www.hannathailand.com/wp-content/uploads/2022/06/hi700_400pxl-600x600.jpg , https://www.hannathailand.com/wp-content/uploads/2022/06/miniphotometerfureisen832_11-600x600.jpg , https://www.hannathailand.com/wp-content/uploads/2021/07/1-500x500.jpg , https://www.hannathailand.com/wp-content/uploads/2022/06/miniphotometerfurfarbe843_11-600x600.jpg , https://www.hannathailand.com/wp-content/uploads/2021/07/7-500x500.jpg , https://www.hannathailand.com/wp-content/uploads/2022/06/hi706_400-600x600.jpg
230 | HI4007-01 ISE 0.1M Chloride Std , 500 ml Bottle | สารละลาย , สินค้าทั้งหมด , เครื่องวัดปริมาณไอออนแบบเฉพาะเจาะจง | https://www.hannathailand.com/product-category/ise-meter/ | https://www.hannathailand.com/product/hi4007-01-ise-0-1m-chloride-std-500-ml-bottle/ | HI4007-01 | 3,531.00 |  | <div aria-labelledby="tab-title-additional_information" class="woocommerce-Tabs-panel woocommerce-Tabs-panel--additional_information panel entry-content" id="tab-additional_information" role="tabpanel"> </div> | HANNA instruments offers a full range of solutions for ISE electrodes. ISE standards are required for the direct ISE and incremental measuring method. They are available for a variety of ISE with certificate of analysis parameters. | <div aria-labelledby="tab-title-description" class="woocommerce-Tabs-panel woocommerce-Tabs-panel--description panel entry-content active" id="tab-description" role="tabpanel"> <p style="text-align: justify;"><span class="hps">HANNA</span> <span class="hps">instruments offers</span> <span class="hps">a full range of</span> <span class="hps">solutions for</span> <span class="hps">ISE electrodes</span>. <span class="hps">ISE</span> <span class="hps">standards are required</span> <span class="hps">for the direct</span> <span class="hps">ISE</span> <span class="hps">and incremental</span> <span class="hps">measuring method</span>. <span class="hps">They are available</span> <span class="hps">for a variety</span> <span class="hps">of ISE</span> <span class="hps">with certificate of analysis</span> <span class="hps">parameters</span>.</p> </div> | ISE Standard solution 0,1M of Chloride std. (as N), 500 mL bottle | <div class="product-short-description"> <p>ISE Standard solution 0,1M of Chloride std. (as N), 500 mL bottle</p> </div> | https://www.hannathailand.com/wp-content/uploads/2022/06/imghi_400701_1l_lg.jpg | เครื่องวัดปริมาณคลอรีนอิสระ รุ่น HI701 , สารละลายมาตรฐานความขุ่น 20 NTU , เซ็นเซอร์วัดออกซิเจนในน้ำสำหรับ HI9829 มัลติพารามิเตอร์ , เครื่องวัดปริมาณไนไตรท์ ช่วงต่ำ รุ่น HI707 , เครื่องวัดค่าเหล็ก รุ่น HI721 , น้ำยามาตรฐานสำหรับค่าโซเดียม , น้ำยามาตรฐานสอบเทียบ ค่ามาตรฐานความเค็ม , น้ำยามาตรฐานสอบเทียบ | <a class="woocommerce-LoopProduct-link woocommerce-loop-product__link" href="https://www.hannathailand.com/product/hi701-checker-hc-free-chlorine/">เครื่องวัดปริมาณคลอรีนอิสระ รุ่น HI701</a> , <a class="woocommerce-LoopProduct-link woocommerce-loop-product__link" href="https://www.hannathailand.com/product/hi93102-20/">สารละลายมาตรฐานความขุ่น 20 NTU</a> , <a class="woocommerce-LoopProduct-link woocommerce-loop-product__link" href="https://www.hannathailand.com/product/hi7609829-2/">เซ็นเซอร์วัดออกซิเจนในน้ำสำหรับ HI9829 มัลติพารามิเตอร์</a> , <a class="woocommerce-LoopProduct-link woocommerce-loop-product__link" href="https://www.hannathailand.com/product/hi707-checker-hc-nitrite-lr/">เครื่องวัดปริมาณไนไตรท์ ช่วงต่ำ รุ่น HI707</a> , <a class="woocommerce-LoopProduct-link woocommerce-loop-product__link" href="https://www.hannathailand.com/product/hi721-checker-hc-iron/">เครื่องวัดค่าเหล็ก รุ่น HI721</a> , <a class="woocommerce-LoopProduct-link woocommerce-loop-product__link" href="https://www.hannathailand.com/product/hi7090l/">น้ำยามาตรฐานสำหรับค่าโซเดียม</a> , <a class="woocommerce-LoopProduct-link woocommerce-loop-product__link" href="https://www.hannathailand.com/product/hi7080l/">น้ำยามาตรฐานสอบเทียบ ค่ามาตรฐานความเค็ม</a> , <a class="woocommerce-LoopProduct-link woocommerce-loop-product__link" href="https://www.hannathailand.com/product/hi9828-25/">น้ำยามาตรฐานสอบเทียบ</a> | https://www.hannathailand.com/wp-content/uploads/2021/11/hi701-500x500.jpg , https://www.hannathailand.com/wp-content/uploads/2021/07/9-500x500.jpg , https://www.hannathailand.com/wp-content/uploads/2021/07/5-500x500.jpg , https://www.hannathailand.com/wp-content/uploads/2022/06/hi707400-600x600.jpg , https://www.hannathailand.com/wp-content/uploads/2022/06/miniphotometerfureisen832_11-600x600.jpg , https://www.hannathailand.com/wp-content/uploads/2021/07/12-500x500.jpg , https://www.hannathailand.com/wp-content/uploads/2021/07/11-500x500.jpg , https://www.hannathailand.com/wp-content/uploads/2021/07/8-500x500.jpg
231 | HI4007-02 ISE 100 mg/L (ppm) Chloride Std , 500 ml Bottle | สารละลาย , สินค้าทั้งหมด , เครื่องวัดปริมาณไอออนแบบเฉพาะเจาะจง | https://www.hannathailand.com/product-category/ise-meter/ | https://www.hannathailand.com/product/hi4007-02-ise-100-mgl-ppm-chloride-std-500-ml-bottle/ | HI4007-02 | 3,531.00 |  | <div aria-labelledby="tab-title-additional_information" class="woocommerce-Tabs-panel woocommerce-Tabs-panel--additional_information panel entry-content" id="tab-additional_information" role="tabpanel"> </div> | HANNA instruments offers a full range of solutions for ISE electrodes. ISE standards are required for the direct ISE and incremental measuring method. They are available for a variety of ISE with certificate of analysis parameters. | <div aria-labelledby="tab-title-description" class="woocommerce-Tabs-panel woocommerce-Tabs-panel--description panel entry-content active" id="tab-description" role="tabpanel"> <p style="text-align: justify;"><span class="hps">HANNA</span> <span class="hps">instruments offers</span> <span class="hps">a full range of</span> <span class="hps">solutions for</span> <span class="hps">ISE electrodes</span>. <span class="hps">ISE</span> <span class="hps">standards are required</span> <span class="hps">for the direct</span> <span class="hps">ISE</span> <span class="hps">and incremental</span> <span class="hps">measuring method</span>. <span class="hps">They are available</span> <span class="hps">for a variety</span> <span class="hps">of ISE</span> <span class="hps">with certificate of analysis</span> <span class="hps">parameters</span>.</p> </div> | ISE Standard solution 100 mg/L (ppm) of Chloride std. (as N), 500 mL bottle | <div class="product-short-description"> <p>ISE Standard solution 100 mg/L (ppm) of Chloride std. (as N), 500 mL bottle</p> </div> | https://www.hannathailand.com/wp-content/uploads/2022/06/imghi_400702_lg.jpg | เครื่องวัดปริมาณคลอรีนอิสระ รุ่น HI701 , เครื่องวัดปริมาณแอมโมเนีย ช่วงต่ำ รุ่น HI700 , น้ำยามาตรฐานสอบเทียบ , เครื่องวัดปริมาณซิลิกา ช่วงต่ำ ในตัวอย่างน้ำ รุ่น HI705 , เครื่องวัดปริมาณแอมโมเนีย ในน้ำ รุ่น HI715 , ซัลไฟด์สารต้านอนุมูลอิสระบัฟเฟอร์ , สารละลายมาตรฐานความขุ่น 20 NTU , เครื่องวัดคลอรีน | <a class="woocommerce-LoopProduct-link woocommerce-loop-product__link" href="https://www.hannathailand.com/product/hi701-checker-hc-free-chlorine/">เครื่องวัดปริมาณคลอรีนอิสระ รุ่น HI701</a> , <a class="woocommerce-LoopProduct-link woocommerce-loop-product__link" href="https://www.hannathailand.com/product/hi700-checker-hc-ammonia-lr/">เครื่องวัดปริมาณแอมโมเนีย ช่วงต่ำ รุ่น HI700</a> , <a class="woocommerce-LoopProduct-link woocommerce-loop-product__link" href="https://www.hannathailand.com/product/hi9828-25/">น้ำยามาตรฐานสอบเทียบ</a> , <a class="woocommerce-LoopProduct-link woocommerce-loop-product__link" href="https://www.hannathailand.com/product/hi705-checker-hc-silica-lr/">เครื่องวัดปริมาณซิลิกา ช่วงต่ำ ในตัวอย่างน้ำ รุ่น HI705</a> , <a class="woocommerce-LoopProduct-link woocommerce-loop-product__link" href="https://www.hannathailand.com/product/hi715-checker-hc-ammonia-mr/">เครื่องวัดปริมาณแอมโมเนีย ในน้ำ รุ่น HI715</a> , <a class="woocommerce-LoopProduct-link woocommerce-loop-product__link" href="https://www.hannathailand.com/product/hi4015-00/">ซัลไฟด์สารต้านอนุมูลอิสระบัฟเฟอร์</a> , <a class="woocommerce-LoopProduct-link woocommerce-loop-product__link" href="https://www.hannathailand.com/product/hi93102-20/">สารละลายมาตรฐานความขุ่น 20 NTU</a> , <a class="woocommerce-LoopProduct-link woocommerce-loop-product__link" href="https://www.hannathailand.com/product/free-chlorine/">เครื่องวัดคลอรีน</a> | https://www.hannathailand.com/wp-content/uploads/2021/11/hi701-500x500.jpg , https://www.hannathailand.com/wp-content/uploads/2022/06/hi700_400pxl-600x600.jpg , https://www.hannathailand.com/wp-content/uploads/2021/07/8-500x500.jpg , https://www.hannathailand.com/wp-content/uploads/2022/06/hi705400-600x600.jpg , https://www.hannathailand.com/wp-content/uploads/2022/06/miniphotometerfurammoniakmittel2416_11-600x600.jpg , https://www.hannathailand.com/wp-content/uploads/2021/07/7-500x500.jpg , https://www.hannathailand.com/wp-content/uploads/2021/07/9-500x500.jpg , https://www.hannathailand.com/wp-content/uploads/2021/07/1-500x500.jpg
232 | HI4007-03 ISE 1000 mg/L (ppm) Chloride Std , 500 ml Bottle | สารละลาย , สินค้าทั้งหมด , เครื่องวัดปริมาณไอออนแบบเฉพาะเจาะจง | https://www.hannathailand.com/product-category/ise-meter/ | https://www.hannathailand.com/product/hi4007-03-ise-1000-mgl-ppm-chloride-std-500-ml-bottle/ | HI4007-03 | 3,531.00 |  | <div aria-labelledby="tab-title-additional_information" class="woocommerce-Tabs-panel woocommerce-Tabs-panel--additional_information panel entry-content" id="tab-additional_information" role="tabpanel"> </div> | HANNA instruments offers a full range of solutions for ISE electrodes. ISE standards are required for the direct ISE and incremental measuring method. They are available for a variety of ISE with certificate of analysis parameters. | <div aria-labelledby="tab-title-description" class="woocommerce-Tabs-panel woocommerce-Tabs-panel--description panel entry-content active" id="tab-description" role="tabpanel"> <p style="text-align: justify;"><span class="hps">HANNA</span> <span class="hps">instruments offers</span> <span class="hps">a full range of</span> <span class="hps">solutions for</span> <span class="hps">ISE electrodes</span>. <span class="hps">ISE</span> <span class="hps">standards are required</span> <span class="hps">for the direct</span> <span class="hps">ISE</span> <span class="hps">and incremental</span> <span class="hps">measuring method</span>. <span class="hps">They are available</span> <span class="hps">for a variety</span> <span class="hps">of ISE</span> <span class="hps">with certificate of analysis</span> <span class="hps">parameters</span>.</p> </div> | ISE Standard solution 1000 mg/L (ppm) of Carbon Dioxide std. (as N), 500 mL bottle | <div class="product-short-description"> <p>ISE Standard solution 1000 mg/L (ppm) of Carbon Dioxide std. (as N), 500 mL bottle</p> </div> | https://www.hannathailand.com/wp-content/uploads/2022/06/imghi_400703_1l_lg.jpg | เครื่องวัดปริมาณคลอรีนอิสระ รุ่น HI701 , เครื่องวัดปริมาณโบรมีน ในตัวอย่างน้ำ รุ่น HI716 , เครื่องวัดปริมาณฟอสฟอรัส ช่วงสูง รุ่น HI706 , เครื่องวัดปริมาณคลอรีนรวม รุ่น HI711 , น้ำยามาตรฐานสอบเทียบ , น้ำยามาตรฐานสอบเทียบ ค่ามาตรฐานความเค็ม , ซัลไฟด์สารต้านอนุมูลอิสระบัฟเฟอร์ , สารละลายมาตรฐานความขุ่น 20 NTU | <a class="woocommerce-LoopProduct-link woocommerce-loop-product__link" href="https://www.hannathailand.com/product/hi701-checker-hc-free-chlorine/">เครื่องวัดปริมาณคลอรีนอิสระ รุ่น HI701</a> , <a class="woocommerce-LoopProduct-link woocommerce-loop-product__link" href="https://www.hannathailand.com/product/hi716-checker-hc-bromine/">เครื่องวัดปริมาณโบรมีน ในตัวอย่างน้ำ รุ่น HI716</a> , <a class="woocommerce-LoopProduct-link woocommerce-loop-product__link" href="https://www.hannathailand.com/product/hi706-checker-hc-phosphorous-hr/">เครื่องวัดปริมาณฟอสฟอรัส ช่วงสูง รุ่น HI706</a> , <a class="woocommerce-LoopProduct-link woocommerce-loop-product__link" href="https://www.hannathailand.com/product/hi711-checker-hc-total-chlorine/">เครื่องวัดปริมาณคลอรีนรวม รุ่น HI711</a> , <a class="woocommerce-LoopProduct-link woocommerce-loop-product__link" href="https://www.hannathailand.com/product/hi9828-25/">น้ำยามาตรฐานสอบเทียบ</a> , <a class="woocommerce-LoopProduct-link woocommerce-loop-product__link" href="https://www.hannathailand.com/product/hi7080l/">น้ำยามาตรฐานสอบเทียบ ค่ามาตรฐานความเค็ม</a> , <a class="woocommerce-LoopProduct-link woocommerce-loop-product__link" href="https://www.hannathailand.com/product/hi4015-00/">ซัลไฟด์สารต้านอนุมูลอิสระบัฟเฟอร์</a> , <a class="woocommerce-LoopProduct-link woocommerce-loop-product__link" href="https://www.hannathailand.com/product/hi93102-20/">สารละลายมาตรฐานความขุ่น 20 NTU</a> | https://www.hannathailand.com/wp-content/uploads/2021/11/hi701-500x500.jpg , https://www.hannathailand.com/wp-content/uploads/2022/06/miniphotometerfurfreiesgesamtchlor704_11-600x600.jpg , https://www.hannathailand.com/wp-content/uploads/2022/06/hi706_400-600x600.jpg , https://www.hannathailand.com/wp-content/uploads/2022/06/hi711_lg-600x600.jpg , https://www.hannathailand.com/wp-content/uploads/2021/07/8-500x500.jpg , https://www.hannathailand.com/wp-content/uploads/2021/07/11-500x500.jpg , https://www.hannathailand.com/wp-content/uploads/2021/07/7-500x500.jpg , https://www.hannathailand.com/wp-content/uploads/2021/07/9-500x500.jpg
233 | HI4010-00 TISAB II for Fluoride ISE, 500 ml Bottle | สารละลาย , สินค้าทั้งหมด , เครื่องวัดปริมาณไอออนแบบเฉพาะเจาะจง | https://www.hannathailand.com/product-category/ise-meter/ | https://www.hannathailand.com/product/hi4010-00-tisab-ii-for-fluoride-ise-500-ml-bottle/ | HI4010-00 | 2,675.00 |  | <div aria-labelledby="tab-title-additional_information" class="woocommerce-Tabs-panel woocommerce-Tabs-panel--additional_information panel entry-content" id="tab-additional_information" role="tabpanel"> </div> | HANNA instruments offers a full range of solutions for ISE electrodes. ISE standards are required for the direct ISE and incremental measuring method. They are available for a variety of ISE with certificate of analysis parameters. | <div aria-labelledby="tab-title-description" class="woocommerce-Tabs-panel woocommerce-Tabs-panel--description panel entry-content active" id="tab-description" role="tabpanel"> <p style="text-align: justify;"><span class="hps">HANNA</span> <span class="hps">instruments offers</span> <span class="hps">a full range of</span> <span class="hps">solutions for</span> <span class="hps">ISE electrodes</span>. <span class="hps">ISE</span> <span class="hps">standards are required</span> <span class="hps">for the direct</span> <span class="hps">ISE</span> <span class="hps">and incremental</span> <span class="hps">measuring method</span>. <span class="hps">They are available</span> <span class="hps">for a variety</span> <span class="hps">of ISE</span> <span class="hps">with certificate of analysis</span> <span class="hps">parameters</span>.</p> </div> | TISAB II for Fluoride ISE, 500 mL bottle | <div class="product-short-description"> <p>TISAB II for Fluoride ISE, 500 mL bottle</p> </div> | https://www.hannathailand.com/wp-content/uploads/2022/06/imghi_401000_lg.jpg | ซัลไฟด์สารต้านอนุมูลอิสระบัฟเฟอร์ , เครื่องวัดปริมาณคลอรีนอิสระ รุ่น HI701 , น้ำยามาตรฐานสำหรับค่าโซเดียม , สารละลายมาตรฐานความขุ่น 20 NTU , เครื่องวัดปริมาณฟอสฟอรัส ช่วงสูง รุ่น HI706 , เครื่องวัดปริมาณนิกเกิล ช่วงสูง รุ่น HI726 , เครื่องวัดปริมาณฟอสฟอรัส ช่วงต่ำมาก รุ่น HI736 , น้ำยามาตรฐานสอบเทียบ ค่ามาตรฐานความเค็ม | <a class="woocommerce-LoopProduct-link woocommerce-loop-product__link" href="https://www.hannathailand.com/product/hi4015-00/">ซัลไฟด์สารต้านอนุมูลอิสระบัฟเฟอร์</a> , <a class="woocommerce-LoopProduct-link woocommerce-loop-product__link" href="https://www.hannathailand.com/product/hi701-checker-hc-free-chlorine/">เครื่องวัดปริมาณคลอรีนอิสระ รุ่น HI701</a> , <a class="woocommerce-LoopProduct-link woocommerce-loop-product__link" href="https://www.hannathailand.com/product/hi7090l/">น้ำยามาตรฐานสำหรับค่าโซเดียม</a> , <a class="woocommerce-LoopProduct-link woocommerce-loop-product__link" href="https://www.hannathailand.com/product/hi93102-20/">สารละลายมาตรฐานความขุ่น 20 NTU</a> , <a class="woocommerce-LoopProduct-link woocommerce-loop-product__link" href="https://www.hannathailand.com/product/hi706-checker-hc-phosphorous-hr/">เครื่องวัดปริมาณฟอสฟอรัส ช่วงสูง รุ่น HI706</a> , <a class="woocommerce-LoopProduct-link woocommerce-loop-product__link" href="https://www.hannathailand.com/product/hi726-checker-hc-nickel-hr/">เครื่องวัดปริมาณนิกเกิล ช่วงสูง รุ่น HI726</a> , <a class="woocommerce-LoopProduct-link woocommerce-loop-product__link" href="https://www.hannathailand.com/product/phosphorous-marine/">เครื่องวัดปริมาณฟอสฟอรัส ช่วงต่ำมาก รุ่น HI736</a> , <a class="woocommerce-LoopProduct-link woocommerce-loop-product__link" href="https://www.hannathailand.com/product/hi7080l/">น้ำยามาตรฐานสอบเทียบ ค่ามาตรฐานความเค็ม</a> | https://www.hannathailand.com/wp-content/uploads/2021/07/7-500x500.jpg , https://www.hannathailand.com/wp-content/uploads/2021/11/hi701-500x500.jpg , https://www.hannathailand.com/wp-content/uploads/2021/07/12-500x500.jpg , https://www.hannathailand.com/wp-content/uploads/2021/07/9-500x500.jpg , https://www.hannathailand.com/wp-content/uploads/2022/06/hi706_400-600x600.jpg , https://www.hannathailand.com/wp-content/uploads/2022/06/miniphotometerfurnickelhoch841_11-600x600.jpg , https://www.hannathailand.com/wp-content/uploads/2021/12/HI736-600x600.jpg , https://www.hannathailand.com/wp-content/uploads/2021/07/11-500x500.jpg
234 | HI4010-02 ISE 100 mg/L (ppm) Fluoride Std , 500 ml Bottle | สารละลาย , สินค้าทั้งหมด , เครื่องวัดปริมาณไอออนแบบเฉพาะเจาะจง | https://www.hannathailand.com/product-category/ise-meter/ | https://www.hannathailand.com/product/hi4010-02-ise-100-mgl-ppm-fluoride-std-500-ml-bottle/ | HI4010-02 | 4,280.00 |  | <div aria-labelledby="tab-title-additional_information" class="woocommerce-Tabs-panel woocommerce-Tabs-panel--additional_information panel entry-content" id="tab-additional_information" role="tabpanel"> </div> | HANNA instruments offers a full range of solutions for ISE electrodes. ISE standards are required for the direct ISE and incremental measuring method. They are available for a variety of ISE with certificate of analysis parameters. | <div aria-labelledby="tab-title-description" class="woocommerce-Tabs-panel woocommerce-Tabs-panel--description panel entry-content active" id="tab-description" role="tabpanel"> <p style="text-align: justify;"><span class="hps">HANNA</span> <span class="hps">instruments offers</span> <span class="hps">a full range of</span> <span class="hps">solutions for</span> <span class="hps">ISE electrodes</span>. <span class="hps">ISE</span> <span class="hps">standards are required</span> <span class="hps">for the direct</span> <span class="hps">ISE</span> <span class="hps">and incremental</span> <span class="hps">measuring method</span>. <span class="hps">They are available</span> <span class="hps">for a variety</span> <span class="hps">of ISE</span> <span class="hps">with certificate of analysis</span> <span class="hps">parameters</span>.</p> </div> | ISE Standard solution 100 mg/L (ppm) of Fluoride std. (as N), 500 mL bottle | <div class="product-short-description"> <p>ISE Standard solution 100 mg/L (ppm) of Fluoride std. (as N), 500 mL bottle</p> </div> | https://www.hannathailand.com/wp-content/uploads/2022/06/imghi_400201_lg.jpg | เครื่องวัดปริมาณฟอสฟอรัส ช่วงต่ำมาก รุ่น HI736 , เครื่องวัดสีในน้ำตัวอย่าง HI727 , เครื่องวัดปริมาณแอมโมเนีย ในน้ำ รุ่น HI715 , เครื่องวัดปริมาณซิลิกา ช่วงต่ำ ในตัวอย่างน้ำ รุ่น HI705 , เครื่องวัดปริมาณโบรมีน ในตัวอย่างน้ำ รุ่น HI716 , เครื่องวัดปริมาณแอมโมเนีย ช่วงต่ำ รุ่น HI700 , เครื่องวัดปริมาณนิกเกิล ช่วงสูง รุ่น HI726 , น้ำยามาตรฐานสอบเทียบ ค่ามาตรฐานความเค็ม | <a class="woocommerce-LoopProduct-link woocommerce-loop-product__link" href="https://www.hannathailand.com/product/phosphorous-marine/">เครื่องวัดปริมาณฟอสฟอรัส ช่วงต่ำมาก รุ่น HI736</a> , <a class="woocommerce-LoopProduct-link woocommerce-loop-product__link" href="https://www.hannathailand.com/product/hi727-checker-hc-color-of-water/">เครื่องวัดสีในน้ำตัวอย่าง HI727</a> , <a class="woocommerce-LoopProduct-link woocommerce-loop-product__link" href="https://www.hannathailand.com/product/hi715-checker-hc-ammonia-mr/">เครื่องวัดปริมาณแอมโมเนีย ในน้ำ รุ่น HI715</a> , <a class="woocommerce-LoopProduct-link woocommerce-loop-product__link" href="https://www.hannathailand.com/product/hi705-checker-hc-silica-lr/">เครื่องวัดปริมาณซิลิกา ช่วงต่ำ ในตัวอย่างน้ำ รุ่น HI705</a> , <a class="woocommerce-LoopProduct-link woocommerce-loop-product__link" href="https://www.hannathailand.com/product/hi716-checker-hc-bromine/">เครื่องวัดปริมาณโบรมีน ในตัวอย่างน้ำ รุ่น HI716</a> , <a class="woocommerce-LoopProduct-link woocommerce-loop-product__link" href="https://www.hannathailand.com/product/hi700-checker-hc-ammonia-lr/">เครื่องวัดปริมาณแอมโมเนีย ช่วงต่ำ รุ่น HI700</a> , <a class="woocommerce-LoopProduct-link woocommerce-loop-product__link" href="https://www.hannathailand.com/product/hi726-checker-hc-nickel-hr/">เครื่องวัดปริมาณนิกเกิล ช่วงสูง รุ่น HI726</a> , <a class="woocommerce-LoopProduct-link woocommerce-loop-product__link" href="https://www.hannathailand.com/product/hi7083l/">น้ำยามาตรฐานสอบเทียบ ค่ามาตรฐานความเค็ม</a> | https://www.hannathailand.com/wp-content/uploads/2021/12/HI736-600x600.jpg , https://www.hannathailand.com/wp-content/uploads/2022/06/miniphotometerfurfarbe843_11-600x600.jpg , https://www.hannathailand.com/wp-content/uploads/2022/06/miniphotometerfurammoniakmittel2416_11-600x600.jpg , https://www.hannathailand.com/wp-content/uploads/2022/06/hi705400-600x600.jpg , https://www.hannathailand.com/wp-content/uploads/2022/06/miniphotometerfurfreiesgesamtchlor704_11-600x600.jpg , https://www.hannathailand.com/wp-content/uploads/2022/06/hi700_400pxl-600x600.jpg , https://www.hannathailand.com/wp-content/uploads/2022/06/miniphotometerfurnickelhoch841_11-600x600.jpg , https://www.hannathailand.com/wp-content/uploads/2021/07/10-500x500.jpg
235 | HI4010-03 ISE 1000 mg/L (ppm) Fluoride Std , 500 ml Bottle | สารละลาย , สินค้าทั้งหมด , เครื่องวัดปริมาณไอออนแบบเฉพาะเจาะจง | https://www.hannathailand.com/product-category/ise-meter/ | https://www.hannathailand.com/product/hi4010-03-ise-1000-mgl-ppm-fluoride-std-500-ml-bottle/ | HI4010-03 | 4,280.00 |  | <div aria-labelledby="tab-title-additional_information" class="woocommerce-Tabs-panel woocommerce-Tabs-panel--additional_information panel entry-content" id="tab-additional_information" role="tabpanel"> </div> | HANNA instruments offers a full range of solutions for ISE electrodes. ISE standards are required for the direct ISE and incremental measuring method. They are available for a variety of ISE with certificate of analysis parameters. | <div aria-labelledby="tab-title-description" class="woocommerce-Tabs-panel woocommerce-Tabs-panel--description panel entry-content active" id="tab-description" role="tabpanel"> <p style="text-align: justify;"><span class="hps">HANNA</span> <span class="hps">instruments offers</span> <span class="hps">a full range of</span> <span class="hps">solutions for</span> <span class="hps">ISE electrodes</span>. <span class="hps">ISE</span> <span class="hps">standards are required</span> <span class="hps">for the direct</span> <span class="hps">ISE</span> <span class="hps">and incremental</span> <span class="hps">measuring method</span>. <span class="hps">They are available</span> <span class="hps">for a variety</span> <span class="hps">of ISE</span> <span class="hps">with certificate of analysis</span> <span class="hps">parameters</span>.</p> </div> | ISE Standard solution 1000 mg/L (ppm) of Fluoride std. (as N), 500 mL bottle | <div class="product-short-description"> <p>ISE Standard solution 1000 mg/L (ppm) of Fluoride std. (as N), 500 mL bottle</p> </div> | https://www.hannathailand.com/wp-content/uploads/2022/06/imghi_400201_lg.jpg | เครื่องควบคุมค่าความนำไฟฟ้า , เครื่องวัดปริมาณไนไตรท์ ช่วงต่ำ รุ่น HI707 , เครื่องวัดปริมาณนิกเกิล ช่วงสูง รุ่น HI726 , เครื่องวัดปริมาณโบรมีน ในตัวอย่างน้ำ รุ่น HI716 , เซ็นเซอร์วัดออกซิเจนในน้ำสำหรับ HI9829 มัลติพารามิเตอร์ , เครื่องวัดปริมาณซิลิกา ช่วงต่ำ ในตัวอย่างน้ำ รุ่น HI705 , เครื่องวัดปริมาณฟอสเฟต ช่วงสูง รุ่น HI717 , ซัลไฟด์สารต้านอนุมูลอิสระบัฟเฟอร์ | <a class="woocommerce-LoopProduct-link woocommerce-loop-product__link" href="https://www.hannathailand.com/product/hi8931cn/">เครื่องควบคุมค่าความนำไฟฟ้า</a> , <a class="woocommerce-LoopProduct-link woocommerce-loop-product__link" href="https://www.hannathailand.com/product/hi707-checker-hc-nitrite-lr/">เครื่องวัดปริมาณไนไตรท์ ช่วงต่ำ รุ่น HI707</a> , <a class="woocommerce-LoopProduct-link woocommerce-loop-product__link" href="https://www.hannathailand.com/product/hi726-checker-hc-nickel-hr/">เครื่องวัดปริมาณนิกเกิล ช่วงสูง รุ่น HI726</a> , <a class="woocommerce-LoopProduct-link woocommerce-loop-product__link" href="https://www.hannathailand.com/product/hi716-checker-hc-bromine/">เครื่องวัดปริมาณโบรมีน ในตัวอย่างน้ำ รุ่น HI716</a> , <a class="woocommerce-LoopProduct-link woocommerce-loop-product__link" href="https://www.hannathailand.com/product/hi7609829-2/">เซ็นเซอร์วัดออกซิเจนในน้ำสำหรับ HI9829 มัลติพารามิเตอร์</a> , <a class="woocommerce-LoopProduct-link woocommerce-loop-product__link" href="https://www.hannathailand.com/product/hi705-checker-hc-silica-lr/">เครื่องวัดปริมาณซิลิกา ช่วงต่ำ ในตัวอย่างน้ำ รุ่น HI705</a> , <a class="woocommerce-LoopProduct-link woocommerce-loop-product__link" href="https://www.hannathailand.com/product/hi717-checker-hc-phosphate-hr/">เครื่องวัดปริมาณฟอสเฟต ช่วงสูง รุ่น HI717</a> , <a class="woocommerce-LoopProduct-link woocommerce-loop-product__link" href="https://www.hannathailand.com/product/hi4015-00/">ซัลไฟด์สารต้านอนุมูลอิสระบัฟเฟอร์</a> | https://www.hannathailand.com/wp-content/uploads/2021/07/2-500x500.jpg , https://www.hannathailand.com/wp-content/uploads/2022/06/hi707400-600x600.jpg , https://www.hannathailand.com/wp-content/uploads/2022/06/miniphotometerfurnickelhoch841_11-600x600.jpg , https://www.hannathailand.com/wp-content/uploads/2022/06/miniphotometerfurfreiesgesamtchlor704_11-600x600.jpg , https://www.hannathailand.com/wp-content/uploads/2021/07/5-500x500.jpg , https://www.hannathailand.com/wp-content/uploads/2022/06/hi705400-600x600.jpg , https://www.hannathailand.com/wp-content/uploads/2022/06/miniphotometerfurphosphathoch827_11-600x600.jpg , https://www.hannathailand.com/wp-content/uploads/2021/07/7-500x500.jpg
236 | HI4012-00 ISA for Lead/Sulfate ISE, 500 ml Bottle | สารละลาย , สินค้าทั้งหมด , เครื่องวัดปริมาณไอออนแบบเฉพาะเจาะจง | https://www.hannathailand.com/product-category/ise-meter/ | https://www.hannathailand.com/product/hi4012-00-isa-for-leadsulfate-ise-500-ml-bottle/ | HI4012-00 | 4,815.00 |  | <div aria-labelledby="tab-title-additional_information" class="woocommerce-Tabs-panel woocommerce-Tabs-panel--additional_information panel entry-content" id="tab-additional_information" role="tabpanel"> </div> | HANNA instruments offers a full range of solutions for ISE electrodes. ISE standards are required for the direct ISE and incremental measuring method. They are available for a variety of ISE with certificate of analysis parameters. | <div aria-labelledby="tab-title-description" class="woocommerce-Tabs-panel woocommerce-Tabs-panel--description panel entry-content active" id="tab-description" role="tabpanel"> <p style="text-align: justify;"><span class="hps">HANNA</span> <span class="hps">instruments offers</span> <span class="hps">a full range of</span> <span class="hps">solutions for</span> <span class="hps">ISE electrodes</span>. <span class="hps">ISE</span> <span class="hps">standards are required</span> <span class="hps">for the direct</span> <span class="hps">ISE</span> <span class="hps">and incremental</span> <span class="hps">measuring method</span>. <span class="hps">They are available</span> <span class="hps">for a variety</span> <span class="hps">of ISE</span> <span class="hps">with certificate of analysis</span> <span class="hps">parameters</span>.</p> </div> | ISA for Lead/Sulfate ISE, 500 mL bottle | <div class="product-short-description"> <p>ISA for Lead/Sulfate ISE, 500 mL bottle</p> </div> | https://www.hannathailand.com/wp-content/uploads/2022/06/imghi_sample_lg.jpg | เครื่องวัดปริมาณคลอรีนรวม รุ่น HI711 , น้ำยามาตรฐานสอบเทียบ ค่ามาตรฐานความเค็ม , เครื่องวัดคลอรีน , เครื่องวัดปริมาณซิลิกา ช่วงต่ำ ในตัวอย่างน้ำ รุ่น HI705 , เครื่องวัดปริมาณไนไตรท์ ช่วงต่ำ รุ่น HI707 , ซัลไฟด์สารต้านอนุมูลอิสระบัฟเฟอร์ , เครื่องวัดปริมาณแอมโมเนีย ช่วงสูง รุ่น HI733 , เครื่องวัดปริมาณคลอรีนอิสระ รุ่น HI701 | <a class="woocommerce-LoopProduct-link woocommerce-loop-product__link" href="https://www.hannathailand.com/product/hi711-checker-hc-total-chlorine/">เครื่องวัดปริมาณคลอรีนรวม รุ่น HI711</a> , <a class="woocommerce-LoopProduct-link woocommerce-loop-product__link" href="https://www.hannathailand.com/product/hi7080l/">น้ำยามาตรฐานสอบเทียบ ค่ามาตรฐานความเค็ม</a> , <a class="woocommerce-LoopProduct-link woocommerce-loop-product__link" href="https://www.hannathailand.com/product/free-chlorine/">เครื่องวัดคลอรีน</a> , <a class="woocommerce-LoopProduct-link woocommerce-loop-product__link" href="https://www.hannathailand.com/product/hi705-checker-hc-silica-lr/">เครื่องวัดปริมาณซิลิกา ช่วงต่ำ ในตัวอย่างน้ำ รุ่น HI705</a> , <a class="woocommerce-LoopProduct-link woocommerce-loop-product__link" href="https://www.hannathailand.com/product/hi707-checker-hc-nitrite-lr/">เครื่องวัดปริมาณไนไตรท์ ช่วงต่ำ รุ่น HI707</a> , <a class="woocommerce-LoopProduct-link woocommerce-loop-product__link" href="https://www.hannathailand.com/product/hi4015-00/">ซัลไฟด์สารต้านอนุมูลอิสระบัฟเฟอร์</a> , <a class="woocommerce-LoopProduct-link woocommerce-loop-product__link" href="https://www.hannathailand.com/product/hi733-checker-hc-ammonia-hr/">เครื่องวัดปริมาณแอมโมเนีย ช่วงสูง รุ่น HI733</a> , <a class="woocommerce-LoopProduct-link woocommerce-loop-product__link" href="https://www.hannathailand.com/product/hi701-checker-hc-free-chlorine/">เครื่องวัดปริมาณคลอรีนอิสระ รุ่น HI701</a> | https://www.hannathailand.com/wp-content/uploads/2022/06/hi711_lg-600x600.jpg , https://www.hannathailand.com/wp-content/uploads/2021/07/11-500x500.jpg , https://www.hannathailand.com/wp-content/uploads/2021/07/1-500x500.jpg , https://www.hannathailand.com/wp-content/uploads/2022/06/hi705400-600x600.jpg , https://www.hannathailand.com/wp-content/uploads/2022/06/hi707400-600x600.jpg , https://www.hannathailand.com/wp-content/uploads/2021/07/7-500x500.jpg , https://www.hannathailand.com/wp-content/uploads/2022/06/miniphotometerfurammoniumhoch2418_11-600x600.jpg , https://www.hannathailand.com/wp-content/uploads/2021/11/hi701-500x500.jpg
237 | HI4012-01 ISE 0.1M Lead Std , 500 ml Bottle | สารละลาย , สินค้าทั้งหมด , เครื่องวัดปริมาณไอออนแบบเฉพาะเจาะจง | https://www.hannathailand.com/product-category/ise-meter/ | https://www.hannathailand.com/product/hi4012-01-ise-0-1m-lead-std-500-ml-bottle/ | HI4012-01 | 5,885.00 |  | <div aria-labelledby="tab-title-additional_information" class="woocommerce-Tabs-panel woocommerce-Tabs-panel--additional_information panel entry-content" id="tab-additional_information" role="tabpanel"> </div> | HANNA instruments offers a full range of solutions for ISE electrodes. ISE standards are required for the direct ISE and incremental measuring method. They are available for a variety of ISE with certificate of analysis parameters. | <div aria-labelledby="tab-title-description" class="woocommerce-Tabs-panel woocommerce-Tabs-panel--description panel entry-content active" id="tab-description" role="tabpanel"> <p style="text-align: justify;"><span class="hps">HANNA</span> <span class="hps">instruments offers</span> <span class="hps">a full range of</span> <span class="hps">solutions for</span> <span class="hps">ISE electrodes</span>. <span class="hps">ISE</span> <span class="hps">standards are required</span> <span class="hps">for the direct</span> <span class="hps">ISE</span> <span class="hps">and incremental</span> <span class="hps">measuring method</span>. <span class="hps">They are available</span> <span class="hps">for a variety</span> <span class="hps">of ISE</span> <span class="hps">with certificate of analysis</span> <span class="hps">parameters</span>.</p> </div> | ISE Standard solution 0,1M of Lead std. (as N), 500 mL bottle | <div class="product-short-description"> <p>ISE Standard solution 0,1M of Lead std. (as N), 500 mL bottle</p> </div> | https://www.hannathailand.com/wp-content/uploads/2022/06/imghi_401201_lg.jpg | เครื่องวัดปริมาณคลอรีนอิสระ รุ่น HI701 , เครื่องวัดปริมาณโบรมีน ในตัวอย่างน้ำ รุ่น HI716 , เครื่องวัดปริมาณคลอรีนรวม รุ่น HI711 , เครื่องวัดปริมาณฟอสเฟต ช่วงสูง รุ่น HI717 , เครื่องวัดปริมาณฟอสฟอรัส ช่วงสูง รุ่น HI706 , เครื่องวัดปริมาณไนไตรท์ ช่วงสูง ในตัวอย่างน้ำ รุ่น HI708 , เครื่องวัดสีในน้ำตัวอย่าง HI727 , น้ำยามาตรฐานสอบเทียบ | <a class="woocommerce-LoopProduct-link woocommerce-loop-product__link" href="https://www.hannathailand.com/product/hi701-checker-hc-free-chlorine/">เครื่องวัดปริมาณคลอรีนอิสระ รุ่น HI701</a> , <a class="woocommerce-LoopProduct-link woocommerce-loop-product__link" href="https://www.hannathailand.com/product/hi716-checker-hc-bromine/">เครื่องวัดปริมาณโบรมีน ในตัวอย่างน้ำ รุ่น HI716</a> , <a class="woocommerce-LoopProduct-link woocommerce-loop-product__link" href="https://www.hannathailand.com/product/hi711-checker-hc-total-chlorine/">เครื่องวัดปริมาณคลอรีนรวม รุ่น HI711</a> , <a class="woocommerce-LoopProduct-link woocommerce-loop-product__link" href="https://www.hannathailand.com/product/hi717-checker-hc-phosphate-hr/">เครื่องวัดปริมาณฟอสเฟต ช่วงสูง รุ่น HI717</a> , <a class="woocommerce-LoopProduct-link woocommerce-loop-product__link" href="https://www.hannathailand.com/product/hi706-checker-hc-phosphorous-hr/">เครื่องวัดปริมาณฟอสฟอรัส ช่วงสูง รุ่น HI706</a> , <a class="woocommerce-LoopProduct-link woocommerce-loop-product__link" href="https://www.hannathailand.com/product/hi708-checker-hc-nitrite-hr/">เครื่องวัดปริมาณไนไตรท์ ช่วงสูง ในตัวอย่างน้ำ รุ่น HI708</a> , <a class="woocommerce-LoopProduct-link woocommerce-loop-product__link" href="https://www.hannathailand.com/product/hi727-checker-hc-color-of-water/">เครื่องวัดสีในน้ำตัวอย่าง HI727</a> , <a class="woocommerce-LoopProduct-link woocommerce-loop-product__link" href="https://www.hannathailand.com/product/hi9828-25/">น้ำยามาตรฐานสอบเทียบ</a> | https://www.hannathailand.com/wp-content/uploads/2021/11/hi701-500x500.jpg , https://www.hannathailand.com/wp-content/uploads/2022/06/miniphotometerfurfreiesgesamtchlor704_11-600x600.jpg , https://www.hannathailand.com/wp-content/uploads/2022/06/hi711_lg-600x600.jpg , https://www.hannathailand.com/wp-content/uploads/2022/06/miniphotometerfurphosphathoch827_11-600x600.jpg , https://www.hannathailand.com/wp-content/uploads/2022/06/hi706_400-600x600.jpg , https://www.hannathailand.com/wp-content/uploads/2022/06/miniphotometerfurnitrithoch2420_11-600x600.jpg , https://www.hannathailand.com/wp-content/uploads/2022/06/miniphotometerfurfarbe843_11-600x600.jpg , https://www.hannathailand.com/wp-content/uploads/2021/07/8-500x500.jpg
238 | HI4012-21 ISE 0.1M Sulfate Std , 500 ml Bottle | สารละลาย , สินค้าทั้งหมด , เครื่องวัดปริมาณไอออนแบบเฉพาะเจาะจง | https://www.hannathailand.com/product-category/ise-meter/ | https://www.hannathailand.com/product/hi4012-21-ise-0-1m-sulfate-std-500-ml-bottle/ | HI4012-21 | 5,885.00 |  | <div aria-labelledby="tab-title-additional_information" class="woocommerce-Tabs-panel woocommerce-Tabs-panel--additional_information panel entry-content" id="tab-additional_information" role="tabpanel"> </div> | HANNA instruments offers a full range of solutions for ISE electrodes. ISE standards are required for the direct ISE and incremental measuring method. They are available for a variety of ISE with certificate of analysis parameters. | <div aria-labelledby="tab-title-description" class="woocommerce-Tabs-panel woocommerce-Tabs-panel--description panel entry-content active" id="tab-description" role="tabpanel"> <p style="text-align: justify;"><span class="hps">HANNA</span> <span class="hps">instruments offers</span> <span class="hps">a full range of</span> <span class="hps">solutions for</span> <span class="hps">ISE electrodes</span>. <span class="hps">ISE</span> <span class="hps">standards are required</span> <span class="hps">for the direct</span> <span class="hps">ISE</span> <span class="hps">and incremental</span> <span class="hps">measuring method</span>. <span class="hps">They are available</span> <span class="hps">for a variety</span> <span class="hps">of ISE</span> <span class="hps">with certificate of analysis</span> <span class="hps">parameters</span>.</p> </div> | ISE Standard solution 0,1M of Sulfate std. (as N), 500 mL bottle | <div class="product-short-description"> <p>ISE Standard solution 0,1M of Sulfate std. (as N), 500 mL bottle</p> </div> | https://www.hannathailand.com/wp-content/uploads/2022/06/imghi_401221_med.jpg | เครื่องวัดคลอรีน , เครื่องวัดปริมาณฟลูออไรด์ ช่วงต่ำ รุ่น HI729 , ซัลไฟด์สารต้านอนุมูลอิสระบัฟเฟอร์ , น้ำยามาตรฐานสำหรับค่าโซเดียม , เครื่องวัดปริมาณฟอสเฟต ช่วงต่ำ รุ่น HI713 , เครื่องวัดปริมาณฟอสฟอรัส ช่วงต่ำมาก รุ่น HI736 , เครื่องวัดปริมาณโบรมีน ในตัวอย่างน้ำ รุ่น HI716 , เครื่องวัดปริมาณโครเมี่ยม ช่วงสูง รุ่น HI723 | <a class="woocommerce-LoopProduct-link woocommerce-loop-product__link" href="https://www.hannathailand.com/product/free-chlorine/">เครื่องวัดคลอรีน</a> , <a class="woocommerce-LoopProduct-link woocommerce-loop-product__link" href="https://www.hannathailand.com/product/hi729-checker-hc-fluoride-lr/">เครื่องวัดปริมาณฟลูออไรด์ ช่วงต่ำ รุ่น HI729</a> , <a class="woocommerce-LoopProduct-link woocommerce-loop-product__link" href="https://www.hannathailand.com/product/hi4015-00/">ซัลไฟด์สารต้านอนุมูลอิสระบัฟเฟอร์</a> , <a class="woocommerce-LoopProduct-link woocommerce-loop-product__link" href="https://www.hannathailand.com/product/hi7090l/">น้ำยามาตรฐานสำหรับค่าโซเดียม</a> , <a class="woocommerce-LoopProduct-link woocommerce-loop-product__link" href="https://www.hannathailand.com/product/hi713-checker-hc-phosphate-lr/">เครื่องวัดปริมาณฟอสเฟต ช่วงต่ำ รุ่น HI713</a> , <a class="woocommerce-LoopProduct-link woocommerce-loop-product__link" href="https://www.hannathailand.com/product/phosphorous-marine/">เครื่องวัดปริมาณฟอสฟอรัส ช่วงต่ำมาก รุ่น HI736</a> , <a class="woocommerce-LoopProduct-link woocommerce-loop-product__link" href="https://www.hannathailand.com/product/hi716-checker-hc-bromine/">เครื่องวัดปริมาณโบรมีน ในตัวอย่างน้ำ รุ่น HI716</a> , <a class="woocommerce-LoopProduct-link woocommerce-loop-product__link" href="https://www.hannathailand.com/product/hi723-checker-hc-chromium-vi-hr/">เครื่องวัดปริมาณโครเมี่ยม ช่วงสูง รุ่น HI723</a> | https://www.hannathailand.com/wp-content/uploads/2021/07/1-500x500.jpg , https://www.hannathailand.com/wp-content/uploads/2022/06/miniphotometerfurfluoridniedrig844_11-600x600.jpg , https://www.hannathailand.com/wp-content/uploads/2021/07/7-500x500.jpg , https://www.hannathailand.com/wp-content/uploads/2021/07/12-500x500.jpg , https://www.hannathailand.com/wp-content/uploads/2022/06/hi713_lg51caffcdce23e-600x600.jpg , https://www.hannathailand.com/wp-content/uploads/2021/12/HI736-600x600.jpg , https://www.hannathailand.com/wp-content/uploads/2022/06/miniphotometerfurfreiesgesamtchlor704_11-600x600.jpg , https://www.hannathailand.com/wp-content/uploads/2022/06/miniphotometerfurchromvihoch839_11-600x600.jpg
239 | HI4013-00 ISA for Nitrate ISE, 500 ml Bottle3 | สารละลาย , สินค้าทั้งหมด , เครื่องวัดปริมาณไอออนแบบเฉพาะเจาะจง | https://www.hannathailand.com/product-category/ise-meter/ | https://www.hannathailand.com/product/hi4013-00-isa-for-nitrate-ise-500-ml-bottle/ | HI4013-00 | 4,494.00 |  | <div aria-labelledby="tab-title-additional_information" class="woocommerce-Tabs-panel woocommerce-Tabs-panel--additional_information panel entry-content" id="tab-additional_information" role="tabpanel"> </div> | HANNA instruments offers a full range of solutions for ISE electrodes. ISE standards are required for the direct ISE and incremental measuring method. They are available for a variety of ISE with certificate of analysis parameters. | <div aria-labelledby="tab-title-description" class="woocommerce-Tabs-panel woocommerce-Tabs-panel--description panel entry-content active" id="tab-description" role="tabpanel"> <p style="text-align: justify;"><span class="hps">HANNA</span> <span class="hps">instruments offers</span> <span class="hps">a full range of</span> <span class="hps">solutions for</span> <span class="hps">ISE electrodes</span>. <span class="hps">ISE</span> <span class="hps">standards are required</span> <span class="hps">for the direct</span> <span class="hps">ISE</span> <span class="hps">and incremental</span> <span class="hps">measuring method</span>. <span class="hps">They are available</span> <span class="hps">for a variety</span> <span class="hps">of ISE</span> <span class="hps">with certificate of analysis</span> <span class="hps">parameters</span>.</p> </div> | ISA for Nitrate ISE, 500 mL bottle | <div class="product-short-description"> <p>ISA for Nitrate ISE, 500 mL bottle</p> </div> | https://www.hannathailand.com/wp-content/uploads/2022/06/imghi_401300_lg.jpg | เครื่องวัดค่าเหล็ก รุ่น HI721 , เครื่องวัดปริมาณไนไตรท์ ช่วงต่ำ รุ่น HI707 , เครื่องวัดปริมาณฟอสฟอรัส ช่วงสูง รุ่น HI706 , เครื่องวัดปริมาณคลอรีนอิสระ รุ่น HI701 , สารละลายมาตรฐานความขุ่น 20 NTU , น้ำยามาตรฐานสำหรับค่าโซเดียม , เครื่องวัดปริมาณไอโอดีน รุ่น HI718 , เครื่องวัดปริมาณนิกเกิล ช่วงสูง รุ่น HI726 | <a class="woocommerce-LoopProduct-link woocommerce-loop-product__link" href="https://www.hannathailand.com/product/hi721-checker-hc-iron/">เครื่องวัดค่าเหล็ก รุ่น HI721</a> , <a class="woocommerce-LoopProduct-link woocommerce-loop-product__link" href="https://www.hannathailand.com/product/hi707-checker-hc-nitrite-lr/">เครื่องวัดปริมาณไนไตรท์ ช่วงต่ำ รุ่น HI707</a> , <a class="woocommerce-LoopProduct-link woocommerce-loop-product__link" href="https://www.hannathailand.com/product/hi706-checker-hc-phosphorous-hr/">เครื่องวัดปริมาณฟอสฟอรัส ช่วงสูง รุ่น HI706</a> , <a class="woocommerce-LoopProduct-link woocommerce-loop-product__link" href="https://www.hannathailand.com/product/hi701-checker-hc-free-chlorine/">เครื่องวัดปริมาณคลอรีนอิสระ รุ่น HI701</a> , <a class="woocommerce-LoopProduct-link woocommerce-loop-product__link" href="https://www.hannathailand.com/product/hi93102-20/">สารละลายมาตรฐานความขุ่น 20 NTU</a> , <a class="woocommerce-LoopProduct-link woocommerce-loop-product__link" href="https://www.hannathailand.com/product/hi7090l/">น้ำยามาตรฐานสำหรับค่าโซเดียม</a> , <a class="woocommerce-LoopProduct-link woocommerce-loop-product__link" href="https://www.hannathailand.com/product/hi718-checker-hc-iodine/">เครื่องวัดปริมาณไอโอดีน รุ่น HI718</a> , <a class="woocommerce-LoopProduct-link woocommerce-loop-product__link" href="https://www.hannathailand.com/product/hi726-checker-hc-nickel-hr/">เครื่องวัดปริมาณนิกเกิล ช่วงสูง รุ่น HI726</a> | https://www.hannathailand.com/wp-content/uploads/2022/06/miniphotometerfureisen832_11-600x600.jpg , https://www.hannathailand.com/wp-content/uploads/2022/06/hi707400-600x600.jpg , https://www.hannathailand.com/wp-content/uploads/2022/06/hi706_400-600x600.jpg , https://www.hannathailand.com/wp-content/uploads/2021/11/hi701-500x500.jpg , https://www.hannathailand.com/wp-content/uploads/2021/07/9-500x500.jpg , https://www.hannathailand.com/wp-content/uploads/2021/07/12-500x500.jpg , https://www.hannathailand.com/wp-content/uploads/2022/06/miniphotometerfuriod829_11-600x600.jpg , https://www.hannathailand.com/wp-content/uploads/2022/06/miniphotometerfurnickelhoch841_11-600x600.jpg
240 | HI4013-01 ISE 0.1M Nitrate Std , 500 ml Bottle | สารละลาย , สินค้าทั้งหมด , เครื่องวัดปริมาณไอออนแบบเฉพาะเจาะจง | https://www.hannathailand.com/product-category/ise-meter/ | https://www.hannathailand.com/product/hi4013-01-ise-0-1m-nitrate-std-500-ml-bottle/ | HI4013-01 | 4,280.00 |  | <div aria-labelledby="tab-title-additional_information" class="woocommerce-Tabs-panel woocommerce-Tabs-panel--additional_information panel entry-content" id="tab-additional_information" role="tabpanel"> </div> | HANNA instruments offers a full range of solutions for ISE electrodes. ISE standards are required for the direct ISE and incremental measuring method. They are available for a variety of ISE with certificate of analysis parameters. | <div aria-labelledby="tab-title-description" class="woocommerce-Tabs-panel woocommerce-Tabs-panel--description panel entry-content active" id="tab-description" role="tabpanel"> <p style="text-align: justify;"><span class="hps">HANNA</span> <span class="hps">instruments offers</span> <span class="hps">a full range of</span> <span class="hps">solutions for</span> <span class="hps">ISE electrodes</span>. <span class="hps">ISE</span> <span class="hps">standards are required</span> <span class="hps">for the direct</span> <span class="hps">ISE</span> <span class="hps">and incremental</span> <span class="hps">measuring method</span>. <span class="hps">They are available</span> <span class="hps">for a variety</span> <span class="hps">of ISE</span> <span class="hps">with certificate of analysis</span> <span class="hps">parameters</span>.</p> </div> | ISE Standard solution 0,1M of Nitrate std. (as N), 500 mL bottle | <div class="product-short-description"> <p>ISE Standard solution 0,1M of Nitrate std. (as N), 500 mL bottle</p> </div> | https://www.hannathailand.com/wp-content/uploads/2022/06/imghi_401301_lg.jpg | เครื่องวัดปริมาณแอมโมเนีย ในน้ำ รุ่น HI715 , เครื่องวัดปริมาณไนไตรท์ ช่วงต่ำ รุ่น HI707 , เครื่องวัดปริมาณฟอสฟอรัส ช่วงสูง รุ่น HI706 , เครื่องวัดปริมาณฟอสเฟต ช่วงสูง รุ่น HI717 , ซัลไฟด์สารต้านอนุมูลอิสระบัฟเฟอร์ , เครื่องวัดปริมาณไนไตรท์ ช่วงสูง ในตัวอย่างน้ำ รุ่น HI708 , เครื่องวัดปริมาณแอมโมเนีย ช่วงสูง รุ่น HI733 , เครื่องวัดปริมาณนิกเกิล ช่วงสูง รุ่น HI726 | <a class="woocommerce-LoopProduct-link woocommerce-loop-product__link" href="https://www.hannathailand.com/product/hi715-checker-hc-ammonia-mr/">เครื่องวัดปริมาณแอมโมเนีย ในน้ำ รุ่น HI715</a> , <a class="woocommerce-LoopProduct-link woocommerce-loop-product__link" href="https://www.hannathailand.com/product/hi707-checker-hc-nitrite-lr/">เครื่องวัดปริมาณไนไตรท์ ช่วงต่ำ รุ่น HI707</a> , <a class="woocommerce-LoopProduct-link woocommerce-loop-product__link" href="https://www.hannathailand.com/product/hi706-checker-hc-phosphorous-hr/">เครื่องวัดปริมาณฟอสฟอรัส ช่วงสูง รุ่น HI706</a> , <a class="woocommerce-LoopProduct-link woocommerce-loop-product__link" href="https://www.hannathailand.com/product/hi717-checker-hc-phosphate-hr/">เครื่องวัดปริมาณฟอสเฟต ช่วงสูง รุ่น HI717</a> , <a class="woocommerce-LoopProduct-link woocommerce-loop-product__link" href="https://www.hannathailand.com/product/hi4015-00/">ซัลไฟด์สารต้านอนุมูลอิสระบัฟเฟอร์</a> , <a class="woocommerce-LoopProduct-link woocommerce-loop-product__link" href="https://www.hannathailand.com/product/hi708-checker-hc-nitrite-hr/">เครื่องวัดปริมาณไนไตรท์ ช่วงสูง ในตัวอย่างน้ำ รุ่น HI708</a> , <a class="woocommerce-LoopProduct-link woocommerce-loop-product__link" href="https://www.hannathailand.com/product/hi733-checker-hc-ammonia-hr/">เครื่องวัดปริมาณแอมโมเนีย ช่วงสูง รุ่น HI733</a> , <a class="woocommerce-LoopProduct-link woocommerce-loop-product__link" href="https://www.hannathailand.com/product/hi726-checker-hc-nickel-hr/">เครื่องวัดปริมาณนิกเกิล ช่วงสูง รุ่น HI726</a> | https://www.hannathailand.com/wp-content/uploads/2022/06/miniphotometerfurammoniakmittel2416_11-600x600.jpg , https://www.hannathailand.com/wp-content/uploads/2022/06/hi707400-600x600.jpg , https://www.hannathailand.com/wp-content/uploads/2022/06/hi706_400-600x600.jpg , https://www.hannathailand.com/wp-content/uploads/2022/06/miniphotometerfurphosphathoch827_11-600x600.jpg , https://www.hannathailand.com/wp-content/uploads/2021/07/7-500x500.jpg , https://www.hannathailand.com/wp-content/uploads/2022/06/miniphotometerfurnitrithoch2420_11-600x600.jpg , https://www.hannathailand.com/wp-content/uploads/2022/06/miniphotometerfurammoniumhoch2418_11-600x600.jpg , https://www.hannathailand.com/wp-content/uploads/2022/06/miniphotometerfurnickelhoch841_11-600x600.jpg
241 | HI4013-02 ISE 100 mg/L (ppm) Nitrate Std , 500 ml Bottle | สารละลาย , สินค้าทั้งหมด , เครื่องวัดปริมาณไอออนแบบเฉพาะเจาะจง | https://www.hannathailand.com/product-category/ise-meter/ | https://www.hannathailand.com/product/hi4013-02-ise-100-mgl-ppm-nitrate-std-500-ml-bottle/ | HI4013-02 | 4,280.00 |  | <div aria-labelledby="tab-title-additional_information" class="woocommerce-Tabs-panel woocommerce-Tabs-panel--additional_information panel entry-content" id="tab-additional_information" role="tabpanel"> </div> | HANNA instruments offers a full range of solutions for ISE electrodes. ISE standards are required for the direct ISE and incremental measuring method. They are available for a variety of ISE with certificate of analysis parameters. | <div aria-labelledby="tab-title-description" class="woocommerce-Tabs-panel woocommerce-Tabs-panel--description panel entry-content active" id="tab-description" role="tabpanel"> <p style="text-align: justify;"><span class="hps">HANNA</span> <span class="hps">instruments offers</span> <span class="hps">a full range of</span> <span class="hps">solutions for</span> <span class="hps">ISE electrodes</span>. <span class="hps">ISE</span> <span class="hps">standards are required</span> <span class="hps">for the direct</span> <span class="hps">ISE</span> <span class="hps">and incremental</span> <span class="hps">measuring method</span>. <span class="hps">They are available</span> <span class="hps">for a variety</span> <span class="hps">of ISE</span> <span class="hps">with certificate of analysis</span> <span class="hps">parameters</span>.</p> </div> | ISE Standard solution 100 mg/L (ppm) of Nitrate std. (as N), 500 mL bottle | <div class="product-short-description"> <p>ISE Standard solution 100 mg/L (ppm) of Nitrate std. (as N), 500 mL bottle</p> </div> | https://www.hannathailand.com/wp-content/uploads/2022/06/imghi_401302_lg.jpg | เครื่องวัดปริมาณแอมโมเนีย ช่วงต่ำ รุ่น HI700 , เครื่องวัดปริมาณฟอสเฟต ช่วงต่ำ รุ่น HI713 , เครื่องวัดปริมาณแอมโมเนีย ช่วงสูง รุ่น HI733 , เครื่องวัดปริมาณซิลิกา ช่วงต่ำ ในตัวอย่างน้ำ รุ่น HI705 , เครื่องวัดปริมาณฟลูออไรด์ ช่วงต่ำ รุ่น HI729 , เครื่องวัดปริมาณโครเมี่ยม ช่วงสูง รุ่น HI723 , น้ำยามาตรฐานสำหรับค่าโซเดียม , เครื่องวัดปริมาณคลอรีนรวม รุ่น HI711 | <a class="woocommerce-LoopProduct-link woocommerce-loop-product__link" href="https://www.hannathailand.com/product/hi700-checker-hc-ammonia-lr/">เครื่องวัดปริมาณแอมโมเนีย ช่วงต่ำ รุ่น HI700</a> , <a class="woocommerce-LoopProduct-link woocommerce-loop-product__link" href="https://www.hannathailand.com/product/hi713-checker-hc-phosphate-lr/">เครื่องวัดปริมาณฟอสเฟต ช่วงต่ำ รุ่น HI713</a> , <a class="woocommerce-LoopProduct-link woocommerce-loop-product__link" href="https://www.hannathailand.com/product/hi733-checker-hc-ammonia-hr/">เครื่องวัดปริมาณแอมโมเนีย ช่วงสูง รุ่น HI733</a> , <a class="woocommerce-LoopProduct-link woocommerce-loop-product__link" href="https://www.hannathailand.com/product/hi705-checker-hc-silica-lr/">เครื่องวัดปริมาณซิลิกา ช่วงต่ำ ในตัวอย่างน้ำ รุ่น HI705</a> , <a class="woocommerce-LoopProduct-link woocommerce-loop-product__link" href="https://www.hannathailand.com/product/hi729-checker-hc-fluoride-lr/">เครื่องวัดปริมาณฟลูออไรด์ ช่วงต่ำ รุ่น HI729</a> , <a class="woocommerce-LoopProduct-link woocommerce-loop-product__link" href="https://www.hannathailand.com/product/hi723-checker-hc-chromium-vi-hr/">เครื่องวัดปริมาณโครเมี่ยม ช่วงสูง รุ่น HI723</a> , <a class="woocommerce-LoopProduct-link woocommerce-loop-product__link" href="https://www.hannathailand.com/product/hi7090l/">น้ำยามาตรฐานสำหรับค่าโซเดียม</a> , <a class="woocommerce-LoopProduct-link woocommerce-loop-product__link" href="https://www.hannathailand.com/product/hi711-checker-hc-total-chlorine/">เครื่องวัดปริมาณคลอรีนรวม รุ่น HI711</a> | https://www.hannathailand.com/wp-content/uploads/2022/06/hi700_400pxl-600x600.jpg , https://www.hannathailand.com/wp-content/uploads/2022/06/hi713_lg51caffcdce23e-600x600.jpg , https://www.hannathailand.com/wp-content/uploads/2022/06/miniphotometerfurammoniumhoch2418_11-600x600.jpg , https://www.hannathailand.com/wp-content/uploads/2022/06/hi705400-600x600.jpg , https://www.hannathailand.com/wp-content/uploads/2022/06/miniphotometerfurfluoridniedrig844_11-600x600.jpg , https://www.hannathailand.com/wp-content/uploads/2022/06/miniphotometerfurchromvihoch839_11-600x600.jpg , https://www.hannathailand.com/wp-content/uploads/2021/07/12-500x500.jpg , https://www.hannathailand.com/wp-content/uploads/2022/06/hi711_lg-600x600.jpg
242 | HI4013-03 ISE 1000 mg/L (ppm) Nitrate Std , 500 ml Bottle | สารละลาย , สินค้าทั้งหมด , เครื่องวัดปริมาณไอออนแบบเฉพาะเจาะจง | https://www.hannathailand.com/product-category/ise-meter/ | https://www.hannathailand.com/product/hi4013-03-ise-1000-mgl-ppm-nitrate-std-500-ml-bottle/ | HI4013-03 | 4,280.00 |  | <div aria-labelledby="tab-title-additional_information" class="woocommerce-Tabs-panel woocommerce-Tabs-panel--additional_information panel entry-content" id="tab-additional_information" role="tabpanel"> </div> | HANNA instruments offers a full range of solutions for ISE electrodes. ISE standards are required for the direct ISE and incremental measuring method. They are available for a variety of ISE with certificate of analysis parameters. | <div aria-labelledby="tab-title-description" class="woocommerce-Tabs-panel woocommerce-Tabs-panel--description panel entry-content active" id="tab-description" role="tabpanel"> <p style="text-align: justify;"><span class="hps">HANNA</span> <span class="hps">instruments offers</span> <span class="hps">a full range of</span> <span class="hps">solutions for</span> <span class="hps">ISE electrodes</span>. <span class="hps">ISE</span> <span class="hps">standards are required</span> <span class="hps">for the direct</span> <span class="hps">ISE</span> <span class="hps">and incremental</span> <span class="hps">measuring method</span>. <span class="hps">They are available</span> <span class="hps">for a variety</span> <span class="hps">of ISE</span> <span class="hps">with certificate of analysis</span> <span class="hps">parameters</span>.</p> </div> | ISE Standard solution 1000 mg/L (ppm) of Nitrate std. (as N), 500 mL bottle | <div class="product-short-description"> <p>ISE Standard solution 1000 mg/L (ppm) of Nitrate std. (as N), 500 mL bottle</p> </div> | https://www.hannathailand.com/wp-content/uploads/2022/06/imghi_401303_lg.jpg | เครื่องวัดปริมาณฟอสฟอรัส ช่วงสูง รุ่น HI706 , เครื่องวัดปริมาณโครเมี่ยม ช่วงสูง รุ่น HI723 , เครื่องวัดปริมาณฟอสเฟต ช่วงต่ำ รุ่น HI713 , ซัลไฟด์สารต้านอนุมูลอิสระบัฟเฟอร์ , เครื่องวัดปริมาณแอมโมเนีย ช่วงสูง รุ่น HI733 , เครื่องวัดปริมาณฟอสเฟต ช่วงสูง รุ่น HI717 , เครื่องวัดคลอรีน , เครื่องวัดปริมาณซิลิกา ช่วงต่ำ ในตัวอย่างน้ำ รุ่น HI705 | <a class="woocommerce-LoopProduct-link woocommerce-loop-product__link" href="https://www.hannathailand.com/product/hi706-checker-hc-phosphorous-hr/">เครื่องวัดปริมาณฟอสฟอรัส ช่วงสูง รุ่น HI706</a> , <a class="woocommerce-LoopProduct-link woocommerce-loop-product__link" href="https://www.hannathailand.com/product/hi723-checker-hc-chromium-vi-hr/">เครื่องวัดปริมาณโครเมี่ยม ช่วงสูง รุ่น HI723</a> , <a class="woocommerce-LoopProduct-link woocommerce-loop-product__link" href="https://www.hannathailand.com/product/hi713-checker-hc-phosphate-lr/">เครื่องวัดปริมาณฟอสเฟต ช่วงต่ำ รุ่น HI713</a> , <a class="woocommerce-LoopProduct-link woocommerce-loop-product__link" href="https://www.hannathailand.com/product/hi4015-00/">ซัลไฟด์สารต้านอนุมูลอิสระบัฟเฟอร์</a> , <a class="woocommerce-LoopProduct-link woocommerce-loop-product__link" href="https://www.hannathailand.com/product/hi733-checker-hc-ammonia-hr/">เครื่องวัดปริมาณแอมโมเนีย ช่วงสูง รุ่น HI733</a> , <a class="woocommerce-LoopProduct-link woocommerce-loop-product__link" href="https://www.hannathailand.com/product/hi717-checker-hc-phosphate-hr/">เครื่องวัดปริมาณฟอสเฟต ช่วงสูง รุ่น HI717</a> , <a class="woocommerce-LoopProduct-link woocommerce-loop-product__link" href="https://www.hannathailand.com/product/free-chlorine/">เครื่องวัดคลอรีน</a> , <a class="woocommerce-LoopProduct-link woocommerce-loop-product__link" href="https://www.hannathailand.com/product/hi705-checker-hc-silica-lr/">เครื่องวัดปริมาณซิลิกา ช่วงต่ำ ในตัวอย่างน้ำ รุ่น HI705</a> | https://www.hannathailand.com/wp-content/uploads/2022/06/hi706_400-600x600.jpg , https://www.hannathailand.com/wp-content/uploads/2022/06/miniphotometerfurchromvihoch839_11-600x600.jpg , https://www.hannathailand.com/wp-content/uploads/2022/06/hi713_lg51caffcdce23e-600x600.jpg , https://www.hannathailand.com/wp-content/uploads/2021/07/7-500x500.jpg , https://www.hannathailand.com/wp-content/uploads/2022/06/miniphotometerfurammoniumhoch2418_11-600x600.jpg , https://www.hannathailand.com/wp-content/uploads/2022/06/miniphotometerfurphosphathoch827_11-600x600.jpg , https://www.hannathailand.com/wp-content/uploads/2021/07/1-500x500.jpg , https://www.hannathailand.com/wp-content/uploads/2022/06/hi705400-600x600.jpg
243 | HI4013-06 Nitrate Interferent Suppressant ISA, 500 ml Bottle | สารละลาย , สินค้าทั้งหมด , เครื่องวัดปริมาณไอออนแบบเฉพาะเจาะจง | https://www.hannathailand.com/product-category/ise-meter/ | https://www.hannathailand.com/product/hi4013-06-nitrate-interferent-suppressant-isa-500-ml-bottle/ | HI4013-06 | 4,280.00 |  | <div aria-labelledby="tab-title-additional_information" class="woocommerce-Tabs-panel woocommerce-Tabs-panel--additional_information panel entry-content" id="tab-additional_information" role="tabpanel"> </div> | HANNA instruments offers a full range of solutions for ISE electrodes. ISE standards are required for the direct ISE and incremental measuring method. They are available for a variety of ISE with certificate of analysis parameters. | <div aria-labelledby="tab-title-description" class="woocommerce-Tabs-panel woocommerce-Tabs-panel--description panel entry-content active" id="tab-description" role="tabpanel"> <p style="text-align: justify;"><span class="hps">HANNA</span> <span class="hps">instruments offers</span> <span class="hps">a full range of</span> <span class="hps">solutions for</span> <span class="hps">ISE electrodes</span>. <span class="hps">ISE</span> <span class="hps">standards are required</span> <span class="hps">for the direct</span> <span class="hps">ISE</span> <span class="hps">and incremental</span> <span class="hps">measuring method</span>. <span class="hps">They are available</span> <span class="hps">for a variety</span> <span class="hps">of ISE</span> <span class="hps">with certificate of analysis</span> <span class="hps">parameters</span>.</p> </div> | Nitrate Interferent Suppressant ISA for Nitrate ISE, 500 mL bottle | <div class="product-short-description"> <p>Nitrate Interferent Suppressant ISA for Nitrate ISE, 500 mL bottle</p> </div> | https://www.hannathailand.com/wp-content/uploads/2022/06/imghi_sample_lg.jpg | เครื่องวัดปริมาณไนไตรท์ ช่วงต่ำ รุ่น HI707 , สารละลายมาตรฐานความขุ่น 20 NTU , น้ำยามาตรฐานสอบเทียบ ค่ามาตรฐานความเค็ม , เครื่องวัดปริมาณซิลิกา ช่วงต่ำ ในตัวอย่างน้ำ รุ่น HI705 , เครื่องวัดปริมาณฟลูออไรด์ ช่วงต่ำ รุ่น HI729 , น้ำยามาตรฐานสอบเทียบ ค่ามาตรฐานความเค็ม , เครื่องวัดปริมาณฟอสฟอรัส ช่วงต่ำมาก รุ่น HI736 , เครื่องวัดค่าเหล็ก รุ่น HI721 | <a class="woocommerce-LoopProduct-link woocommerce-loop-product__link" href="https://www.hannathailand.com/product/hi707-checker-hc-nitrite-lr/">เครื่องวัดปริมาณไนไตรท์ ช่วงต่ำ รุ่น HI707</a> , <a class="woocommerce-LoopProduct-link woocommerce-loop-product__link" href="https://www.hannathailand.com/product/hi93102-20/">สารละลายมาตรฐานความขุ่น 20 NTU</a> , <a class="woocommerce-LoopProduct-link woocommerce-loop-product__link" href="https://www.hannathailand.com/product/hi7080l/">น้ำยามาตรฐานสอบเทียบ ค่ามาตรฐานความเค็ม</a> , <a class="woocommerce-LoopProduct-link woocommerce-loop-product__link" href="https://www.hannathailand.com/product/hi705-checker-hc-silica-lr/">เครื่องวัดปริมาณซิลิกา ช่วงต่ำ ในตัวอย่างน้ำ รุ่น HI705</a> , <a class="woocommerce-LoopProduct-link woocommerce-loop-product__link" href="https://www.hannathailand.com/product/hi729-checker-hc-fluoride-lr/">เครื่องวัดปริมาณฟลูออไรด์ ช่วงต่ำ รุ่น HI729</a> , <a class="woocommerce-LoopProduct-link woocommerce-loop-product__link" href="https://www.hannathailand.com/product/hi7083l/">น้ำยามาตรฐานสอบเทียบ ค่ามาตรฐานความเค็ม</a> , <a class="woocommerce-LoopProduct-link woocommerce-loop-product__link" href="https://www.hannathailand.com/product/phosphorous-marine/">เครื่องวัดปริมาณฟอสฟอรัส ช่วงต่ำมาก รุ่น HI736</a> , <a class="woocommerce-LoopProduct-link woocommerce-loop-product__link" href="https://www.hannathailand.com/product/hi721-checker-hc-iron/">เครื่องวัดค่าเหล็ก รุ่น HI721</a> | https://www.hannathailand.com/wp-content/uploads/2022/06/hi707400-600x600.jpg , https://www.hannathailand.com/wp-content/uploads/2021/07/9-500x500.jpg , https://www.hannathailand.com/wp-content/uploads/2021/07/11-500x500.jpg , https://www.hannathailand.com/wp-content/uploads/2022/06/hi705400-600x600.jpg , https://www.hannathailand.com/wp-content/uploads/2022/06/miniphotometerfurfluoridniedrig844_11-600x600.jpg , https://www.hannathailand.com/wp-content/uploads/2021/07/10-500x500.jpg , https://www.hannathailand.com/wp-content/uploads/2021/12/HI736-600x600.jpg , https://www.hannathailand.com/wp-content/uploads/2022/06/miniphotometerfureisen832_11-600x600.jpg
244 | HI4014-00 ISA for Potassium ISE’s | สารละลาย , สินค้าทั้งหมด , เครื่องวัดปริมาณไอออนแบบเฉพาะเจาะจง | https://www.hannathailand.com/product-category/ise-meter/ | https://www.hannathailand.com/product/hi4014-00-isa-for-potassium-ises/ | HI4014-00 | 5,671.00 |  | <div aria-labelledby="tab-title-additional_information" class="woocommerce-Tabs-panel woocommerce-Tabs-panel--additional_information panel entry-content" id="tab-additional_information" role="tabpanel"> </div> | ISA for Potassium ISE’s Order Information: 500 mL bottle | <div aria-labelledby="tab-title-description" class="woocommerce-Tabs-panel woocommerce-Tabs-panel--description panel entry-content active" id="tab-description" role="tabpanel"> <p>ISA for Potassium ISE’s</p> <p> </p> <p><strong>Order Information:</strong><br/> 500 mL bottle</p> <p style="text-align: justify;"> </p> </div> | ISA for Potassium ISE’s | <div class="product-short-description"> <p>ISA for Potassium ISE’s</p> </div> | https://www.hannathailand.com/wp-content/uploads/2022/06/imghi_sample_lg52f652a0e64d9.jpg | เครื่องวัดปริมาณแอมโมเนีย ช่วงต่ำ รุ่น HI700 , ซัลไฟด์สารต้านอนุมูลอิสระบัฟเฟอร์ , เครื่องวัดปริมาณฟอสเฟต ช่วงต่ำ รุ่น HI713 , เครื่องวัดคลอรีน , เครื่องวัดปริมาณคลอรีนรวม รุ่น HI711 , เครื่องวัดปริมาณแอมโมเนีย ในน้ำ รุ่น HI715 , เครื่องวัดปริมาณไอโอดีน รุ่น HI718 , เครื่องวัดปริมาณโครเมี่ยม ช่วงสูง รุ่น HI723 | <a class="woocommerce-LoopProduct-link woocommerce-loop-product__link" href="https://www.hannathailand.com/product/hi700-checker-hc-ammonia-lr/">เครื่องวัดปริมาณแอมโมเนีย ช่วงต่ำ รุ่น HI700</a> , <a class="woocommerce-LoopProduct-link woocommerce-loop-product__link" href="https://www.hannathailand.com/product/hi4015-00/">ซัลไฟด์สารต้านอนุมูลอิสระบัฟเฟอร์</a> , <a class="woocommerce-LoopProduct-link woocommerce-loop-product__link" href="https://www.hannathailand.com/product/hi713-checker-hc-phosphate-lr/">เครื่องวัดปริมาณฟอสเฟต ช่วงต่ำ รุ่น HI713</a> , <a class="woocommerce-LoopProduct-link woocommerce-loop-product__link" href="https://www.hannathailand.com/product/free-chlorine/">เครื่องวัดคลอรีน</a> , <a class="woocommerce-LoopProduct-link woocommerce-loop-product__link" href="https://www.hannathailand.com/product/hi711-checker-hc-total-chlorine/">เครื่องวัดปริมาณคลอรีนรวม รุ่น HI711</a> , <a class="woocommerce-LoopProduct-link woocommerce-loop-product__link" href="https://www.hannathailand.com/product/hi715-checker-hc-ammonia-mr/">เครื่องวัดปริมาณแอมโมเนีย ในน้ำ รุ่น HI715</a> , <a class="woocommerce-LoopProduct-link woocommerce-loop-product__link" href="https://www.hannathailand.com/product/hi718-checker-hc-iodine/">เครื่องวัดปริมาณไอโอดีน รุ่น HI718</a> , <a class="woocommerce-LoopProduct-link woocommerce-loop-product__link" href="https://www.hannathailand.com/product/hi723-checker-hc-chromium-vi-hr/">เครื่องวัดปริมาณโครเมี่ยม ช่วงสูง รุ่น HI723</a> | https://www.hannathailand.com/wp-content/uploads/2022/06/hi700_400pxl-600x600.jpg , https://www.hannathailand.com/wp-content/uploads/2021/07/7-500x500.jpg , https://www.hannathailand.com/wp-content/uploads/2022/06/hi713_lg51caffcdce23e-600x600.jpg , https://www.hannathailand.com/wp-content/uploads/2021/07/1-500x500.jpg , https://www.hannathailand.com/wp-content/uploads/2022/06/hi711_lg-600x600.jpg , https://www.hannathailand.com/wp-content/uploads/2022/06/miniphotometerfurammoniakmittel2416_11-600x600.jpg , https://www.hannathailand.com/wp-content/uploads/2022/06/miniphotometerfuriod829_11-600x600.jpg , https://www.hannathailand.com/wp-content/uploads/2022/06/miniphotometerfurchromvihoch839_11-600x600.jpg
245 | HI4014-01 0.1 M Potassium Standard | สารละลาย , สินค้าทั้งหมด , เครื่องวัดปริมาณไอออนแบบเฉพาะเจาะจง | https://www.hannathailand.com/product-category/ise-meter/ | https://www.hannathailand.com/product/hi4014-01-0-1-m-potassium-standard/ | HI4014-01 | 5,136.00 |  | <div aria-labelledby="tab-title-additional_information" class="woocommerce-Tabs-panel woocommerce-Tabs-panel--additional_information panel entry-content" id="tab-additional_information" role="tabpanel"> </div> | HANNA instruments offers a full range of solutions for ISE electrodes. ISE standards are required for the direct ISE and incremental measuring method. They are available for a variety of ISE with certificate of analysis parameters. | <div aria-labelledby="tab-title-description" class="woocommerce-Tabs-panel woocommerce-Tabs-panel--description panel entry-content active" id="tab-description" role="tabpanel"> <p style="text-align: justify;"><span class="hps">HANNA</span> <span class="hps">instruments offers</span> <span class="hps">a full range of</span> <span class="hps">solutions for</span> <span class="hps">ISE electrodes</span>. <span class="hps">ISE</span> <span class="hps">standards are required</span> <span class="hps">for the direct</span> <span class="hps">ISE</span> <span class="hps">and incremental</span> <span class="hps">measuring method</span>. <span class="hps">They are available</span> <span class="hps">for a variety</span> <span class="hps">of ISE</span> <span class="hps">with certificate of analysis</span> <span class="hps">parameters</span>.</p> </div> | 0.1 M Potassium Standard, 500 mL bottle | <div class="product-short-description"> <p>0.1 M Potassium Standard, 500 mL bottle</p> </div> | https://www.hannathailand.com/wp-content/uploads/2022/06/imghi_401401_med.jpg | เครื่องวัดปริมาณแอมโมเนีย ช่วงต่ำ รุ่น HI700 , น้ำยามาตรฐานสอบเทียบ ค่ามาตรฐานความเค็ม , เครื่องวัดปริมาณคลอรีนอิสระ รุ่น HI701 , เครื่องวัดปริมาณฟอสเฟต ช่วงสูง รุ่น HI717 , เครื่องวัดปริมาณโบรมีน ในตัวอย่างน้ำ รุ่น HI716 , เครื่องวัดคลอรีน , เครื่องวัดปริมาณฟอสฟอรัส ช่วงต่ำมาก รุ่น HI736 , ซัลไฟด์สารต้านอนุมูลอิสระบัฟเฟอร์ | <a class="woocommerce-LoopProduct-link woocommerce-loop-product__link" href="https://www.hannathailand.com/product/hi700-checker-hc-ammonia-lr/">เครื่องวัดปริมาณแอมโมเนีย ช่วงต่ำ รุ่น HI700</a> , <a class="woocommerce-LoopProduct-link woocommerce-loop-product__link" href="https://www.hannathailand.com/product/hi7080l/">น้ำยามาตรฐานสอบเทียบ ค่ามาตรฐานความเค็ม</a> , <a class="woocommerce-LoopProduct-link woocommerce-loop-product__link" href="https://www.hannathailand.com/product/hi701-checker-hc-free-chlorine/">เครื่องวัดปริมาณคลอรีนอิสระ รุ่น HI701</a> , <a class="woocommerce-LoopProduct-link woocommerce-loop-product__link" href="https://www.hannathailand.com/product/hi717-checker-hc-phosphate-hr/">เครื่องวัดปริมาณฟอสเฟต ช่วงสูง รุ่น HI717</a> , <a class="woocommerce-LoopProduct-link woocommerce-loop-product__link" href="https://www.hannathailand.com/product/hi716-checker-hc-bromine/">เครื่องวัดปริมาณโบรมีน ในตัวอย่างน้ำ รุ่น HI716</a> , <a class="woocommerce-LoopProduct-link woocommerce-loop-product__link" href="https://www.hannathailand.com/product/free-chlorine/">เครื่องวัดคลอรีน</a> , <a class="woocommerce-LoopProduct-link woocommerce-loop-product__link" href="https://www.hannathailand.com/product/phosphorous-marine/">เครื่องวัดปริมาณฟอสฟอรัส ช่วงต่ำมาก รุ่น HI736</a> , <a class="woocommerce-LoopProduct-link woocommerce-loop-product__link" href="https://www.hannathailand.com/product/hi4015-00/">ซัลไฟด์สารต้านอนุมูลอิสระบัฟเฟอร์</a> | https://www.hannathailand.com/wp-content/uploads/2022/06/hi700_400pxl-600x600.jpg , https://www.hannathailand.com/wp-content/uploads/2021/07/11-500x500.jpg , https://www.hannathailand.com/wp-content/uploads/2021/11/hi701-500x500.jpg , https://www.hannathailand.com/wp-content/uploads/2022/06/miniphotometerfurphosphathoch827_11-600x600.jpg , https://www.hannathailand.com/wp-content/uploads/2022/06/miniphotometerfurfreiesgesamtchlor704_11-600x600.jpg , https://www.hannathailand.com/wp-content/uploads/2021/07/1-500x500.jpg , https://www.hannathailand.com/wp-content/uploads/2021/12/HI736-600x600.jpg , https://www.hannathailand.com/wp-content/uploads/2021/07/7-500x500.jpg
246 | HI4015-00 SAOB (sulfide antioxidant buffer), 500 ml Bottle | สารละลาย , สินค้าทั้งหมด , เครื่องวัดปริมาณไอออนแบบเฉพาะเจาะจง | https://www.hannathailand.com/product-category/ise-meter/ | https://www.hannathailand.com/product/hi4015-00-saob-sulfide-antioxidant-buffer-500-ml-bottle/ | HI4015-00 | 3,424.00 | น้ำหนัก 0.000 กก. | <div aria-labelledby="tab-title-additional_information" class="woocommerce-Tabs-panel woocommerce-Tabs-panel--additional_information panel entry-content" id="tab-additional_information" role="tabpanel"> <table class="woocommerce-product-attributes shop_attributes"> <tr class="woocommerce-product-attributes-item woocommerce-product-attributes-item--weight"> <th class="woocommerce-product-attributes-item__label">น้ำหนัก</th> <td class="woocommerce-product-attributes-item__value">0.000 กก.</td> </tr> </table> </div> | HANNA instruments offers a full range of solutions for ISE electrodes. ISE standards are required for the direct ISE and incremental measuring method. They are available for a variety of ISE with certificate of analysis parameters. | <div aria-labelledby="tab-title-description" class="woocommerce-Tabs-panel woocommerce-Tabs-panel--description panel entry-content active" id="tab-description" role="tabpanel"> <p style="text-align: justify;"><span class="hps">HANNA</span> <span class="hps">instruments offers</span> <span class="hps">a full range of</span> <span class="hps">solutions for</span> <span class="hps">ISE electrodes</span>. <span class="hps">ISE</span> <span class="hps">standards are required</span> <span class="hps">for the direct</span> <span class="hps">ISE</span> <span class="hps">and incremental</span> <span class="hps">measuring method</span>. <span class="hps">They are available</span> <span class="hps">for a variety</span> <span class="hps">of ISE</span> <span class="hps">with certificate of analysis</span> <span class="hps">parameters</span>.</p> </div> | SAOB (Sulfide antioxidant buffer), 500 mL bottle | <div class="product-short-description"> <p>SAOB (Sulfide antioxidant buffer), 500 mL bottle</p> </div> | https://www.hannathailand.com/wp-content/uploads/2021/12/imghi_sample_lg.jpg | เครื่องวัดปริมาณโบรมีน ในตัวอย่างน้ำ รุ่น HI716 , เครื่องวัดปริมาณไนไตรท์ ช่วงสูง ในตัวอย่างน้ำ รุ่น HI708 , น้ำยามาตรฐานสำหรับค่าโซเดียม , เครื่องควบคุมค่าความนำไฟฟ้า , เครื่องวัดปริมาณฟลูออไรด์ ช่วงต่ำ รุ่น HI729 , เซ็นเซอร์วัดออกซิเจนในน้ำสำหรับ HI9829 มัลติพารามิเตอร์ , เครื่องวัดปริมาณคลอรีนอิสระ รุ่น HI701 , น้ำยามาตรฐานสอบเทียบ ค่ามาตรฐานความเค็ม | <a class="woocommerce-LoopProduct-link woocommerce-loop-product__link" href="https://www.hannathailand.com/product/hi716-checker-hc-bromine/">เครื่องวัดปริมาณโบรมีน ในตัวอย่างน้ำ รุ่น HI716</a> , <a class="woocommerce-LoopProduct-link woocommerce-loop-product__link" href="https://www.hannathailand.com/product/hi708-checker-hc-nitrite-hr/">เครื่องวัดปริมาณไนไตรท์ ช่วงสูง ในตัวอย่างน้ำ รุ่น HI708</a> , <a class="woocommerce-LoopProduct-link woocommerce-loop-product__link" href="https://www.hannathailand.com/product/hi7090l/">น้ำยามาตรฐานสำหรับค่าโซเดียม</a> , <a class="woocommerce-LoopProduct-link woocommerce-loop-product__link" href="https://www.hannathailand.com/product/hi8931cn/">เครื่องควบคุมค่าความนำไฟฟ้า</a> , <a class="woocommerce-LoopProduct-link woocommerce-loop-product__link" href="https://www.hannathailand.com/product/hi729-checker-hc-fluoride-lr/">เครื่องวัดปริมาณฟลูออไรด์ ช่วงต่ำ รุ่น HI729</a> , <a class="woocommerce-LoopProduct-link woocommerce-loop-product__link" href="https://www.hannathailand.com/product/hi7609829-2/">เซ็นเซอร์วัดออกซิเจนในน้ำสำหรับ HI9829 มัลติพารามิเตอร์</a> , <a class="woocommerce-LoopProduct-link woocommerce-loop-product__link" href="https://www.hannathailand.com/product/hi701-checker-hc-free-chlorine/">เครื่องวัดปริมาณคลอรีนอิสระ รุ่น HI701</a> , <a class="woocommerce-LoopProduct-link woocommerce-loop-product__link" href="https://www.hannathailand.com/product/hi7083l/">น้ำยามาตรฐานสอบเทียบ ค่ามาตรฐานความเค็ม</a> | https://www.hannathailand.com/wp-content/uploads/2022/06/miniphotometerfurfreiesgesamtchlor704_11-600x600.jpg , https://www.hannathailand.com/wp-content/uploads/2022/06/miniphotometerfurnitrithoch2420_11-600x600.jpg , https://www.hannathailand.com/wp-content/uploads/2021/07/12-500x500.jpg , https://www.hannathailand.com/wp-content/uploads/2021/07/2-500x500.jpg , https://www.hannathailand.com/wp-content/uploads/2022/06/miniphotometerfurfluoridniedrig844_11-600x600.jpg , https://www.hannathailand.com/wp-content/uploads/2021/07/5-500x500.jpg , https://www.hannathailand.com/wp-content/uploads/2021/11/hi701-500x500.jpg , https://www.hannathailand.com/wp-content/uploads/2021/07/10-500x500.jpg
247 | HI4015-01 ISE 0.1M Silver Std , 500 ml Bottle | สารละลาย , สินค้าทั้งหมด , เครื่องวัดปริมาณไอออนแบบเฉพาะเจาะจง | https://www.hannathailand.com/product-category/ise-meter/ | https://www.hannathailand.com/product/hi4015-01-ise-0-1m-silver-std-500-ml-bottle/ | HI4015-01 | 5,671.00 |  | <div aria-labelledby="tab-title-additional_information" class="woocommerce-Tabs-panel woocommerce-Tabs-panel--additional_information panel entry-content" id="tab-additional_information" role="tabpanel"> </div> | HANNA instruments offers a full range of solutions for ISE electrodes. ISE standards are required for the direct ISE and incremental measuring method. They are available for a variety of ISE with certificate of analysis parameters. | <div aria-labelledby="tab-title-description" class="woocommerce-Tabs-panel woocommerce-Tabs-panel--description panel entry-content active" id="tab-description" role="tabpanel"> <p style="text-align: justify;"><span class="hps">HANNA</span> <span class="hps">instruments offers</span> <span class="hps">a full range of</span> <span class="hps">solutions for</span> <span class="hps">ISE electrodes</span>. <span class="hps">ISE</span> <span class="hps">standards are required</span> <span class="hps">for the direct</span> <span class="hps">ISE</span> <span class="hps">and incremental</span> <span class="hps">measuring method</span>. <span class="hps">They are available</span> <span class="hps">for a variety</span> <span class="hps">of ISE</span> <span class="hps">with certificate of analysis</span> <span class="hps">parameters</span>.</p> </div> | ISE Standard solution 0,1M of Silver std. (as N), 500 mL bottle | <div class="product-short-description"> <p>ISE Standard solution 0,1M of Silver std. (as N), 500 mL bottle</p> </div> | https://www.hannathailand.com/wp-content/uploads/2022/06/imghi_401501_lg.jpg | เครื่องวัดปริมาณคลอรีนรวม รุ่น HI711 , เครื่องวัดปริมาณฟอสเฟต ช่วงต่ำ รุ่น HI713 , เครื่องวัดปริมาณฟลูออไรด์ ช่วงต่ำ รุ่น HI729 , ซัลไฟด์สารต้านอนุมูลอิสระบัฟเฟอร์ , เครื่องวัดปริมาณโบรมีน ในตัวอย่างน้ำ รุ่น HI716 , เครื่องวัดปริมาณซิลิกา ช่วงต่ำ ในตัวอย่างน้ำ รุ่น HI705 , เครื่องวัดปริมาณฟอสฟอรัส ช่วงต่ำมาก รุ่น HI736 , เครื่องวัดปริมาณโครเมี่ยม ช่วงสูง รุ่น HI723 | <a class="woocommerce-LoopProduct-link woocommerce-loop-product__link" href="https://www.hannathailand.com/product/hi711-checker-hc-total-chlorine/">เครื่องวัดปริมาณคลอรีนรวม รุ่น HI711</a> , <a class="woocommerce-LoopProduct-link woocommerce-loop-product__link" href="https://www.hannathailand.com/product/hi713-checker-hc-phosphate-lr/">เครื่องวัดปริมาณฟอสเฟต ช่วงต่ำ รุ่น HI713</a> , <a class="woocommerce-LoopProduct-link woocommerce-loop-product__link" href="https://www.hannathailand.com/product/hi729-checker-hc-fluoride-lr/">เครื่องวัดปริมาณฟลูออไรด์ ช่วงต่ำ รุ่น HI729</a> , <a class="woocommerce-LoopProduct-link woocommerce-loop-product__link" href="https://www.hannathailand.com/product/hi4015-00/">ซัลไฟด์สารต้านอนุมูลอิสระบัฟเฟอร์</a> , <a class="woocommerce-LoopProduct-link woocommerce-loop-product__link" href="https://www.hannathailand.com/product/hi716-checker-hc-bromine/">เครื่องวัดปริมาณโบรมีน ในตัวอย่างน้ำ รุ่น HI716</a> , <a class="woocommerce-LoopProduct-link woocommerce-loop-product__link" href="https://www.hannathailand.com/product/hi705-checker-hc-silica-lr/">เครื่องวัดปริมาณซิลิกา ช่วงต่ำ ในตัวอย่างน้ำ รุ่น HI705</a> , <a class="woocommerce-LoopProduct-link woocommerce-loop-product__link" href="https://www.hannathailand.com/product/phosphorous-marine/">เครื่องวัดปริมาณฟอสฟอรัส ช่วงต่ำมาก รุ่น HI736</a> , <a class="woocommerce-LoopProduct-link woocommerce-loop-product__link" href="https://www.hannathailand.com/product/hi723-checker-hc-chromium-vi-hr/">เครื่องวัดปริมาณโครเมี่ยม ช่วงสูง รุ่น HI723</a> | https://www.hannathailand.com/wp-content/uploads/2022/06/hi711_lg-600x600.jpg , https://www.hannathailand.com/wp-content/uploads/2022/06/hi713_lg51caffcdce23e-600x600.jpg , https://www.hannathailand.com/wp-content/uploads/2022/06/miniphotometerfurfluoridniedrig844_11-600x600.jpg , https://www.hannathailand.com/wp-content/uploads/2021/07/7-500x500.jpg , https://www.hannathailand.com/wp-content/uploads/2022/06/miniphotometerfurfreiesgesamtchlor704_11-600x600.jpg , https://www.hannathailand.com/wp-content/uploads/2022/06/hi705400-600x600.jpg , https://www.hannathailand.com/wp-content/uploads/2021/12/HI736-600x600.jpg , https://www.hannathailand.com/wp-content/uploads/2022/06/miniphotometerfurchromvihoch839_11-600x600.jpg
248 | HI4016-00 ISA for Sodium ISE, 500 ml Bottle | สารละลาย , สินค้าทั้งหมด , เครื่องวัดปริมาณไอออนแบบเฉพาะเจาะจง | https://www.hannathailand.com/product-category/ise-meter/ | https://www.hannathailand.com/product/hi4016-00-isa-for-sodium-ise-500-ml-bottle/ | HI4016-00 | 3,424.00 |  | <div aria-labelledby="tab-title-additional_information" class="woocommerce-Tabs-panel woocommerce-Tabs-panel--additional_information panel entry-content" id="tab-additional_information" role="tabpanel"> </div> | HANNA instruments offers a full range of solutions for ISE electrodes. ISE standards are required for the direct ISE and incremental measuring method. They are available for a variety of ISE with certificate of analysis parameters. | <div aria-labelledby="tab-title-description" class="woocommerce-Tabs-panel woocommerce-Tabs-panel--description panel entry-content active" id="tab-description" role="tabpanel"> <p style="text-align: justify;"><span class="hps">HANNA</span> <span class="hps">instruments offers</span> <span class="hps">a full range of</span> <span class="hps">solutions for</span> <span class="hps">ISE electrodes</span>. <span class="hps">ISE</span> <span class="hps">standards are required</span> <span class="hps">for the direct</span> <span class="hps">ISE</span> <span class="hps">and incremental</span> <span class="hps">measuring method</span>. <span class="hps">They are available</span> <span class="hps">for a variety</span> <span class="hps">of ISE</span> <span class="hps">with certificate of analysis</span> <span class="hps">parameters</span>.</p> </div> | ISA for sodium ISE, 500 mL bottle | <div class="product-short-description"> <p>ISA for sodium ISE, 500 mL bottle</p> </div> | https://www.hannathailand.com/wp-content/uploads/2022/06/imghi_sample_lg.jpg | สารละลายมาตรฐานความขุ่น 20 NTU , เครื่องวัดปริมาณแอมโมเนีย ช่วงต่ำ รุ่น HI700 , เครื่องวัดปริมาณฟอสเฟต ช่วงสูง รุ่น HI717 , เซ็นเซอร์วัดออกซิเจนในน้ำสำหรับ HI9829 มัลติพารามิเตอร์ , เครื่องวัดปริมาณฟอสฟอรัส ช่วงต่ำมาก รุ่น HI736 , เครื่องวัดปริมาณแอมโมเนีย ในน้ำ รุ่น HI715 , เครื่องวัดปริมาณไอโอดีน รุ่น HI718 , เครื่องควบคุมค่าความนำไฟฟ้า | <a class="woocommerce-LoopProduct-link woocommerce-loop-product__link" href="https://www.hannathailand.com/product/hi93102-20/">สารละลายมาตรฐานความขุ่น 20 NTU</a> , <a class="woocommerce-LoopProduct-link woocommerce-loop-product__link" href="https://www.hannathailand.com/product/hi700-checker-hc-ammonia-lr/">เครื่องวัดปริมาณแอมโมเนีย ช่วงต่ำ รุ่น HI700</a> , <a class="woocommerce-LoopProduct-link woocommerce-loop-product__link" href="https://www.hannathailand.com/product/hi717-checker-hc-phosphate-hr/">เครื่องวัดปริมาณฟอสเฟต ช่วงสูง รุ่น HI717</a> , <a class="woocommerce-LoopProduct-link woocommerce-loop-product__link" href="https://www.hannathailand.com/product/hi7609829-2/">เซ็นเซอร์วัดออกซิเจนในน้ำสำหรับ HI9829 มัลติพารามิเตอร์</a> , <a class="woocommerce-LoopProduct-link woocommerce-loop-product__link" href="https://www.hannathailand.com/product/phosphorous-marine/">เครื่องวัดปริมาณฟอสฟอรัส ช่วงต่ำมาก รุ่น HI736</a> , <a class="woocommerce-LoopProduct-link woocommerce-loop-product__link" href="https://www.hannathailand.com/product/hi715-checker-hc-ammonia-mr/">เครื่องวัดปริมาณแอมโมเนีย ในน้ำ รุ่น HI715</a> , <a class="woocommerce-LoopProduct-link woocommerce-loop-product__link" href="https://www.hannathailand.com/product/hi718-checker-hc-iodine/">เครื่องวัดปริมาณไอโอดีน รุ่น HI718</a> , <a class="woocommerce-LoopProduct-link woocommerce-loop-product__link" href="https://www.hannathailand.com/product/hi8931cn/">เครื่องควบคุมค่าความนำไฟฟ้า</a> | https://www.hannathailand.com/wp-content/uploads/2021/07/9-500x500.jpg , https://www.hannathailand.com/wp-content/uploads/2022/06/hi700_400pxl-600x600.jpg , https://www.hannathailand.com/wp-content/uploads/2022/06/miniphotometerfurphosphathoch827_11-600x600.jpg , https://www.hannathailand.com/wp-content/uploads/2021/07/5-500x500.jpg , https://www.hannathailand.com/wp-content/uploads/2021/12/HI736-600x600.jpg , https://www.hannathailand.com/wp-content/uploads/2022/06/miniphotometerfurammoniakmittel2416_11-600x600.jpg , https://www.hannathailand.com/wp-content/uploads/2022/06/miniphotometerfuriod829_11-600x600.jpg , https://www.hannathailand.com/wp-content/uploads/2021/07/2-500x500.jpg
249 | HI4016-01 ISE 0.1M Sodium Std , 500 ml Bottle | สารละลาย , สินค้าทั้งหมด , เครื่องวัดปริมาณไอออนแบบเฉพาะเจาะจง | https://www.hannathailand.com/product-category/ise-meter/ | https://www.hannathailand.com/product/hi4016-01-ise-0-1m-sodium-std-500-ml-bottle/ | HI4016-01 | 4,280.00 |  | <div aria-labelledby="tab-title-additional_information" class="woocommerce-Tabs-panel woocommerce-Tabs-panel--additional_information panel entry-content" id="tab-additional_information" role="tabpanel"> </div> | HANNA instruments offers a full range of solutions for ISE electrodes. ISE standards are required for the direct ISE and incremental measuring method. They are available for a variety of ISE with certificate of analysis parameters. | <div aria-labelledby="tab-title-description" class="woocommerce-Tabs-panel woocommerce-Tabs-panel--description panel entry-content active" id="tab-description" role="tabpanel"> <p style="text-align: justify;"><span class="hps">HANNA</span> <span class="hps">instruments offers</span> <span class="hps">a full range of</span> <span class="hps">solutions for</span> <span class="hps">ISE electrodes</span>. <span class="hps">ISE</span> <span class="hps">standards are required</span> <span class="hps">for the direct</span> <span class="hps">ISE</span> <span class="hps">and incremental</span> <span class="hps">measuring method</span>. <span class="hps">They are available</span> <span class="hps">for a variety</span> <span class="hps">of ISE</span> <span class="hps">with certificate of analysis</span> <span class="hps">parameters</span>.</p> </div> | ISE Standard solution 0,1M of Sodium std. (as N), 500 mL bottle | <div class="product-short-description"> <p>ISE Standard solution 0,1M of Sodium std. (as N), 500 mL bottle</p> </div> | https://www.hannathailand.com/wp-content/uploads/2022/06/imghi_sample_lg.jpg | เครื่องวัดปริมาณฟลูออไรด์ ช่วงต่ำ รุ่น HI729 , เครื่องวัดปริมาณฟอสเฟต ช่วงต่ำ รุ่น HI713 , น้ำยามาตรฐานสำหรับค่าโซเดียม , เครื่องวัดปริมาณคลอรีนอิสระ รุ่น HI701 , เครื่องวัดปริมาณโบรมีน ในตัวอย่างน้ำ รุ่น HI716 , เครื่องวัดปริมาณฟอสเฟต ช่วงสูง รุ่น HI717 , เครื่องวัดปริมาณไอโอดีน รุ่น HI718 , เซ็นเซอร์วัดออกซิเจนในน้ำสำหรับ HI9829 มัลติพารามิเตอร์ | <a class="woocommerce-LoopProduct-link woocommerce-loop-product__link" href="https://www.hannathailand.com/product/hi729-checker-hc-fluoride-lr/">เครื่องวัดปริมาณฟลูออไรด์ ช่วงต่ำ รุ่น HI729</a> , <a class="woocommerce-LoopProduct-link woocommerce-loop-product__link" href="https://www.hannathailand.com/product/hi713-checker-hc-phosphate-lr/">เครื่องวัดปริมาณฟอสเฟต ช่วงต่ำ รุ่น HI713</a> , <a class="woocommerce-LoopProduct-link woocommerce-loop-product__link" href="https://www.hannathailand.com/product/hi7090l/">น้ำยามาตรฐานสำหรับค่าโซเดียม</a> , <a class="woocommerce-LoopProduct-link woocommerce-loop-product__link" href="https://www.hannathailand.com/product/hi701-checker-hc-free-chlorine/">เครื่องวัดปริมาณคลอรีนอิสระ รุ่น HI701</a> , <a class="woocommerce-LoopProduct-link woocommerce-loop-product__link" href="https://www.hannathailand.com/product/hi716-checker-hc-bromine/">เครื่องวัดปริมาณโบรมีน ในตัวอย่างน้ำ รุ่น HI716</a> , <a class="woocommerce-LoopProduct-link woocommerce-loop-product__link" href="https://www.hannathailand.com/product/hi717-checker-hc-phosphate-hr/">เครื่องวัดปริมาณฟอสเฟต ช่วงสูง รุ่น HI717</a> , <a class="woocommerce-LoopProduct-link woocommerce-loop-product__link" href="https://www.hannathailand.com/product/hi718-checker-hc-iodine/">เครื่องวัดปริมาณไอโอดีน รุ่น HI718</a> , <a class="woocommerce-LoopProduct-link woocommerce-loop-product__link" href="https://www.hannathailand.com/product/hi7609829-2/">เซ็นเซอร์วัดออกซิเจนในน้ำสำหรับ HI9829 มัลติพารามิเตอร์</a> | https://www.hannathailand.com/wp-content/uploads/2022/06/miniphotometerfurfluoridniedrig844_11-600x600.jpg , https://www.hannathailand.com/wp-content/uploads/2022/06/hi713_lg51caffcdce23e-600x600.jpg , https://www.hannathailand.com/wp-content/uploads/2021/07/12-500x500.jpg , https://www.hannathailand.com/wp-content/uploads/2021/11/hi701-500x500.jpg , https://www.hannathailand.com/wp-content/uploads/2022/06/miniphotometerfurfreiesgesamtchlor704_11-600x600.jpg , https://www.hannathailand.com/wp-content/uploads/2022/06/miniphotometerfurphosphathoch827_11-600x600.jpg , https://www.hannathailand.com/wp-content/uploads/2022/06/miniphotometerfuriod829_11-600x600.jpg , https://www.hannathailand.com/wp-content/uploads/2021/07/5-500x500.jpg
250 | HI4016-02 ISE 100 mg/L (ppm) Sodium Std , 500 ml Bottle | สารละลาย , สินค้าทั้งหมด , เครื่องวัดปริมาณไอออนแบบเฉพาะเจาะจง | https://www.hannathailand.com/product-category/ise-meter/ | https://www.hannathailand.com/product/hi4016-02-ise-100-mgl-ppm-sodium-std-500-ml-bottle/ | HI4016-02 | 4,280.00 |  | <div aria-labelledby="tab-title-additional_information" class="woocommerce-Tabs-panel woocommerce-Tabs-panel--additional_information panel entry-content" id="tab-additional_information" role="tabpanel"> </div> | HANNA instruments offers a full range of solutions for ISE electrodes. ISE standards are required for the direct ISE and incremental measuring method. They are available for a variety of ISE with certificate of analysis parameters. | <div aria-labelledby="tab-title-description" class="woocommerce-Tabs-panel woocommerce-Tabs-panel--description panel entry-content active" id="tab-description" role="tabpanel"> <p style="text-align: justify;"><span class="hps">HANNA</span> <span class="hps">instruments offers</span> <span class="hps">a full range of</span> <span class="hps">solutions for</span> <span class="hps">ISE electrodes</span>. <span class="hps">ISE</span> <span class="hps">standards are required</span> <span class="hps">for the direct</span> <span class="hps">ISE</span> <span class="hps">and incremental</span> <span class="hps">measuring method</span>. <span class="hps">They are available</span> <span class="hps">for a variety</span> <span class="hps">of ISE</span> <span class="hps">with certificate of analysis</span> <span class="hps">parameters</span>.</p> </div> | ISE Standard solution 100 mg/L (ppm) of Sodium std. (as N), 500 mL bottle | <div class="product-short-description"> <p>ISE Standard solution 100 mg/L (ppm) of Sodium std. (as N), 500 mL bottle</p> </div> | https://www.hannathailand.com/wp-content/uploads/2022/06/imghi_sample_lg.jpg | สารละลายมาตรฐานความขุ่น 20 NTU , น้ำยามาตรฐานสอบเทียบ ค่ามาตรฐานความเค็ม , เครื่องวัดปริมาณโครเมี่ยม ช่วงสูง รุ่น HI723 , เครื่องวัดปริมาณฟอสฟอรัส ช่วงต่ำมาก รุ่น HI736 , เครื่องวัดปริมาณนิกเกิล ช่วงสูง รุ่น HI726 , เครื่องวัดปริมาณฟอสเฟต ช่วงสูง รุ่น HI717 , เครื่องวัดคลอรีน , เครื่องวัดปริมาณไอโอดีน รุ่น HI718 | <a class="woocommerce-LoopProduct-link woocommerce-loop-product__link" href="https://www.hannathailand.com/product/hi93102-20/">สารละลายมาตรฐานความขุ่น 20 NTU</a> , <a class="woocommerce-LoopProduct-link woocommerce-loop-product__link" href="https://www.hannathailand.com/product/hi7083l/">น้ำยามาตรฐานสอบเทียบ ค่ามาตรฐานความเค็ม</a> , <a class="woocommerce-LoopProduct-link woocommerce-loop-product__link" href="https://www.hannathailand.com/product/hi723-checker-hc-chromium-vi-hr/">เครื่องวัดปริมาณโครเมี่ยม ช่วงสูง รุ่น HI723</a> , <a class="woocommerce-LoopProduct-link woocommerce-loop-product__link" href="https://www.hannathailand.com/product/phosphorous-marine/">เครื่องวัดปริมาณฟอสฟอรัส ช่วงต่ำมาก รุ่น HI736</a> , <a class="woocommerce-LoopProduct-link woocommerce-loop-product__link" href="https://www.hannathailand.com/product/hi726-checker-hc-nickel-hr/">เครื่องวัดปริมาณนิกเกิล ช่วงสูง รุ่น HI726</a> , <a class="woocommerce-LoopProduct-link woocommerce-loop-product__link" href="https://www.hannathailand.com/product/hi717-checker-hc-phosphate-hr/">เครื่องวัดปริมาณฟอสเฟต ช่วงสูง รุ่น HI717</a> , <a class="woocommerce-LoopProduct-link woocommerce-loop-product__link" href="https://www.hannathailand.com/product/free-chlorine/">เครื่องวัดคลอรีน</a> , <a class="woocommerce-LoopProduct-link woocommerce-loop-product__link" href="https://www.hannathailand.com/product/hi718-checker-hc-iodine/">เครื่องวัดปริมาณไอโอดีน รุ่น HI718</a> | https://www.hannathailand.com/wp-content/uploads/2021/07/9-500x500.jpg , https://www.hannathailand.com/wp-content/uploads/2021/07/10-500x500.jpg , https://www.hannathailand.com/wp-content/uploads/2022/06/miniphotometerfurchromvihoch839_11-600x600.jpg , https://www.hannathailand.com/wp-content/uploads/2021/12/HI736-600x600.jpg , https://www.hannathailand.com/wp-content/uploads/2022/06/miniphotometerfurnickelhoch841_11-600x600.jpg , https://www.hannathailand.com/wp-content/uploads/2022/06/miniphotometerfurphosphathoch827_11-600x600.jpg , https://www.hannathailand.com/wp-content/uploads/2021/07/1-500x500.jpg , https://www.hannathailand.com/wp-content/uploads/2022/06/miniphotometerfuriod829_11-600x600.jpg
251 | HI4016-03 ISE 1000 mg/L (ppm) Sodium Std , 500 ml Bottle | สารละลาย , สินค้าทั้งหมด , เครื่องวัดปริมาณไอออนแบบเฉพาะเจาะจง | https://www.hannathailand.com/product-category/ise-meter/ | https://www.hannathailand.com/product/hi4016-03-ise-1000-mgl-ppm-sodium-std-500-ml-bottle/ | HI4016-03 | 4,280.00 |  | <div aria-labelledby="tab-title-additional_information" class="woocommerce-Tabs-panel woocommerce-Tabs-panel--additional_information panel entry-content" id="tab-additional_information" role="tabpanel"> </div> | HANNA instruments offers a full range of solutions for ISE electrodes. ISE standards are required for the direct ISE and incremental measuring method. They are available for a variety of ISE with certificate of analysis parameters. | <div aria-labelledby="tab-title-description" class="woocommerce-Tabs-panel woocommerce-Tabs-panel--description panel entry-content active" id="tab-description" role="tabpanel"> <p style="text-align: justify;"><span class="hps">HANNA</span> <span class="hps">instruments offers</span> <span class="hps">a full range of</span> <span class="hps">solutions for</span> <span class="hps">ISE electrodes</span>. <span class="hps">ISE</span> <span class="hps">standards are required</span> <span class="hps">for the direct</span> <span class="hps">ISE</span> <span class="hps">and incremental</span> <span class="hps">measuring method</span>. <span class="hps">They are available</span> <span class="hps">for a variety</span> <span class="hps">of ISE</span> <span class="hps">with certificate of analysis</span> <span class="hps">parameters</span>.</p> </div> | ISE Standard solution 1000 mg/L (ppm) of Sodium std. (as N), 500 mL bottle | <div class="product-short-description"> <p>ISE Standard solution 1000 mg/L (ppm) of Sodium std. (as N), 500 mL bottle</p> </div> | https://www.hannathailand.com/wp-content/uploads/2022/06/imghi_sample_lg.jpg | เครื่องวัดปริมาณคลอรีนรวม รุ่น HI711 , เครื่องวัดปริมาณฟอสเฟต ช่วงสูง รุ่น HI717 , เครื่องวัดปริมาณไอโอดีน รุ่น HI718 , เครื่องวัดปริมาณฟอสเฟต ช่วงต่ำ รุ่น HI713 , เครื่องวัดปริมาณฟลูออไรด์ ช่วงต่ำ รุ่น HI729 , เครื่องวัดค่าเหล็ก รุ่น HI721 , น้ำยามาตรฐานสำหรับค่าโซเดียม , เซ็นเซอร์วัดออกซิเจนในน้ำสำหรับ HI9829 มัลติพารามิเตอร์ | <a class="woocommerce-LoopProduct-link woocommerce-loop-product__link" href="https://www.hannathailand.com/product/hi711-checker-hc-total-chlorine/">เครื่องวัดปริมาณคลอรีนรวม รุ่น HI711</a> , <a class="woocommerce-LoopProduct-link woocommerce-loop-product__link" href="https://www.hannathailand.com/product/hi717-checker-hc-phosphate-hr/">เครื่องวัดปริมาณฟอสเฟต ช่วงสูง รุ่น HI717</a> , <a class="woocommerce-LoopProduct-link woocommerce-loop-product__link" href="https://www.hannathailand.com/product/hi718-checker-hc-iodine/">เครื่องวัดปริมาณไอโอดีน รุ่น HI718</a> , <a class="woocommerce-LoopProduct-link woocommerce-loop-product__link" href="https://www.hannathailand.com/product/hi713-checker-hc-phosphate-lr/">เครื่องวัดปริมาณฟอสเฟต ช่วงต่ำ รุ่น HI713</a> , <a class="woocommerce-LoopProduct-link woocommerce-loop-product__link" href="https://www.hannathailand.com/product/hi729-checker-hc-fluoride-lr/">เครื่องวัดปริมาณฟลูออไรด์ ช่วงต่ำ รุ่น HI729</a> , <a class="woocommerce-LoopProduct-link woocommerce-loop-product__link" href="https://www.hannathailand.com/product/hi721-checker-hc-iron/">เครื่องวัดค่าเหล็ก รุ่น HI721</a> , <a class="woocommerce-LoopProduct-link woocommerce-loop-product__link" href="https://www.hannathailand.com/product/hi7090l/">น้ำยามาตรฐานสำหรับค่าโซเดียม</a> , <a class="woocommerce-LoopProduct-link woocommerce-loop-product__link" href="https://www.hannathailand.com/product/hi7609829-2/">เซ็นเซอร์วัดออกซิเจนในน้ำสำหรับ HI9829 มัลติพารามิเตอร์</a> | https://www.hannathailand.com/wp-content/uploads/2022/06/hi711_lg-600x600.jpg , https://www.hannathailand.com/wp-content/uploads/2022/06/miniphotometerfurphosphathoch827_11-600x600.jpg , https://www.hannathailand.com/wp-content/uploads/2022/06/miniphotometerfuriod829_11-600x600.jpg , https://www.hannathailand.com/wp-content/uploads/2022/06/hi713_lg51caffcdce23e-600x600.jpg , https://www.hannathailand.com/wp-content/uploads/2022/06/miniphotometerfurfluoridniedrig844_11-600x600.jpg , https://www.hannathailand.com/wp-content/uploads/2022/06/miniphotometerfureisen832_11-600x600.jpg , https://www.hannathailand.com/wp-content/uploads/2021/07/12-500x500.jpg , https://www.hannathailand.com/wp-content/uploads/2021/07/5-500x500.jpg
252 | HI4016-10 ISE 10 mg/L (ppm) Sodium Std , 500 ml Bottle-Copy | สารละลาย , สินค้าทั้งหมด , เครื่องวัดปริมาณไอออนแบบเฉพาะเจาะจง | https://www.hannathailand.com/product-category/ise-meter/ | https://www.hannathailand.com/product/hi4016-10-ise-10-mgl-ppm-sodium-std-500-ml-bottle-copy/ | HI4016-10 | 4,280.00 |  | <div aria-labelledby="tab-title-additional_information" class="woocommerce-Tabs-panel woocommerce-Tabs-panel--additional_information panel entry-content" id="tab-additional_information" role="tabpanel"> </div> | HANNA instruments offers a full range of solutions for ISE electrodes. ISE standards are required for the direct ISE and incremental measuring method. They are available for a variety of ISE with certificate of analysis parameters. | <div aria-labelledby="tab-title-description" class="woocommerce-Tabs-panel woocommerce-Tabs-panel--description panel entry-content active" id="tab-description" role="tabpanel"> <p style="text-align: justify;"><span class="hps">HANNA</span> <span class="hps">instruments offers</span> <span class="hps">a full range of</span> <span class="hps">solutions for</span> <span class="hps">ISE electrodes</span>. <span class="hps">ISE</span> <span class="hps">standards are required</span> <span class="hps">for the direct</span> <span class="hps">ISE</span> <span class="hps">and incremental</span> <span class="hps">measuring method</span>. <span class="hps">They are available</span> <span class="hps">for a variety</span> <span class="hps">of ISE</span> <span class="hps">with certificate of analysis</span> <span class="hps">parameters</span>.</p> </div> | ISE Standard solution 10 mg/L (ppm) of Sodium std. (as N), 500 mL bottle | <div class="product-short-description"> <p>ISE Standard solution 10 mg/L (ppm) of Sodium std. (as N), 500 mL bottle</p> </div> | https://www.hannathailand.com/wp-content/uploads/2022/06/imghi_sample_lg.jpg | เครื่องวัดสีในน้ำตัวอย่าง HI727 , เครื่องวัดปริมาณฟลูออไรด์ ช่วงต่ำ รุ่น HI729 , เครื่องวัดปริมาณแอมโมเนีย ช่วงต่ำ รุ่น HI700 , เครื่องวัดปริมาณนิกเกิล ช่วงสูง รุ่น HI726 , เครื่องวัดปริมาณโบรมีน ในตัวอย่างน้ำ รุ่น HI716 , เครื่องวัดปริมาณฟอสเฟต ช่วงต่ำ รุ่น HI713 , เครื่องควบคุมค่าความนำไฟฟ้า , ซัลไฟด์สารต้านอนุมูลอิสระบัฟเฟอร์ | <a class="woocommerce-LoopProduct-link woocommerce-loop-product__link" href="https://www.hannathailand.com/product/hi727-checker-hc-color-of-water/">เครื่องวัดสีในน้ำตัวอย่าง HI727</a> , <a class="woocommerce-LoopProduct-link woocommerce-loop-product__link" href="https://www.hannathailand.com/product/hi729-checker-hc-fluoride-lr/">เครื่องวัดปริมาณฟลูออไรด์ ช่วงต่ำ รุ่น HI729</a> , <a class="woocommerce-LoopProduct-link woocommerce-loop-product__link" href="https://www.hannathailand.com/product/hi700-checker-hc-ammonia-lr/">เครื่องวัดปริมาณแอมโมเนีย ช่วงต่ำ รุ่น HI700</a> , <a class="woocommerce-LoopProduct-link woocommerce-loop-product__link" href="https://www.hannathailand.com/product/hi726-checker-hc-nickel-hr/">เครื่องวัดปริมาณนิกเกิล ช่วงสูง รุ่น HI726</a> , <a class="woocommerce-LoopProduct-link woocommerce-loop-product__link" href="https://www.hannathailand.com/product/hi716-checker-hc-bromine/">เครื่องวัดปริมาณโบรมีน ในตัวอย่างน้ำ รุ่น HI716</a> , <a class="woocommerce-LoopProduct-link woocommerce-loop-product__link" href="https://www.hannathailand.com/product/hi713-checker-hc-phosphate-lr/">เครื่องวัดปริมาณฟอสเฟต ช่วงต่ำ รุ่น HI713</a> , <a class="woocommerce-LoopProduct-link woocommerce-loop-product__link" href="https://www.hannathailand.com/product/hi8931cn/">เครื่องควบคุมค่าความนำไฟฟ้า</a> , <a class="woocommerce-LoopProduct-link woocommerce-loop-product__link" href="https://www.hannathailand.com/product/hi4015-00/">ซัลไฟด์สารต้านอนุมูลอิสระบัฟเฟอร์</a> | https://www.hannathailand.com/wp-content/uploads/2022/06/miniphotometerfurfarbe843_11-600x600.jpg , https://www.hannathailand.com/wp-content/uploads/2022/06/miniphotometerfurfluoridniedrig844_11-600x600.jpg , https://www.hannathailand.com/wp-content/uploads/2022/06/hi700_400pxl-600x600.jpg , https://www.hannathailand.com/wp-content/uploads/2022/06/miniphotometerfurnickelhoch841_11-600x600.jpg , https://www.hannathailand.com/wp-content/uploads/2022/06/miniphotometerfurfreiesgesamtchlor704_11-600x600.jpg , https://www.hannathailand.com/wp-content/uploads/2022/06/hi713_lg51caffcdce23e-600x600.jpg , https://www.hannathailand.com/wp-content/uploads/2021/07/2-500x500.jpg , https://www.hannathailand.com/wp-content/uploads/2021/07/7-500x500.jpg
253 | HI4104 – Calcium ISE, Polymer membrane combination | สินค้าทั้งหมด , หัววัด , เครื่องวัดปริมาณไอออนแบบเฉพาะเจาะจง | https://www.hannathailand.com/product-category/ise-meter/ | https://www.hannathailand.com/product/hi4104-calcium-ise-polymer-membrane-combination/ | HI4104 | 51,360.00 |  | <div aria-labelledby="tab-title-additional_information" class="woocommerce-Tabs-panel woocommerce-Tabs-panel--additional_information panel entry-content" id="tab-additional_information" role="tabpanel"> </div> | Liquid membrane electrode combined from PEI / PVC, adapted for the determination of free calcium in beverages, water and sea water. Product Manuals Manual: Download Parameter Calcium Type Polymer Membrane; Combination Measurement Range 1M to 3X 10-6M 40080 to 0.12 ppm Optimum pH Range 4 to 10 Temperature Range 0 to 40°C Approximate Slope +28 Body O.D. 12 mm Insertion Length 120 mm Body Material PEI/PVC Cable 1m coaxial Connector BNC Possible Applications determination of free calcium in beverages, water, and seawater | <div aria-labelledby="tab-title-description" class="woocommerce-Tabs-panel woocommerce-Tabs-panel--description panel entry-content active" id="tab-description" role="tabpanel"> <p><span class="hps">Liquid membrane</span> <span class="hps">electrode</span> <span class="hps">combined from</span> <span class="hps">PEI</span> <span class="hps">/ PVC,</span> <span class="hps">adapted</span> <span class="hps">for</span> <span class="hps">the determination of free</span> <span class="hps">calcium</span> <span class="hps">in</span> <span class="hps">beverages, water</span> <span class="hps">and sea water.</span></p> <div><strong>Product Manuals</strong></div> <p><span class="hps"><img align="absmiddle" alt="" border="0" decoding="async" height="22" loading="lazy" src="http://www.hannainst.com/usa/images/icon-pdf.gif" width="20"/> Manual: <a href="http://www.hannainst.com/manuals/manHI_4104.pdf" target="_blank" title="Download Product Manual">Download</a><br/></span></p> <table class="spec_table"> <tbody> <tr> <td><strong>Parameter</strong></td> <td> </td> <td><small>Calcium</small></td> </tr> <tr> <td><strong>Type</strong></td> <td> </td> <td><small>Polymer Membrane; Combination</small></td> </tr> <tr> <td><strong>Measurement Range</strong></td> <td> </td> <td><small>1M to 3X 10<sup>-6</sup>M 40080 to 0.12 ppm</small></td> </tr> <tr> <td><strong>Optimum pH Range</strong></td> <td> </td> <td><small>4 to 10</small></td> </tr> <tr> <td><strong>Temperature Range</strong></td> <td> </td> <td><small>0 to 40°C</small></td> </tr> <tr> <td><strong>Approximate Slope</strong></td> <td> </td> <td><small>+28</small></td> </tr> <tr> <td><strong>Body O.D.</strong></td> <td> </td> <td><small>12 mm</small></td> </tr> <tr> <td><strong>Insertion Length</strong></td> <td> </td> <td><small>120 mm</small></td> </tr> <tr> <td><strong>Body Material</strong></td> <td> </td> <td><small>PEI/PVC</small></td> </tr> <tr> <td><strong>Cable</strong></td> <td> </td> <td><small>1m coaxial</small></td> </tr> <tr> <td><strong>Connector</strong></td> <td> </td> <td><small>BNC</small></td> </tr> <tr> <td><strong>Possible Applications</strong></td> <td> </td> <td><small>determination of free calcium in beverages, water, and seawater</small></td> </tr> </tbody> </table> <p> </p> </div> | Liquid membrane electrode combined from PEI / PVC, adapted for the determination of free calcium in beverages, water and sea water. | <div class="product-short-description"> <p>Liquid membrane electrode combined from PEI / PVC, adapted for the determination of free calcium in beverages, water and sea water.</p> </div> | https://www.hannathailand.com/wp-content/uploads/2022/06/31gluhj8kul__sl500_aa300_51e259e9779a2.jpg | น้ำยามาตรฐานสอบเทียบ , น้ำยามาตรฐานสำหรับค่าโซเดียม , เครื่องวัดคลอรีน , เครื่องวัดปริมาณฟอสเฟต ช่วงสูง รุ่น HI717 , เครื่องวัดปริมาณนิกเกิล ช่วงสูง รุ่น HI726 , เซ็นเซอร์วัดออกซิเจนในน้ำสำหรับ HI9829 มัลติพารามิเตอร์ , เครื่องวัดปริมาณฟอสเฟต ช่วงต่ำ รุ่น HI713 , เครื่องวัดค่าเหล็ก รุ่น HI721 | <a class="woocommerce-LoopProduct-link woocommerce-loop-product__link" href="https://www.hannathailand.com/product/hi9828-25/">น้ำยามาตรฐานสอบเทียบ</a> , <a class="woocommerce-LoopProduct-link woocommerce-loop-product__link" href="https://www.hannathailand.com/product/hi7090l/">น้ำยามาตรฐานสำหรับค่าโซเดียม</a> , <a class="woocommerce-LoopProduct-link woocommerce-loop-product__link" href="https://www.hannathailand.com/product/free-chlorine/">เครื่องวัดคลอรีน</a> , <a class="woocommerce-LoopProduct-link woocommerce-loop-product__link" href="https://www.hannathailand.com/product/hi717-checker-hc-phosphate-hr/">เครื่องวัดปริมาณฟอสเฟต ช่วงสูง รุ่น HI717</a> , <a class="woocommerce-LoopProduct-link woocommerce-loop-product__link" href="https://www.hannathailand.com/product/hi726-checker-hc-nickel-hr/">เครื่องวัดปริมาณนิกเกิล ช่วงสูง รุ่น HI726</a> , <a class="woocommerce-LoopProduct-link woocommerce-loop-product__link" href="https://www.hannathailand.com/product/hi7609829-2/">เซ็นเซอร์วัดออกซิเจนในน้ำสำหรับ HI9829 มัลติพารามิเตอร์</a> , <a class="woocommerce-LoopProduct-link woocommerce-loop-product__link" href="https://www.hannathailand.com/product/hi713-checker-hc-phosphate-lr/">เครื่องวัดปริมาณฟอสเฟต ช่วงต่ำ รุ่น HI713</a> , <a class="woocommerce-LoopProduct-link woocommerce-loop-product__link" href="https://www.hannathailand.com/product/hi721-checker-hc-iron/">เครื่องวัดค่าเหล็ก รุ่น HI721</a> | https://www.hannathailand.com/wp-content/uploads/2021/07/8-500x500.jpg , https://www.hannathailand.com/wp-content/uploads/2021/07/12-500x500.jpg , https://www.hannathailand.com/wp-content/uploads/2021/07/1-500x500.jpg , https://www.hannathailand.com/wp-content/uploads/2022/06/miniphotometerfurphosphathoch827_11-600x600.jpg , https://www.hannathailand.com/wp-content/uploads/2022/06/miniphotometerfurnickelhoch841_11-600x600.jpg , https://www.hannathailand.com/wp-content/uploads/2021/07/5-500x500.jpg , https://www.hannathailand.com/wp-content/uploads/2022/06/hi713_lg51caffcdce23e-600x600.jpg , https://www.hannathailand.com/wp-content/uploads/2022/06/miniphotometerfureisen832_11-600x600.jpg
254 | HI4107 – Chloride ISE, Solid-state Combination | สินค้าทั้งหมด , หัววัด , เครื่องวัดปริมาณไอออนแบบเฉพาะเจาะจง | https://www.hannathailand.com/product-category/ise-meter/ | https://www.hannathailand.com/product/hi4107-chloride-ise-solid-state-combination/ | HI4107 | 47,080.00 |  | <div aria-labelledby="tab-title-additional_information" class="woocommerce-Tabs-panel woocommerce-Tabs-panel--additional_information panel entry-content" id="tab-additional_information" role="tabpanel"> </div> | Solid-state electrode, combination electrode, designed for the determination of free chloride in emulsions, beverages, plants, soil, and as an indicator for titrations. Product Manuals Manual: Download Parameter Chloride Type Solid-state; Combination Measurement Range 1M to 5X 10-5M 35000 to 1.8 ppm Optimum pH Range 2 to 11 Temperature Range 0 to 80°C Approximate Slope -57 Body O.D. 12 mm Insertion Length 120 mm Body Material PEI Cable 1m coaxial Connector BNC Possible Applications Determination of free chloride ions in emulsified food products, beverages, plants, soils and as an indicator fortitration | <div aria-labelledby="tab-title-description" class="woocommerce-Tabs-panel woocommerce-Tabs-panel--description panel entry-content active" id="tab-description" role="tabpanel"> <p><span class="hps">Solid-state</span> <span class="hps">electrode</span><span>,</span> <span class="hps">combination electrode</span><span>,</span> <span class="hps">designed for</span> <span class="hps">the determination of free</span> <span class="hps">chloride</span> <span class="hps">in emulsions</span><span>, beverages</span><span>, plants, soil</span><span>, and</span> <span class="hps">as an indicator</span> <span class="hps">for titrations</span><span>.</span></p> <div><strong>Product Manuals</strong></div> <p><span><img align="absmiddle" alt="" border="0" decoding="async" height="22" loading="lazy" src="http://www.hannainst.com/usa/images/icon-pdf.gif" width="20"/> Manual: <a href="http://www.hannainst.com/manuals/manHI_4107.pdf" rel="noopener" target="_blank" title="Download Product Manual">Download</a><br/></span></p> <table class="spec_table"> <tbody> <tr> <td><strong>Parameter</strong></td> <td> </td> <td><small>Chloride</small></td> </tr> <tr> <td><strong>Type</strong></td> <td> </td> <td><small>Solid-state; Combination</small></td> </tr> <tr> <td><strong>Measurement Range</strong></td> <td> </td> <td><small>1M to 5X 10<sup>-5</sup>M 35000 to 1.8 ppm</small></td> </tr> <tr> <td><strong>Optimum pH Range</strong></td> <td> </td> <td><small>2 to 11</small></td> </tr> <tr> <td><strong>Temperature Range</strong></td> <td> </td> <td><small>0 to 80°C</small></td> </tr> <tr> <td><strong>Approximate Slope</strong></td> <td> </td> <td><small>-57</small></td> </tr> <tr> <td><strong>Body O.D.</strong></td> <td> </td> <td><small>12 mm</small></td> </tr> <tr> <td><strong>Insertion Length</strong></td> <td> </td> <td><small>120 mm</small></td> </tr> <tr> <td><strong>Body Material</strong></td> <td> </td> <td><small>PEI</small></td> </tr> <tr> <td><strong>Cable</strong></td> <td> </td> <td><small>1m coaxial</small></td> </tr> <tr> <td><strong>Connector</strong></td> <td> </td> <td><small>BNC</small></td> </tr> <tr> <td><strong>Possible Applications</strong></td> <td> </td> <td><small>Determination of free chloride ions in emulsified food products, beverages, plants, soils and as an indicator fortitration</small></td> </tr> </tbody> </table> <p> </p> </div> | Chloride Combination ISE | <div class="product-short-description"> <p>Chloride Combination ISE</p> </div> | https://www.hannathailand.com/wp-content/uploads/2022/06/31gluhj8kul__sl500_aa300_51e25d48408d9.jpg | น้ำยามาตรฐานสำหรับค่าโซเดียม , เครื่องวัดปริมาณซิลิกา ช่วงต่ำ ในตัวอย่างน้ำ รุ่น HI705 , เครื่องวัดสีในน้ำตัวอย่าง HI727 , เครื่องวัดปริมาณแอมโมเนีย ช่วงสูง รุ่น HI733 , เครื่องวัดปริมาณโบรมีน ในตัวอย่างน้ำ รุ่น HI716 , เครื่องวัดปริมาณนิกเกิล ช่วงสูง รุ่น HI726 , น้ำยามาตรฐานสอบเทียบ , เครื่องควบคุมค่าความนำไฟฟ้า | <a class="woocommerce-LoopProduct-link woocommerce-loop-product__link" href="https://www.hannathailand.com/product/hi7090l/">น้ำยามาตรฐานสำหรับค่าโซเดียม</a> , <a class="woocommerce-LoopProduct-link woocommerce-loop-product__link" href="https://www.hannathailand.com/product/hi705-checker-hc-silica-lr/">เครื่องวัดปริมาณซิลิกา ช่วงต่ำ ในตัวอย่างน้ำ รุ่น HI705</a> , <a class="woocommerce-LoopProduct-link woocommerce-loop-product__link" href="https://www.hannathailand.com/product/hi727-checker-hc-color-of-water/">เครื่องวัดสีในน้ำตัวอย่าง HI727</a> , <a class="woocommerce-LoopProduct-link woocommerce-loop-product__link" href="https://www.hannathailand.com/product/hi733-checker-hc-ammonia-hr/">เครื่องวัดปริมาณแอมโมเนีย ช่วงสูง รุ่น HI733</a> , <a class="woocommerce-LoopProduct-link woocommerce-loop-product__link" href="https://www.hannathailand.com/product/hi716-checker-hc-bromine/">เครื่องวัดปริมาณโบรมีน ในตัวอย่างน้ำ รุ่น HI716</a> , <a class="woocommerce-LoopProduct-link woocommerce-loop-product__link" href="https://www.hannathailand.com/product/hi726-checker-hc-nickel-hr/">เครื่องวัดปริมาณนิกเกิล ช่วงสูง รุ่น HI726</a> , <a class="woocommerce-LoopProduct-link woocommerce-loop-product__link" href="https://www.hannathailand.com/product/hi9828-25/">น้ำยามาตรฐานสอบเทียบ</a> , <a class="woocommerce-LoopProduct-link woocommerce-loop-product__link" href="https://www.hannathailand.com/product/hi8931cn/">เครื่องควบคุมค่าความนำไฟฟ้า</a> | https://www.hannathailand.com/wp-content/uploads/2021/07/12-500x500.jpg , https://www.hannathailand.com/wp-content/uploads/2022/06/hi705400-600x600.jpg , https://www.hannathailand.com/wp-content/uploads/2022/06/miniphotometerfurfarbe843_11-600x600.jpg , https://www.hannathailand.com/wp-content/uploads/2022/06/miniphotometerfurammoniumhoch2418_11-600x600.jpg , https://www.hannathailand.com/wp-content/uploads/2022/06/miniphotometerfurfreiesgesamtchlor704_11-600x600.jpg , https://www.hannathailand.com/wp-content/uploads/2022/06/miniphotometerfurnickelhoch841_11-600x600.jpg , https://www.hannathailand.com/wp-content/uploads/2021/07/8-500x500.jpg , https://www.hannathailand.com/wp-content/uploads/2021/07/2-500x500.jpg
255 | HI4109 – Feststoffelektrode, kombiniert | สินค้าทั้งหมด , หัววัด , เครื่องวัดปริมาณไอออนแบบเฉพาะเจาะจง | https://www.hannathailand.com/product-category/ise-meter/ | https://www.hannathailand.com/product/hi4109-feststoffelektrode-kombiniert/ | HI4109 | 48,150.00 |  | <div aria-labelledby="tab-title-additional_information" class="woocommerce-Tabs-panel woocommerce-Tabs-panel--additional_information panel entry-content" id="tab-additional_information" role="tabpanel"> </div> | Feststoffelektrode, kombiniert aus PEI, ausgelegt für die Bestimmung von freiem Cyanid in Plattierbädern, Abwasser, bei Pflanzen und Bodenproben. Messbereiche 10-2 M bis 10-6 M / 260 bis 0,02 mg/l ; Temp.: 0 bis 80°C /Optimaler pH Bereich: >11 pH Approximative Steilheit -57 Körper PEI Kabel Coaxial 1m Abmessungen Ø 12 mm x 120 mm Weitere Erklärung: Die Elektrode ist mit BNC Stecker verfügbar. | <div aria-labelledby="tab-title-description" class="woocommerce-Tabs-panel woocommerce-Tabs-panel--description panel entry-content active" id="tab-description" role="tabpanel"> <p><strong>Feststoffelektrode, kombiniert </strong>aus PEI, ausgelegt für die Bestimmung von freiem Cyanid in Plattierbädern, Abwasser, bei Pflanzen und Bodenproben.</p> <table border="0" cellpadding="0" cellspacing="0" class="mceItemTable"> <colgroup> <col width="187"/> <col width="340"/></colgroup> <tbody> <tr> <td class="xl63" height="20" width="187">Messbereiche</td> <td> <p>10-2 M bis 10<sup>-6</sup> M / 260 bis 0,02 mg/l ;</p> <p>Temp.: 0 bis 80°C /Optimaler pH Bereich: &gt;11 pH</p> </td> </tr> <tr> <td class="xl63" height="20" width="187">Approximative Steilheit</td> <td class="xl64" width="340">-57</td> </tr> <tr> <td class="xl63" height="20" width="187">Körper</td> <td class="xl64" width="340">PEI</td> </tr> <tr> <td class="xl63" height="20" width="187">Kabel</td> <td class="xl64" width="340">Coaxial 1m</td> </tr> <tr> <td class="xl63" height="20" width="187">Abmessungen</td> <td class="xl64" width="340">Ø 12 mm x 120 mm</td> </tr> </tbody> </table> <p>Weitere Erklärung:</p> <p>Die Elektrode ist mit BNC Stecker verfügbar.</p> </div> | Feststoffelektrode, kombiniert aus PEI, ausgelegt für die Bestimmung von freiem Cyanid in Plattierbädern, Abwasser, bei Pflanzen und Bodenproben. | <div class="product-short-description"> <p>Feststoffelektrode, kombiniert aus PEI, ausgelegt für die Bestimmung von freiem Cyanid in Plattierbädern, Abwasser, bei Pflanzen und Bodenproben.</p> </div> | https://www.hannathailand.com/wp-content/uploads/2022/06/31gluhj8kul__sl500_aa300_51e265a81ab8c.jpg | เครื่องวัดปริมาณฟอสฟอรัส ช่วงสูง รุ่น HI706 , เครื่องวัดปริมาณซิลิกา ช่วงต่ำ ในตัวอย่างน้ำ รุ่น HI705 , น้ำยามาตรฐานสำหรับค่าโซเดียม , เครื่องวัดปริมาณแอมโมเนีย ช่วงต่ำ รุ่น HI700 , เครื่องวัดปริมาณฟลูออไรด์ ช่วงต่ำ รุ่น HI729 , เครื่องวัดสีในน้ำตัวอย่าง HI727 , เครื่องวัดปริมาณฟอสฟอรัส ช่วงต่ำมาก รุ่น HI736 , เครื่องวัดปริมาณโครเมี่ยม ช่วงสูง รุ่น HI723 | <a class="woocommerce-LoopProduct-link woocommerce-loop-product__link" href="https://www.hannathailand.com/product/hi706-checker-hc-phosphorous-hr/">เครื่องวัดปริมาณฟอสฟอรัส ช่วงสูง รุ่น HI706</a> , <a class="woocommerce-LoopProduct-link woocommerce-loop-product__link" href="https://www.hannathailand.com/product/hi705-checker-hc-silica-lr/">เครื่องวัดปริมาณซิลิกา ช่วงต่ำ ในตัวอย่างน้ำ รุ่น HI705</a> , <a class="woocommerce-LoopProduct-link woocommerce-loop-product__link" href="https://www.hannathailand.com/product/hi7090l/">น้ำยามาตรฐานสำหรับค่าโซเดียม</a> , <a class="woocommerce-LoopProduct-link woocommerce-loop-product__link" href="https://www.hannathailand.com/product/hi700-checker-hc-ammonia-lr/">เครื่องวัดปริมาณแอมโมเนีย ช่วงต่ำ รุ่น HI700</a> , <a class="woocommerce-LoopProduct-link woocommerce-loop-product__link" href="https://www.hannathailand.com/product/hi729-checker-hc-fluoride-lr/">เครื่องวัดปริมาณฟลูออไรด์ ช่วงต่ำ รุ่น HI729</a> , <a class="woocommerce-LoopProduct-link woocommerce-loop-product__link" href="https://www.hannathailand.com/product/hi727-checker-hc-color-of-water/">เครื่องวัดสีในน้ำตัวอย่าง HI727</a> , <a class="woocommerce-LoopProduct-link woocommerce-loop-product__link" href="https://www.hannathailand.com/product/phosphorous-marine/">เครื่องวัดปริมาณฟอสฟอรัส ช่วงต่ำมาก รุ่น HI736</a> , <a class="woocommerce-LoopProduct-link woocommerce-loop-product__link" href="https://www.hannathailand.com/product/hi723-checker-hc-chromium-vi-hr/">เครื่องวัดปริมาณโครเมี่ยม ช่วงสูง รุ่น HI723</a> | https://www.hannathailand.com/wp-content/uploads/2022/06/hi706_400-600x600.jpg , https://www.hannathailand.com/wp-content/uploads/2022/06/hi705400-600x600.jpg , https://www.hannathailand.com/wp-content/uploads/2021/07/12-500x500.jpg , https://www.hannathailand.com/wp-content/uploads/2022/06/hi700_400pxl-600x600.jpg , https://www.hannathailand.com/wp-content/uploads/2022/06/miniphotometerfurfluoridniedrig844_11-600x600.jpg , https://www.hannathailand.com/wp-content/uploads/2022/06/miniphotometerfurfarbe843_11-600x600.jpg , https://www.hannathailand.com/wp-content/uploads/2021/12/HI736-600x600.jpg , https://www.hannathailand.com/wp-content/uploads/2022/06/miniphotometerfurchromvihoch839_11-600x600.jpg
256 | HI4110 – Fluoride ISE, Solid-state Combination | สินค้าทั้งหมด , หัววัด , เครื่องวัดปริมาณไอออนแบบเฉพาะเจาะจง | https://www.hannathailand.com/product-category/ise-meter/ | https://www.hannathailand.com/product/hi4110-fluoride-ise-solid-state-combination/ | HI4110 | 42,800.00 |  | <div aria-labelledby="tab-title-additional_information" class="woocommerce-Tabs-panel woocommerce-Tabs-panel--additional_information panel entry-content" id="tab-additional_information" role="tabpanel"> </div> | Solid electrode, combined PEI / Epoxy, designed for the determination of free fluoride in drinking water, soft drinks, wine, plants, emulsified foods in the Plating and pickling acids. Product Manuals Manual: Download Parameter Fluoride Type Solid-state; Combination Measurement Range 1M to 1X 10-6M Sat to 0.02 ppm Optimum pH Range 5 to 8 Temperature Range 0 to 80°C Approximate Slope -56 Body O.D. 12 mm Insertion Length 120 mm Body Material PEI/epoxy Cable 1m coaxial Connector BNC Possible Applications Determination of free fluoride in potable water, soft drinks, wine, plants, emulsified food products, plating and pickling acids | <div aria-labelledby="tab-title-description" class="woocommerce-Tabs-panel woocommerce-Tabs-panel--description panel entry-content active" id="tab-description" role="tabpanel"> <p><span class="hps">Solid</span> <span class="hps">electrode</span><span>, combined</span> <span class="hps">PEI</span> <span class="hps">/</span> E<span class="hps">poxy</span><span>,</span> <span class="hps">designed for</span> <span class="hps">the determination of free</span> <span class="hps">fluoride in</span> <span class="hps">drinking water,</span> <span class="hps">soft drinks</span><span>,</span> <span class="hps">wine</span><span>, plants,</span> <span class="hps">emulsified</span> <span class="hps">foods</span> <span class="hps">in the</span> <span class="hps">Plating</span> <span class="hps">and</span> <span class="hps">pickling acids</span><span>.</span></p> <div><strong>Product Manuals</strong></div> <p><span><img align="absmiddle" alt="" border="0" decoding="async" height="22" loading="lazy" src="http://www.hannainst.com/usa/images/icon-pdf.gif" width="20"/> Manual: <a href="http://www.hannainst.com/manuals/HI4110R3.pdf" rel="noopener" target="_blank" title="Download Product Manual">Download</a><br/></span></p> <table class="spec_table"> <tbody> <tr> <td><strong>Parameter</strong></td> <td> </td> <td><small>Fluoride</small></td> </tr> <tr> <td><strong>Type</strong></td> <td> </td> <td><small>Solid-state; Combination</small></td> </tr> <tr> <td><strong>Measurement Range</strong></td> <td> </td> <td><small>1M to 1X 10<sup>-6</sup>M Sat to 0.02 ppm</small></td> </tr> <tr> <td><strong>Optimum pH Range</strong></td> <td> </td> <td><small>5 to 8</small></td> </tr> <tr> <td><strong>Temperature Range</strong></td> <td> </td> <td><small>0 to 80°C</small></td> </tr> <tr> <td><strong>Approximate Slope</strong></td> <td> </td> <td><small>-56</small></td> </tr> <tr> <td><strong>Body O.D.</strong></td> <td> </td> <td><small>12 mm</small></td> </tr> <tr> <td><strong>Insertion Length</strong></td> <td> </td> <td><small>120 mm</small></td> </tr> <tr> <td><strong>Body Material</strong></td> <td> </td> <td><small>PEI/epoxy</small></td> </tr> <tr> <td><strong>Cable</strong></td> <td> </td> <td><small>1m coaxial</small></td> </tr> <tr> <td><strong>Connector</strong></td> <td> </td> <td><small>BNC</small></td> </tr> <tr> <td><strong>Possible Applications</strong></td> <td> </td> <td><small>Determination of free fluoride in potable water, soft drinks, wine, plants, emulsified food products, plating and pickling acids</small></td> </tr> </tbody> </table> <p> </p> </div> | Fluoride combination ISE | <div class="product-short-description"> <p>Fluoride combination ISE</p> </div> | https://www.hannathailand.com/wp-content/uploads/2022/06/31gluhj8kul__sl500_aa300_51e266749a116.jpg | เครื่องวัดปริมาณซิลิกา ช่วงต่ำ ในตัวอย่างน้ำ รุ่น HI705 , เครื่องวัดสีในน้ำตัวอย่าง HI727 , เครื่องวัดปริมาณนิกเกิล ช่วงสูง รุ่น HI726 , เครื่องวัดปริมาณโบรมีน ในตัวอย่างน้ำ รุ่น HI716 , น้ำยามาตรฐานสอบเทียบ ค่ามาตรฐานความเค็ม , เครื่องวัดปริมาณแอมโมเนีย ในน้ำ รุ่น HI715 , เครื่องวัดค่าเหล็ก รุ่น HI721 , เครื่องวัดปริมาณแอมโมเนีย ช่วงต่ำ รุ่น HI700 | <a class="woocommerce-LoopProduct-link woocommerce-loop-product__link" href="https://www.hannathailand.com/product/hi705-checker-hc-silica-lr/">เครื่องวัดปริมาณซิลิกา ช่วงต่ำ ในตัวอย่างน้ำ รุ่น HI705</a> , <a class="woocommerce-LoopProduct-link woocommerce-loop-product__link" href="https://www.hannathailand.com/product/hi727-checker-hc-color-of-water/">เครื่องวัดสีในน้ำตัวอย่าง HI727</a> , <a class="woocommerce-LoopProduct-link woocommerce-loop-product__link" href="https://www.hannathailand.com/product/hi726-checker-hc-nickel-hr/">เครื่องวัดปริมาณนิกเกิล ช่วงสูง รุ่น HI726</a> , <a class="woocommerce-LoopProduct-link woocommerce-loop-product__link" href="https://www.hannathailand.com/product/hi716-checker-hc-bromine/">เครื่องวัดปริมาณโบรมีน ในตัวอย่างน้ำ รุ่น HI716</a> , <a class="woocommerce-LoopProduct-link woocommerce-loop-product__link" href="https://www.hannathailand.com/product/hi7083l/">น้ำยามาตรฐานสอบเทียบ ค่ามาตรฐานความเค็ม</a> , <a class="woocommerce-LoopProduct-link woocommerce-loop-product__link" href="https://www.hannathailand.com/product/hi715-checker-hc-ammonia-mr/">เครื่องวัดปริมาณแอมโมเนีย ในน้ำ รุ่น HI715</a> , <a class="woocommerce-LoopProduct-link woocommerce-loop-product__link" href="https://www.hannathailand.com/product/hi721-checker-hc-iron/">เครื่องวัดค่าเหล็ก รุ่น HI721</a> , <a class="woocommerce-LoopProduct-link woocommerce-loop-product__link" href="https://www.hannathailand.com/product/hi700-checker-hc-ammonia-lr/">เครื่องวัดปริมาณแอมโมเนีย ช่วงต่ำ รุ่น HI700</a> | https://www.hannathailand.com/wp-content/uploads/2022/06/hi705400-600x600.jpg , https://www.hannathailand.com/wp-content/uploads/2022/06/miniphotometerfurfarbe843_11-600x600.jpg , https://www.hannathailand.com/wp-content/uploads/2022/06/miniphotometerfurnickelhoch841_11-600x600.jpg , https://www.hannathailand.com/wp-content/uploads/2022/06/miniphotometerfurfreiesgesamtchlor704_11-600x600.jpg , https://www.hannathailand.com/wp-content/uploads/2021/07/10-500x500.jpg , https://www.hannathailand.com/wp-content/uploads/2022/06/miniphotometerfurammoniakmittel2416_11-600x600.jpg , https://www.hannathailand.com/wp-content/uploads/2022/06/miniphotometerfureisen832_11-600x600.jpg , https://www.hannathailand.com/wp-content/uploads/2022/06/hi700_400pxl-600x600.jpg
257 | HI4113 – Nitrate ISE, Polymer membrane Combination | สินค้าทั้งหมด , หัววัด , เครื่องวัดปริมาณไอออนแบบเฉพาะเจาะจง | https://www.hannathailand.com/product-category/ise-meter/ | https://www.hannathailand.com/product/hi4113-nitrate-ise-polymer-membrane-combination/ | HI4113 | 42,800.00 |  | <div aria-labelledby="tab-title-additional_information" class="woocommerce-Tabs-panel woocommerce-Tabs-panel--additional_information panel entry-content" id="tab-additional_information" role="tabpanel"> </div> | Fluoride, Polymer membrane, combined PEI / PVC, designed for the determination of free nitrate in natural water (river and lake water), emulsified food and plants. Product Manuals Manual: Download Parameter Nitrate Type Polymer Membrane; Combination Measurement Range 1M to 1X 10-5M 6200 to 0.62 ppm 1400 to 0.4 mg/L (ppm) as N Optimum pH Range 3.0 to 8 Temperature Range 0 to 40°C Approximate Slope -56 Body O.D. 12 mm Insertion Length 120 mm Body Material PEI/PVC Cable 1m coaxial Connector BNC Possible Applications Determination of free nitrate in natural waters (fresh and sea), and in emulsified food and plant samples | <div aria-labelledby="tab-title-description" class="woocommerce-Tabs-panel woocommerce-Tabs-panel--description panel entry-content active" id="tab-description" role="tabpanel"> <p><span class="hps">Fluoride, Polymer membrane</span><span>, combined</span> <span class="hps">PEI</span> <span class="hps">/ PVC,</span> <span class="hps">designed for</span> <span class="hps">the determination of free</span> <span class="hps">nitrate</span> <span class="hps">in natural water</span> <span class="hps atn">(</span><span>river and lake water</span><span>)</span><span>,</span> <span class="hps">emulsified</span> <span class="hps">food and plants</span><span>.</span></p> <div><strong>Product Manuals</strong></div> <p><span><img align="absmiddle" alt="" border="0" decoding="async" height="22" loading="lazy" src="http://www.hannainst.com/usa/images/icon-pdf.gif" width="20"/> Manual: <a href="http://www.hannainst.com/manuals/manHI_4113.pdf" rel="noopener" target="_blank" title="Download Product Manual">Download</a><br/></span></p> <table class="spec_table"> <tbody> <tr> <td><strong>Parameter</strong></td> <td> </td> <td><small>Nitrate</small></td> </tr> <tr> <td><strong>Type</strong></td> <td> </td> <td><small>Polymer Membrane; Combination</small></td> </tr> <tr> <td><strong>Measurement Range</strong></td> <td> </td> <td><small>1M to 1X 10<sup>-5</sup>M 6200 to 0.62 ppm 1400 to 0.4 mg/L (ppm) as N</small></td> </tr> <tr> <td><strong>Optimum pH Range</strong></td> <td> </td> <td><small>3.0 to 8</small></td> </tr> <tr> <td><strong>Temperature Range</strong></td> <td> </td> <td><small>0 to 40°C</small></td> </tr> <tr> <td><strong>Approximate Slope</strong></td> <td> </td> <td><small>-56</small></td> </tr> <tr> <td><strong>Body O.D.</strong></td> <td> </td> <td><small>12 mm</small></td> </tr> <tr> <td><strong>Insertion Length</strong></td> <td> </td> <td><small>120 mm</small></td> </tr> <tr> <td><strong>Body Material</strong></td> <td> </td> <td><small>PEI/PVC</small></td> </tr> <tr> <td><strong>Cable</strong></td> <td> </td> <td><small>1m coaxial</small></td> </tr> <tr> <td><strong>Connector</strong></td> <td> </td> <td><small>BNC</small></td> </tr> <tr> <td><strong>Possible Applications</strong></td> <td> </td> <td><small>Determination of free nitrate in natural waters (fresh and sea), and in emulsified food and plant samples</small></td> </tr> </tbody> </table> <p> </p> </div> | Nitrate combination ISE | <div class="product-short-description"> <p>Nitrate combination ISE</p> </div> | https://www.hannathailand.com/wp-content/uploads/2022/06/31gluhj8kul__sl500_aa300_51e268f80ad69.jpg | เครื่องวัดปริมาณไนไตรท์ ช่วงต่ำ รุ่น HI707 , เซ็นเซอร์วัดออกซิเจนในน้ำสำหรับ HI9829 มัลติพารามิเตอร์ , เครื่องวัดปริมาณคลอรีนอิสระ รุ่น HI701 , เครื่องวัดปริมาณซิลิกา ช่วงต่ำ ในตัวอย่างน้ำ รุ่น HI705 , เครื่องวัดปริมาณฟอสฟอรัส ช่วงสูง รุ่น HI706 , เครื่องวัดปริมาณโบรมีน ในตัวอย่างน้ำ รุ่น HI716 , เครื่องวัดปริมาณไอโอดีน รุ่น HI718 , น้ำยามาตรฐานสำหรับค่าโซเดียม | <a class="woocommerce-LoopProduct-link woocommerce-loop-product__link" href="https://www.hannathailand.com/product/hi707-checker-hc-nitrite-lr/">เครื่องวัดปริมาณไนไตรท์ ช่วงต่ำ รุ่น HI707</a> , <a class="woocommerce-LoopProduct-link woocommerce-loop-product__link" href="https://www.hannathailand.com/product/hi7609829-2/">เซ็นเซอร์วัดออกซิเจนในน้ำสำหรับ HI9829 มัลติพารามิเตอร์</a> , <a class="woocommerce-LoopProduct-link woocommerce-loop-product__link" href="https://www.hannathailand.com/product/hi701-checker-hc-free-chlorine/">เครื่องวัดปริมาณคลอรีนอิสระ รุ่น HI701</a> , <a class="woocommerce-LoopProduct-link woocommerce-loop-product__link" href="https://www.hannathailand.com/product/hi705-checker-hc-silica-lr/">เครื่องวัดปริมาณซิลิกา ช่วงต่ำ ในตัวอย่างน้ำ รุ่น HI705</a> , <a class="woocommerce-LoopProduct-link woocommerce-loop-product__link" href="https://www.hannathailand.com/product/hi706-checker-hc-phosphorous-hr/">เครื่องวัดปริมาณฟอสฟอรัส ช่วงสูง รุ่น HI706</a> , <a class="woocommerce-LoopProduct-link woocommerce-loop-product__link" href="https://www.hannathailand.com/product/hi716-checker-hc-bromine/">เครื่องวัดปริมาณโบรมีน ในตัวอย่างน้ำ รุ่น HI716</a> , <a class="woocommerce-LoopProduct-link woocommerce-loop-product__link" href="https://www.hannathailand.com/product/hi718-checker-hc-iodine/">เครื่องวัดปริมาณไอโอดีน รุ่น HI718</a> , <a class="woocommerce-LoopProduct-link woocommerce-loop-product__link" href="https://www.hannathailand.com/product/hi7090l/">น้ำยามาตรฐานสำหรับค่าโซเดียม</a> | https://www.hannathailand.com/wp-content/uploads/2022/06/hi707400-600x600.jpg , https://www.hannathailand.com/wp-content/uploads/2021/07/5-500x500.jpg , https://www.hannathailand.com/wp-content/uploads/2021/11/hi701-500x500.jpg , https://www.hannathailand.com/wp-content/uploads/2022/06/hi705400-600x600.jpg , https://www.hannathailand.com/wp-content/uploads/2022/06/hi706_400-600x600.jpg , https://www.hannathailand.com/wp-content/uploads/2022/06/miniphotometerfurfreiesgesamtchlor704_11-600x600.jpg , https://www.hannathailand.com/wp-content/uploads/2022/06/miniphotometerfuriod829_11-600x600.jpg , https://www.hannathailand.com/wp-content/uploads/2021/07/12-500x500.jpg
258 | HI4115 – Silver/Sulfide ISE, Solid-state Combination | สินค้าทั้งหมด , หัววัด , เครื่องวัดปริมาณไอออนแบบเฉพาะเจาะจง | https://www.hannathailand.com/product-category/ise-meter/ | https://www.hannathailand.com/product/hi4115-silversulfide-ise-solid-state-combination/ | HI4115 | 49,755.00 |  | <div aria-labelledby="tab-title-additional_information" class="woocommerce-Tabs-panel woocommerce-Tabs-panel--additional_information panel entry-content" id="tab-additional_information" role="tabpanel"> </div> | Solid electrode combination of PEI, when designed as an indicator titration with silver nitrate. Determination of sulfide in water, soil, processing means in the production of paper. Product Manuals Manual: Download Parameter Silver/Sulfide Type Solid-state; Combination Measurement Range Ag+ 1.0M to 1X 10-6M 107900 to 0.11ppm S2- 1.0M to 1X 10-7M 32100 to 0.003 ppm Optimum pH Range Ag+ 2 to 8 S2- 12 to 14 Temperature Range 0 to 80°C Approximate Slope +56 Ag+ / -28 S2- Body O.D. 12 mm Insertion Length 120 mm Body Material PEI Cable 1m coaxial Connector BNC Possible Applications As an indicator for titrations using sulfide nitrate. For the determination of sulfide ions in waters, paper liquors, natural waters and soils. | <div aria-labelledby="tab-title-description" class="woocommerce-Tabs-panel woocommerce-Tabs-panel--description panel entry-content active" id="tab-description" role="tabpanel"> <p><span class="hps">Solid</span> <span class="hps">electrode</span> <span class="hps">combination</span> <span class="hps">of PEI</span><span>,</span> <span class="hps">when</span> <span class="hps">designed</span> <span class="hps">as an indicator</span> <span class="hps">titration</span> <span class="hps">with silver nitrate.</span> <span class="hps">Determination of sulfide</span> <span class="hps">in</span> <span class="hps">water, soil,</span> <span class="hps">processing means</span> <span class="hps">in the production of</span> <span class="hps">paper.</span></p> <div><strong>Product Manuals</strong></div> <p><span class="hps"><img align="absmiddle" alt="" border="0" decoding="async" height="22" loading="lazy" src="http://www.hannainst.com/usa/images/icon-pdf.gif" width="20"/> Manual: <a href="http://www.hannainst.com/manuals/manHI_4115.pdf" target="_blank" title="Download Product Manual">Download</a><br/></span></p> <table class="spec_table"> <tbody> <tr> <td><strong>Parameter</strong></td> <td> </td> <td><small>Silver/Sulfide</small></td> </tr> <tr> <td><strong>Type</strong></td> <td> </td> <td><small>Solid-state; Combination</small></td> </tr> <tr> <td><strong>Measurement Range</strong></td> <td> </td> <td><small>Ag<sup>+</sup> 1.0M to 1X 10<sup>-6</sup>M 107900 to 0.11ppm S<sup>2-</sup> 1.0M to 1X 10<sup>-7</sup>M 32100 to 0.003 ppm</small></td> </tr> <tr> <td><strong>Optimum pH Range</strong></td> <td> </td> <td><small>Ag<sup>+</sup> 2 to 8 S<sup>2-</sup> 12 to 14</small></td> </tr> <tr> <td><strong>Temperature Range</strong></td> <td> </td> <td><small>0 to 80°C</small></td> </tr> <tr> <td><strong>Approximate Slope</strong></td> <td> </td> <td><small>+56 Ag<sup>+</sup> / -28 S<sup>2-</sup></small></td> </tr> <tr> <td><strong>Body O.D.</strong></td> <td> </td> <td><small>12 mm</small></td> </tr> <tr> <td><strong>Insertion Length</strong></td> <td> </td> <td><small>120 mm</small></td> </tr> <tr> <td><strong>Body Material</strong></td> <td> </td> <td><small>PEI</small></td> </tr> <tr> <td><strong>Cable</strong></td> <td> </td> <td><small>1m coaxial</small></td> </tr> <tr> <td><strong>Connector</strong></td> <td> </td> <td><small>BNC</small></td> </tr> <tr> <td><strong>Possible Applications</strong></td> <td> </td> <td><small>As an indicator for titrations using sulfide nitrate. For the determination of sulfide ions in waters, paper liquors, natural waters and soils.</small></td> </tr> </tbody> </table> <p> </p> </div> | Silver/sulfide combination ISE | <div class="product-short-description"> <p>Silver/sulfide combination ISE</p> </div> | https://www.hannathailand.com/wp-content/uploads/2022/06/31gluhj8kul__sl500_aa300_51e26ad38173a.jpg | น้ำยามาตรฐานสอบเทียบ ค่ามาตรฐานความเค็ม , เครื่องวัดปริมาณโครเมี่ยม ช่วงสูง รุ่น HI723 , เครื่องวัดปริมาณฟอสฟอรัส ช่วงสูง รุ่น HI706 , เครื่องวัดปริมาณคลอรีนรวม รุ่น HI711 , เครื่องวัดปริมาณซิลิกา ช่วงต่ำ ในตัวอย่างน้ำ รุ่น HI705 , เครื่องวัดปริมาณไนไตรท์ ช่วงต่ำ รุ่น HI707 , สารละลายมาตรฐานความขุ่น 20 NTU , เครื่องวัดปริมาณแอมโมเนีย ช่วงต่ำ รุ่น HI700 | <a class="woocommerce-LoopProduct-link woocommerce-loop-product__link" href="https://www.hannathailand.com/product/hi7080l/">น้ำยามาตรฐานสอบเทียบ ค่ามาตรฐานความเค็ม</a> , <a class="woocommerce-LoopProduct-link woocommerce-loop-product__link" href="https://www.hannathailand.com/product/hi723-checker-hc-chromium-vi-hr/">เครื่องวัดปริมาณโครเมี่ยม ช่วงสูง รุ่น HI723</a> , <a class="woocommerce-LoopProduct-link woocommerce-loop-product__link" href="https://www.hannathailand.com/product/hi706-checker-hc-phosphorous-hr/">เครื่องวัดปริมาณฟอสฟอรัส ช่วงสูง รุ่น HI706</a> , <a class="woocommerce-LoopProduct-link woocommerce-loop-product__link" href="https://www.hannathailand.com/product/hi711-checker-hc-total-chlorine/">เครื่องวัดปริมาณคลอรีนรวม รุ่น HI711</a> , <a class="woocommerce-LoopProduct-link woocommerce-loop-product__link" href="https://www.hannathailand.com/product/hi705-checker-hc-silica-lr/">เครื่องวัดปริมาณซิลิกา ช่วงต่ำ ในตัวอย่างน้ำ รุ่น HI705</a> , <a class="woocommerce-LoopProduct-link woocommerce-loop-product__link" href="https://www.hannathailand.com/product/hi707-checker-hc-nitrite-lr/">เครื่องวัดปริมาณไนไตรท์ ช่วงต่ำ รุ่น HI707</a> , <a class="woocommerce-LoopProduct-link woocommerce-loop-product__link" href="https://www.hannathailand.com/product/hi93102-20/">สารละลายมาตรฐานความขุ่น 20 NTU</a> , <a class="woocommerce-LoopProduct-link woocommerce-loop-product__link" href="https://www.hannathailand.com/product/hi700-checker-hc-ammonia-lr/">เครื่องวัดปริมาณแอมโมเนีย ช่วงต่ำ รุ่น HI700</a> | https://www.hannathailand.com/wp-content/uploads/2021/07/11-500x500.jpg , https://www.hannathailand.com/wp-content/uploads/2022/06/miniphotometerfurchromvihoch839_11-600x600.jpg , https://www.hannathailand.com/wp-content/uploads/2022/06/hi706_400-600x600.jpg , https://www.hannathailand.com/wp-content/uploads/2022/06/hi711_lg-600x600.jpg , https://www.hannathailand.com/wp-content/uploads/2022/06/hi705400-600x600.jpg , https://www.hannathailand.com/wp-content/uploads/2022/06/hi707400-600x600.jpg , https://www.hannathailand.com/wp-content/uploads/2021/07/9-500x500.jpg , https://www.hannathailand.com/wp-content/uploads/2022/06/hi700_400pxl-600x600.jpg
259 | HI5001 – 1.00 pH@25°C – TQ – 500ml | สารละลาย , สินค้าทั้งหมด , เครื่องวัดความเป็นกรด-ด่าง/โออาร์พี | https://www.hannathailand.com/product-category/ph-meter/ | https://www.hannathailand.com/product/hi5001-1-00-ph25c-tq-500ml/ | HI5001 | 1,658.50 |  | <div aria-labelledby="tab-title-additional_information" class="woocommerce-Tabs-panel woocommerce-Tabs-panel--additional_information panel entry-content" id="tab-additional_information" role="tabpanel"> </div> | General information about our pH buffers / calibration: Available grades: Technical Quality The buffer solutions of HANNA instruments include solutions from pH 1.00 to pH 13.00 and allow calibration over the entire pH scale with an accuracy of ± 0.01 pH. The buffer solution series is particularly suitable for pH measurements that require high accuracy. All solutions with certificate of analysis. millesimal Quality Accuracy of ± 0.002 pH for calibration of measuring instruments with 0.001 resolution. All solutions in opaque packaging with certificate of analysis. Standard Quality Accuracy of ± 0.01 pH in different packaging, with or without a certificate of analysis. Available packages: Bottle: 230ml – 500ml – 1L Can: 3.78 L (gal) Individual portions – and virtually always fresh & no contamination risk Shelf life up to 5 years | <div aria-labelledby="tab-title-description" class="woocommerce-Tabs-panel woocommerce-Tabs-panel--description panel entry-content active" id="tab-description" role="tabpanel"> <p><span data-mce-style="text-decoration: underline;" style="text-decoration: underline;"><em></em></span></p> <p><span class="hps">General</span> <span class="hps">information about our</span> <span class="hps">pH</span> <span class="hps">buffers</span> <span class="hps">/</span> <span class="hps">calibration</span>:</p> <p><span data-mce-style="text-decoration: underline;" style="text-decoration: underline;"><em></em></span></p> <p><span class="hps">Available</span> <span class="hps">grades:</span></p> <p><span data-mce-style="text-decoration: underline;" style="text-decoration: underline;"><em></em></span></p> <p><span class="hps">Technical</span> <span class="hps">Quality</span></p> <p><span data-mce-style="text-decoration: underline;" style="text-decoration: underline;"><em></em></span></p> <p><span class="hps">The buffer solutions</span> <span class="hps">of</span> <span class="hps">HANNA instruments</span> <span class="hps">include solutions</span> <span class="hps">from</span> <span class="hps">pH 1.00</span> <span class="hps">to pH</span> <span class="hps">13.00</span> <span class="hps">and</span> <span class="hps">allow</span> <span class="hps">calibration</span> <span class="hps">over the entire</span> <span class="hps">pH scale</span> <span class="hps">with an accuracy of</span> <span class="hps">±</span> <span class="hps">0.01 pH</span>. <span class="hps">The buffer solution</span> <span class="hps">series</span> <span class="hps">is particularly suitable for</span> <span class="hps">pH measurements</span> <span class="hps">that require</span> <span class="hps">high accuracy</span>. <span class="hps">All solutions</span> <span class="hps">with certificate of analysis</span>.</p> <p><span data-mce-style="text-decoration: underline;" style="text-decoration: underline;"><em></em></span></p> <p><span class="hps">millesimal</span> <span class="hps">Quality</span></p> <p><span data-mce-style="text-decoration: underline;" style="text-decoration: underline;"><em></em></span></p> <p><span class="hps">Accuracy</span> <span class="hps">of ±</span> <span class="hps">0.002</span> <span class="hps">pH</span> <span class="hps">for</span> <span class="hps">calibration</span> <span class="hps">of measuring instruments</span> <span class="hps">with 0.001</span> <span class="hps">resolution</span>. <span class="hps">All solutions</span> <span class="hps">in</span> <span class="hps">opaque</span> <span class="hps">packaging</span> <span class="hps">with certificate of analysis</span>.</p> <p><span data-mce-style="text-decoration: underline;" style="text-decoration: underline;"><em></em></span></p> <p><span class="hps">Standard Quality</span></p> <p><span data-mce-style="text-decoration: underline;" style="text-decoration: underline;"><em></em></span></p> <p><span class="hps">Accuracy</span> <span class="hps">of ±</span> <span class="hps">0.01 pH</span> <span class="hps">in different packaging</span>, <span class="hps">with or without a</span> <span class="hps">certificate of analysis.</span></p> <p><span data-mce-style="text-decoration: underline;" style="text-decoration: underline;"><em></em></span></p> <p><span class="hps">Available</span> <span class="hps">packages</span>:</p> <p><span data-mce-style="text-decoration: underline;" style="text-decoration: underline;"><em></em></span></p> <p><span class="hps">Bottle</span>: <span class="hps">230ml</span> <span class="hps">– 500ml –</span> <span class="hps">1L</span> <span class="hps">Can:</span> <span class="hps">3.78</span> <span class="hps">L</span> <span class="hps atn">(</span>gal) <span class="hps">Individual portions</span> <span class="hps">–</span> <span class="hps">and</span> <span class="hps">virtually</span> <span class="hps">always</span> <span class="hps">fresh</span> <span class="hps">&amp;</span> <span class="hps">no</span> <span class="hps">contamination</span> <span class="hps">risk</span> <span class="hps">Shelf life</span> <span class="hps">up to 5 years</span></p> <p><span data-mce-style="text-decoration: underline;" style="text-decoration: underline;"><em></em></span></p> </div> | Buffer Solution pH 1.00, 500 ml ±0,01pH, | <div class="product-short-description"> <p>Buffer Solution pH 1.00, 500 ml ±0,01pH, </p> </div> | https://www.hannathailand.com/wp-content/uploads/2022/06/pufferph100flasche500mlzertifikat502_11.jpg | เครื่องวัดปริมาณโบรมีน ในตัวอย่างน้ำ รุ่น HI716 , เครื่องวัดปริมาณฟอสเฟต ช่วงสูง รุ่น HI717 , น้ำยามาตรฐานสอบเทียบ , เครื่องวัดคลอรีน , เซ็นเซอร์วัดออกซิเจนในน้ำสำหรับ HI9829 มัลติพารามิเตอร์ , เครื่องวัดปริมาณนิกเกิล ช่วงสูง รุ่น HI726 , น้ำยามาตรฐานสำหรับค่าโซเดียม , ซัลไฟด์สารต้านอนุมูลอิสระบัฟเฟอร์ | <a class="woocommerce-LoopProduct-link woocommerce-loop-product__link" href="https://www.hannathailand.com/product/hi716-checker-hc-bromine/">เครื่องวัดปริมาณโบรมีน ในตัวอย่างน้ำ รุ่น HI716</a> , <a class="woocommerce-LoopProduct-link woocommerce-loop-product__link" href="https://www.hannathailand.com/product/hi717-checker-hc-phosphate-hr/">เครื่องวัดปริมาณฟอสเฟต ช่วงสูง รุ่น HI717</a> , <a class="woocommerce-LoopProduct-link woocommerce-loop-product__link" href="https://www.hannathailand.com/product/hi9828-25/">น้ำยามาตรฐานสอบเทียบ</a> , <a class="woocommerce-LoopProduct-link woocommerce-loop-product__link" href="https://www.hannathailand.com/product/free-chlorine/">เครื่องวัดคลอรีน</a> , <a class="woocommerce-LoopProduct-link woocommerce-loop-product__link" href="https://www.hannathailand.com/product/hi7609829-2/">เซ็นเซอร์วัดออกซิเจนในน้ำสำหรับ HI9829 มัลติพารามิเตอร์</a> , <a class="woocommerce-LoopProduct-link woocommerce-loop-product__link" href="https://www.hannathailand.com/product/hi726-checker-hc-nickel-hr/">เครื่องวัดปริมาณนิกเกิล ช่วงสูง รุ่น HI726</a> , <a class="woocommerce-LoopProduct-link woocommerce-loop-product__link" href="https://www.hannathailand.com/product/hi7090l/">น้ำยามาตรฐานสำหรับค่าโซเดียม</a> , <a class="woocommerce-LoopProduct-link woocommerce-loop-product__link" href="https://www.hannathailand.com/product/hi4015-00/">ซัลไฟด์สารต้านอนุมูลอิสระบัฟเฟอร์</a> | https://www.hannathailand.com/wp-content/uploads/2022/06/pufferph100flasche500mlzertifikat502_11-600x600.jpg , https://www.hannathailand.com/wp-content/uploads/2021/12/imghi_5001l_med1.jpg , https://www.hannathailand.com/wp-content/uploads/2022/06/miniphotometerfurfreiesgesamtchlor704_11-600x600.jpg , https://www.hannathailand.com/wp-content/uploads/2022/06/miniphotometerfurphosphathoch827_11-600x600.jpg , https://www.hannathailand.com/wp-content/uploads/2021/07/8-500x500.jpg , https://www.hannathailand.com/wp-content/uploads/2021/07/1-500x500.jpg , https://www.hannathailand.com/wp-content/uploads/2021/07/5-500x500.jpg , https://www.hannathailand.com/wp-content/uploads/2022/06/miniphotometerfurnickelhoch841_11-600x600.jpg , https://www.hannathailand.com/wp-content/uploads/2021/07/12-500x500.jpg , https://www.hannathailand.com/wp-content/uploads/2021/07/7-500x500.jpg
260 | HI5002 – 2.00 pH@25°C – TQ – 500ml | สารละลาย , สินค้าทั้งหมด , เครื่องวัดความเป็นกรด-ด่าง/โออาร์พี | https://www.hannathailand.com/product-category/ph-meter/ | https://www.hannathailand.com/product/hi5002-2-00-ph25c-tq-500ml/ | HI5002 | 1,658.50 |  | <div aria-labelledby="tab-title-additional_information" class="woocommerce-Tabs-panel woocommerce-Tabs-panel--additional_information panel entry-content" id="tab-additional_information" role="tabpanel"> </div> | General information about our pH buffers / calibration: Available grades: Technical Quality The buffer solutions of HANNA instruments include solutions from pH 1.00 to pH 13.00 and allow calibration over the entire pH scale with an accuracy of ± 0.01 pH. The buffer solution series is particularly suitable for pH measurements that require high accuracy. All solutions with certificate of analysis. millesimal Quality Accuracy of ± 0.002 pH for calibration of measuring instruments with 0.001 resolution. All solutions in opaque packaging with certificate of analysis. Standard Quality Accuracy of ± 0.01 pH in different packaging, with or without a certificate of analysis. Available packages: Bottle: 230ml – 500ml – 1L Can: 3.78 L (gal) Individual portions – and virtually always fresh & no contamination risk Shelf life up to 5 years | <div aria-labelledby="tab-title-description" class="woocommerce-Tabs-panel woocommerce-Tabs-panel--description panel entry-content active" id="tab-description" role="tabpanel"> <p><span data-mce-style="text-decoration: underline;" style="text-decoration: underline;"><em></em></span></p> <p><span class="hps">General</span> <span class="hps">information about our</span> <span class="hps">pH</span> <span class="hps">buffers</span> <span class="hps">/</span> <span class="hps">calibration</span>:</p> <p><span data-mce-style="text-decoration: underline;" style="text-decoration: underline;"><em></em></span></p> <p><span class="hps">Available</span> <span class="hps">grades:</span></p> <p><span data-mce-style="text-decoration: underline;" style="text-decoration: underline;"><em></em></span></p> <p><span class="hps">Technical</span> <span class="hps">Quality</span></p> <p><span data-mce-style="text-decoration: underline;" style="text-decoration: underline;"><em></em></span></p> <p><span class="hps">The buffer solutions</span> <span class="hps">of</span> <span class="hps">HANNA instruments</span> <span class="hps">include solutions</span> <span class="hps">from</span> <span class="hps">pH 1.00</span> <span class="hps">to pH</span> <span class="hps">13.00</span> <span class="hps">and</span> <span class="hps">allow</span> <span class="hps">calibration</span> <span class="hps">over the entire</span> <span class="hps">pH scale</span> <span class="hps">with an accuracy of</span> <span class="hps">±</span> <span class="hps">0.01 pH</span>. <span class="hps">The buffer solution</span> <span class="hps">series</span> <span class="hps">is particularly suitable for</span> <span class="hps">pH measurements</span> <span class="hps">that require</span> <span class="hps">high accuracy</span>. <span class="hps">All solutions</span> <span class="hps">with certificate of analysis</span>.</p> <p><span data-mce-style="text-decoration: underline;" style="text-decoration: underline;"><em></em></span></p> <p><span class="hps">millesimal</span> <span class="hps">Quality</span></p> <p><span data-mce-style="text-decoration: underline;" style="text-decoration: underline;"><em></em></span></p> <p><span class="hps">Accuracy</span> <span class="hps">of ±</span> <span class="hps">0.002</span> <span class="hps">pH</span> <span class="hps">for</span> <span class="hps">calibration</span> <span class="hps">of measuring instruments</span> <span class="hps">with 0.001</span> <span class="hps">resolution</span>. <span class="hps">All solutions</span> <span class="hps">in</span> <span class="hps">opaque</span> <span class="hps">packaging</span> <span class="hps">with certificate of analysis</span>.</p> <p><span data-mce-style="text-decoration: underline;" style="text-decoration: underline;"><em></em></span></p> <p><span class="hps">Standard Quality</span></p> <p><span data-mce-style="text-decoration: underline;" style="text-decoration: underline;"><em></em></span></p> <p><span class="hps">Accuracy</span> <span class="hps">of ±</span> <span class="hps">0.01 pH</span> <span class="hps">in different packaging</span>, <span class="hps">with or without a</span> <span class="hps">certificate of analysis.</span></p> <p><span data-mce-style="text-decoration: underline;" style="text-decoration: underline;"><em></em></span></p> <p><span class="hps">Available</span> <span class="hps">packages</span>:</p> <p><span data-mce-style="text-decoration: underline;" style="text-decoration: underline;"><em></em></span></p> <p><span class="hps">Bottle</span>: <span class="hps">230ml</span> <span class="hps">– 500ml –</span> <span class="hps">1L</span> <span class="hps">Can:</span> <span class="hps">3.78</span> <span class="hps">L</span> <span class="hps atn">(</span>gal) <span class="hps">Individual portions</span> <span class="hps">–</span> <span class="hps">and</span> <span class="hps">virtually</span> <span class="hps">always</span> <span class="hps">fresh</span> <span class="hps">&amp;</span> <span class="hps">no</span> <span class="hps">contamination</span> <span class="hps">risk</span> <span class="hps">Shelf life</span> <span class="hps">up to 5 years</span></p> <p><span data-mce-style="text-decoration: underline;" style="text-decoration: underline;"><em></em></span></p> </div> | Buffer Solution pH 2.00, 500 ml ±0,01pH, | <div class="product-short-description"> <p>Buffer Solution pH 2.00, 500 ml ±0,01pH, </p> </div> | https://www.hannathailand.com/wp-content/uploads/2022/06/pufferph100flasche500mlzertifikat502_1151cd76f99c094.jpg | น้ำยามาตรฐานสอบเทียบ , เครื่องวัดปริมาณแอมโมเนีย ในน้ำ รุ่น HI715 , เครื่องวัดค่าเหล็ก รุ่น HI721 , ซัลไฟด์สารต้านอนุมูลอิสระบัฟเฟอร์ , เครื่องวัดสีในน้ำตัวอย่าง HI727 , เครื่องวัดปริมาณฟอสฟอรัส ช่วงต่ำมาก รุ่น HI736 , เครื่องวัดปริมาณไอโอดีน รุ่น HI718 , เครื่องวัดปริมาณไนไตรท์ ช่วงต่ำ รุ่น HI707 | <a class="woocommerce-LoopProduct-link woocommerce-loop-product__link" href="https://www.hannathailand.com/product/hi9828-25/">น้ำยามาตรฐานสอบเทียบ</a> , <a class="woocommerce-LoopProduct-link woocommerce-loop-product__link" href="https://www.hannathailand.com/product/hi715-checker-hc-ammonia-mr/">เครื่องวัดปริมาณแอมโมเนีย ในน้ำ รุ่น HI715</a> , <a class="woocommerce-LoopProduct-link woocommerce-loop-product__link" href="https://www.hannathailand.com/product/hi721-checker-hc-iron/">เครื่องวัดค่าเหล็ก รุ่น HI721</a> , <a class="woocommerce-LoopProduct-link woocommerce-loop-product__link" href="https://www.hannathailand.com/product/hi4015-00/">ซัลไฟด์สารต้านอนุมูลอิสระบัฟเฟอร์</a> , <a class="woocommerce-LoopProduct-link woocommerce-loop-product__link" href="https://www.hannathailand.com/product/hi727-checker-hc-color-of-water/">เครื่องวัดสีในน้ำตัวอย่าง HI727</a> , <a class="woocommerce-LoopProduct-link woocommerce-loop-product__link" href="https://www.hannathailand.com/product/phosphorous-marine/">เครื่องวัดปริมาณฟอสฟอรัส ช่วงต่ำมาก รุ่น HI736</a> , <a class="woocommerce-LoopProduct-link woocommerce-loop-product__link" href="https://www.hannathailand.com/product/hi718-checker-hc-iodine/">เครื่องวัดปริมาณไอโอดีน รุ่น HI718</a> , <a class="woocommerce-LoopProduct-link woocommerce-loop-product__link" href="https://www.hannathailand.com/product/hi707-checker-hc-nitrite-lr/">เครื่องวัดปริมาณไนไตรท์ ช่วงต่ำ รุ่น HI707</a> | https://www.hannathailand.com/wp-content/uploads/2021/07/8-500x500.jpg , https://www.hannathailand.com/wp-content/uploads/2022/06/miniphotometerfurammoniakmittel2416_11-600x600.jpg , https://www.hannathailand.com/wp-content/uploads/2022/06/miniphotometerfureisen832_11-600x600.jpg , https://www.hannathailand.com/wp-content/uploads/2021/07/7-500x500.jpg , https://www.hannathailand.com/wp-content/uploads/2022/06/miniphotometerfurfarbe843_11-600x600.jpg , https://www.hannathailand.com/wp-content/uploads/2021/12/HI736-600x600.jpg , https://www.hannathailand.com/wp-content/uploads/2022/06/miniphotometerfuriod829_11-600x600.jpg , https://www.hannathailand.com/wp-content/uploads/2022/06/hi707400-600x600.jpg
261 | HI5002-01 – 2.00 pH@25°C – TQ – 1000ml | สารละลาย , สินค้าทั้งหมด , เครื่องวัดความเป็นกรด-ด่าง/โออาร์พี | https://www.hannathailand.com/product-category/ph-meter/ | https://www.hannathailand.com/product/hi5002-01-2-00-ph25c-tq-1000ml/ | HI5002-01 | 2,407.50 |  | <div aria-labelledby="tab-title-additional_information" class="woocommerce-Tabs-panel woocommerce-Tabs-panel--additional_information panel entry-content" id="tab-additional_information" role="tabpanel"> </div> | General information about our pH buffers / calibration: Available grades: Technical Quality The buffer solutions of HANNA instruments include solutions from pH 1.00 to pH 13.00 and allow calibration over the entire pH scale with an accuracy of ± 0.01 pH. The buffer solution series is particularly suitable for pH measurements that require high accuracy. All solutions with certificate of analysis. Millesimal Quality Accuracy of ± 0.002 pH for calibration of measuring instruments with 0.001 resolution. All solutions in opaque packaging with certificate of analysis. Standard Quality Accuracy of ± 0.01 pH in different packaging, with or without a certificate of analysis. Available packages: Bottle: 230ml – 500ml – 1L Can: 3.78 L (gal) Individual portions – and virtually always fresh & no contamination risk Shelf life up to 5 years | <div aria-labelledby="tab-title-description" class="woocommerce-Tabs-panel woocommerce-Tabs-panel--description panel entry-content active" id="tab-description" role="tabpanel"> <p><span data-mce-style="text-decoration: underline;" style="text-decoration: underline;"><em></em></span></p> <p><span class="hps">General</span> <span class="hps">information about our</span> <span class="hps">pH</span> <span class="hps">buffers</span> <span class="hps">/</span> <span class="hps">calibration</span><span>:</span></p> <p><span data-mce-style="text-decoration: underline;" style="text-decoration: underline;"><em></em></span></p> <p><span class="hps">Available</span> <span class="hps">grades:</span></p> <p><span data-mce-style="text-decoration: underline;" style="text-decoration: underline;"><em></em></span></p> <p><strong><span class="hps">Technical</span> <span class="hps">Quality</span> </strong></p> <p><span data-mce-style="text-decoration: underline;" style="text-decoration: underline;"><em></em></span></p> <p><span class="hps">The buffer solutions</span> <span class="hps">of</span> <span class="hps">HANNA instruments</span> <span class="hps">include solutions</span> <span class="hps">from</span> <span class="hps">pH 1.00</span> <span class="hps">to pH</span> <span class="hps">13.00</span> <span class="hps">and</span> <span class="hps">allow</span> <span class="hps">calibration</span> <span class="hps">over the entire</span> <span class="hps">pH scale</span> <span class="hps">with an accuracy of</span> <span class="hps">±</span> <span class="hps">0.01 pH</span><span>.</span> <span class="hps">The buffer solution</span> <span class="hps">series</span> <span class="hps">is particularly suitable for</span> <span class="hps">pH measurements</span> <span class="hps">that require</span> <span class="hps">high accuracy</span><span>.</span> <span class="hps">All solutions</span> <span class="hps">with certificate of analysis</span><span>.</span></p> <p><span data-mce-style="text-decoration: underline;" style="text-decoration: underline;"><em></em></span></p> <p><strong><span class="hps">Millesimal</span> <span class="hps">Quality</span> </strong></p> <p><span data-mce-style="text-decoration: underline;" style="text-decoration: underline;"><em></em></span></p> <p><span class="hps">Accuracy</span> <span class="hps">of ±</span> <span class="hps">0.002</span> <span class="hps">pH</span> <span class="hps">for</span> <span class="hps">calibration</span> <span class="hps">of measuring instruments</span> <span class="hps">with 0.001</span> <span class="hps">resolution</span><span>.</span> <span class="hps">All solutions</span> <span class="hps">in</span> <span class="hps">opaque</span> <span class="hps">packaging</span> <span class="hps">with certificate of analysis</span><span>.</span></p> <p><span data-mce-style="text-decoration: underline;" style="text-decoration: underline;"><em></em></span></p> <p><strong><span class="hps">Standard Quality</span> </strong></p> <p><span data-mce-style="text-decoration: underline;" style="text-decoration: underline;"><em></em></span></p> <p><span class="hps">Accuracy</span> <span class="hps">of ±</span> <span class="hps">0.01 pH</span> <span class="hps">in different packaging</span><span>,</span> <span class="hps">with or without a</span> <span class="hps">certificate of analysis.</span></p> <p><span data-mce-style="text-decoration: underline;" style="text-decoration: underline;"><em></em></span></p> <p><span class="hps">Available</span> <span class="hps">packages</span><span>:</span> <span class="hps">Bottle</span><span>:</span> <span class="hps">230ml</span> <span class="hps">– 500ml –</span> <span class="hps">1L</span> <span class="hps">Can:</span> <span class="hps">3.78</span> <span class="hps">L</span> <span class="hps atn">(</span><span>gal</span><span>)</span> <span class="hps">Individual portions</span> <span class="hps">–</span> <span class="hps">and</span> <span class="hps">virtually</span> <span class="hps">always</span> <span class="hps">fresh</span> <span class="hps">&amp;</span> <span class="hps">no</span> <span class="hps">contamination</span> <span class="hps">risk</span> <span class="hps">Shelf life</span> <span class="hps">up to 5 years</span></p> <p><span data-mce-style="text-decoration: underline;" style="text-decoration: underline;"><em></em></span></p> </div> | Buffer Solution pH 2.00, ±0,01pH | <div class="product-short-description"> <p>Buffer Solution pH 2.00, ±0,01pH</p> </div> | https://www.hannathailand.com/wp-content/uploads/2022/06/pufferph200flasche1lzertifikat515_11.jpg | เครื่องวัดปริมาณไนไตรท์ ช่วงต่ำ รุ่น HI707 , เครื่องวัดปริมาณแอมโมเนีย ช่วงต่ำ รุ่น HI700 , เครื่องวัดปริมาณแอมโมเนีย ในน้ำ รุ่น HI715 , น้ำยามาตรฐานสำหรับค่าโซเดียม , เครื่องวัดปริมาณคลอรีนอิสระ รุ่น HI701 , เครื่องควบคุมค่าความนำไฟฟ้า , น้ำยามาตรฐานสอบเทียบ ค่ามาตรฐานความเค็ม , เครื่องวัดปริมาณโครเมี่ยม ช่วงสูง รุ่น HI723 | <a class="woocommerce-LoopProduct-link woocommerce-loop-product__link" href="https://www.hannathailand.com/product/hi707-checker-hc-nitrite-lr/">เครื่องวัดปริมาณไนไตรท์ ช่วงต่ำ รุ่น HI707</a> , <a class="woocommerce-LoopProduct-link woocommerce-loop-product__link" href="https://www.hannathailand.com/product/hi700-checker-hc-ammonia-lr/">เครื่องวัดปริมาณแอมโมเนีย ช่วงต่ำ รุ่น HI700</a> , <a class="woocommerce-LoopProduct-link woocommerce-loop-product__link" href="https://www.hannathailand.com/product/hi715-checker-hc-ammonia-mr/">เครื่องวัดปริมาณแอมโมเนีย ในน้ำ รุ่น HI715</a> , <a class="woocommerce-LoopProduct-link woocommerce-loop-product__link" href="https://www.hannathailand.com/product/hi7090l/">น้ำยามาตรฐานสำหรับค่าโซเดียม</a> , <a class="woocommerce-LoopProduct-link woocommerce-loop-product__link" href="https://www.hannathailand.com/product/hi701-checker-hc-free-chlorine/">เครื่องวัดปริมาณคลอรีนอิสระ รุ่น HI701</a> , <a class="woocommerce-LoopProduct-link woocommerce-loop-product__link" href="https://www.hannathailand.com/product/hi8931cn/">เครื่องควบคุมค่าความนำไฟฟ้า</a> , <a class="woocommerce-LoopProduct-link woocommerce-loop-product__link" href="https://www.hannathailand.com/product/hi7080l/">น้ำยามาตรฐานสอบเทียบ ค่ามาตรฐานความเค็ม</a> , <a class="woocommerce-LoopProduct-link woocommerce-loop-product__link" href="https://www.hannathailand.com/product/hi723-checker-hc-chromium-vi-hr/">เครื่องวัดปริมาณโครเมี่ยม ช่วงสูง รุ่น HI723</a> | https://www.hannathailand.com/wp-content/uploads/2022/06/pufferph200flasche1lzertifikat515_11-600x600.jpg , https://www.hannathailand.com/wp-content/uploads/2022/06/technicalbuffers1-600x600.jpg , https://www.hannathailand.com/wp-content/uploads/2022/06/hi707400-600x600.jpg , https://www.hannathailand.com/wp-content/uploads/2022/06/hi700_400pxl-600x600.jpg , https://www.hannathailand.com/wp-content/uploads/2022/06/miniphotometerfurammoniakmittel2416_11-600x600.jpg , https://www.hannathailand.com/wp-content/uploads/2021/07/12-500x500.jpg , https://www.hannathailand.com/wp-content/uploads/2021/11/hi701-500x500.jpg , https://www.hannathailand.com/wp-content/uploads/2021/07/2-500x500.jpg , https://www.hannathailand.com/wp-content/uploads/2021/07/11-500x500.jpg , https://www.hannathailand.com/wp-content/uploads/2022/06/miniphotometerfurchromvihoch839_11-600x600.jpg
262 | HI5003 – 3.00 pH@25°C – TQ – 500ml | สารละลาย , สินค้าทั้งหมด , เครื่องวัดความเป็นกรด-ด่าง/โออาร์พี | https://www.hannathailand.com/product-category/ph-meter/ | https://www.hannathailand.com/product/hi5003-3-00-ph25c-tq-500ml/ | HI5003 | 1,658.50 |  | <div aria-labelledby="tab-title-additional_information" class="woocommerce-Tabs-panel woocommerce-Tabs-panel--additional_information panel entry-content" id="tab-additional_information" role="tabpanel"> </div> | Generelle Informationen zu unseren pH Pufferlösungen/Kalibrierlösungen: Verfügbare Qualitäten: Technical Quality Die Pufferlösungen von HANNA instruments umfassen Lösungen von pH 1,00 bis pH 13,00 und ermöglichen Kalibrierungen über die gesamte pH-Skala mit einer Genauigkeit von ±0,01 pH. Die Pufferlösungsserie eignet sich besonders bei pH-Messungen, die eine hohe Messgenauigkeit erfordern. Alle Lösungen mit Analysezertifikat. Millesimal Quality Genauigkeit von ±0,002 pH für Kalibrierung von Messgeräten mit 0,001 Auflösung. Alle Lösungen in opaker Verpackung, mit Analysezertifikat. Standard QualityGenauigkeit von ±0,01 pH in verschiedenen Verpackungen, mit oder ohne Analysezertifikat. Verfügbare Packungen: Flaschen: 230ml – 500ml – 1L Kanister: 3.78 L (Gallone)Einzelportionen – praktisch & immer frisch & keine Kontaminations-Gefahr Haltbarkeit bis zu 5 Jahre | <div aria-labelledby="tab-title-description" class="woocommerce-Tabs-panel woocommerce-Tabs-panel--description panel entry-content active" id="tab-description" role="tabpanel"> <p><span data-mce-style="text-decoration: underline;" style="text-decoration: underline;"><em>Generelle Informationen zu unseren pH Pufferlösungen/Kalibrierlösungen:</em></span></p> <p><strong>Verfügbare Qualitäten:</strong></p> <p style="padding-left: 30px;"><strong>Technical Quality <br/></strong>Die Pufferlösungen von <strong>HANNA instruments</strong> umfassen Lösungen von pH 1,00 bis pH 13,00 und ermöglichen Kalibrierungen über die gesamte pH-Skala mit einer Genauigkeit von ±0,01 pH. Die Pufferlösungsserie eignet sich besonders bei pH-Messungen, die eine hohe Messgenauigkeit erfordern. Alle Lösungen mit Analysezertifikat.</p> <p style="padding-left: 30px;"><strong>Millesimal Quality <br/></strong>Genauigkeit von ±0,002 pH für Kalibrierung von Messgeräten mit 0,001 Auflösung. Alle Lösungen in opaker Verpackung, mit Analysezertifikat.</p> <p style="padding-left: 30px;"><strong>Standard Quality<br/></strong>Genauigkeit von ±0,01 pH in verschiedenen Verpackungen, mit oder ohne Analysezertifikat.</p> <p><strong>Verfügbare Packungen:</strong></p> <p>Flaschen: 230ml – 500ml – 1L <br/>Kanister: 3.78 L (Gallone)<br/>Einzelportionen – praktisch &amp; immer frisch &amp; keine Kontaminations-Gefahr</p> <p><strong>Haltbarkeit bis zu 5 Jahre</strong></p> <p> </p> </div> | Pufferlösung pH 3.00, 500 ml Flasche, ±0,01pH, mit Analysezertifikat | <div class="product-short-description"> <p>Pufferlösung pH 3.00, 500 ml Flasche, ±0,01pH, mit Analysezertifikat</p> </div> | https://www.hannathailand.com/wp-content/uploads/2022/06/pufferph100flasche500mlzertifikat502_1151cd76f99c094.jpg | เครื่องวัดสีในน้ำตัวอย่าง HI727 , เครื่องวัดปริมาณโครเมี่ยม ช่วงสูง รุ่น HI723 , เครื่องวัดปริมาณไอโอดีน รุ่น HI718 , เครื่องวัดค่าเหล็ก รุ่น HI721 , เครื่องวัดปริมาณฟอสฟอรัส ช่วงต่ำมาก รุ่น HI736 , เครื่องวัดปริมาณคลอรีนรวม รุ่น HI711 , ซัลไฟด์สารต้านอนุมูลอิสระบัฟเฟอร์ , เครื่องวัดปริมาณคลอรีนอิสระ รุ่น HI701 | <a class="woocommerce-LoopProduct-link woocommerce-loop-product__link" href="https://www.hannathailand.com/product/hi727-checker-hc-color-of-water/">เครื่องวัดสีในน้ำตัวอย่าง HI727</a> , <a class="woocommerce-LoopProduct-link woocommerce-loop-product__link" href="https://www.hannathailand.com/product/hi723-checker-hc-chromium-vi-hr/">เครื่องวัดปริมาณโครเมี่ยม ช่วงสูง รุ่น HI723</a> , <a class="woocommerce-LoopProduct-link woocommerce-loop-product__link" href="https://www.hannathailand.com/product/hi718-checker-hc-iodine/">เครื่องวัดปริมาณไอโอดีน รุ่น HI718</a> , <a class="woocommerce-LoopProduct-link woocommerce-loop-product__link" href="https://www.hannathailand.com/product/hi721-checker-hc-iron/">เครื่องวัดค่าเหล็ก รุ่น HI721</a> , <a class="woocommerce-LoopProduct-link woocommerce-loop-product__link" href="https://www.hannathailand.com/product/phosphorous-marine/">เครื่องวัดปริมาณฟอสฟอรัส ช่วงต่ำมาก รุ่น HI736</a> , <a class="woocommerce-LoopProduct-link woocommerce-loop-product__link" href="https://www.hannathailand.com/product/hi711-checker-hc-total-chlorine/">เครื่องวัดปริมาณคลอรีนรวม รุ่น HI711</a> , <a class="woocommerce-LoopProduct-link woocommerce-loop-product__link" href="https://www.hannathailand.com/product/hi4015-00/">ซัลไฟด์สารต้านอนุมูลอิสระบัฟเฟอร์</a> , <a class="woocommerce-LoopProduct-link woocommerce-loop-product__link" href="https://www.hannathailand.com/product/hi701-checker-hc-free-chlorine/">เครื่องวัดปริมาณคลอรีนอิสระ รุ่น HI701</a> | https://www.hannathailand.com/wp-content/uploads/2022/06/miniphotometerfurfarbe843_11-600x600.jpg , https://www.hannathailand.com/wp-content/uploads/2022/06/miniphotometerfurchromvihoch839_11-600x600.jpg , https://www.hannathailand.com/wp-content/uploads/2022/06/miniphotometerfuriod829_11-600x600.jpg , https://www.hannathailand.com/wp-content/uploads/2022/06/miniphotometerfureisen832_11-600x600.jpg , https://www.hannathailand.com/wp-content/uploads/2021/12/HI736-600x600.jpg , https://www.hannathailand.com/wp-content/uploads/2022/06/hi711_lg-600x600.jpg , https://www.hannathailand.com/wp-content/uploads/2021/07/7-500x500.jpg , https://www.hannathailand.com/wp-content/uploads/2021/11/hi701-500x500.jpg
263 | HI5004 – 4.01 pH@25°C – TQ – 500ml | สารละลาย , สินค้าทั้งหมด , เครื่องวัดความเป็นกรด-ด่าง/โออาร์พี | https://www.hannathailand.com/product-category/ph-meter/ | https://www.hannathailand.com/product/hi5004-4-01-ph25c-tq-500ml/ | HI5004 | 1,658.50 |  | <div aria-labelledby="tab-title-additional_information" class="woocommerce-Tabs-panel woocommerce-Tabs-panel--additional_information panel entry-content" id="tab-additional_information" role="tabpanel"> </div> | General information about our pH buffers / calibration: Available grades: Technical Quality The buffer solutions of HANNA instruments include solutions from pH 1.00 to pH 13.00 and allow calibration over the entire pH scale with an accuracy of ± 0.01 pH. The buffer solution series is particularly suitable for pH measurements that require high accuracy. All solutions with certificate of analysis. millesimal Quality Accuracy of ± 0.002 pH for calibration of measuring instruments with 0.001 resolution. All solutions in opaque packaging with certificate of analysis. Standard Quality Accuracy of ± 0.01 pH in different packaging, with or without a certificate of analysis. Available packages: Bottle: 230ml – 500ml – 1L Can: 3.78 L (gal) Individual portions – and virtually always fresh & no contamination risk Shelf life up to 5 years | <div aria-labelledby="tab-title-description" class="woocommerce-Tabs-panel woocommerce-Tabs-panel--description panel entry-content active" id="tab-description" role="tabpanel"> <p><span data-mce-style="text-decoration: underline;" style="text-decoration: underline;"><em></em></span></p> <p><span class="hps">General</span> <span class="hps">information about our</span> <span class="hps">pH</span> <span class="hps">buffers</span> <span class="hps">/</span> <span class="hps">calibration</span>:</p> <p><span data-mce-style="text-decoration: underline;" style="text-decoration: underline;"><em></em></span></p> <p><span class="hps">Available</span> <span class="hps">grades:</span></p> <p><span data-mce-style="text-decoration: underline;" style="text-decoration: underline;"><em></em></span></p> <p><span class="hps">Technical</span> <span class="hps">Quality</span></p> <p><span data-mce-style="text-decoration: underline;" style="text-decoration: underline;"><em></em></span></p> <p><span class="hps">The buffer solutions</span> <span class="hps">of</span> <span class="hps">HANNA instruments</span> <span class="hps">include solutions</span> <span class="hps">from</span> <span class="hps">pH 1.00</span> <span class="hps">to pH</span> <span class="hps">13.00</span> <span class="hps">and</span> <span class="hps">allow</span> <span class="hps">calibration</span> <span class="hps">over the entire</span> <span class="hps">pH scale</span> <span class="hps">with an accuracy of</span> <span class="hps">±</span> <span class="hps">0.01 pH</span>. <span class="hps">The buffer solution</span> <span class="hps">series</span> <span class="hps">is particularly suitable for</span> <span class="hps">pH measurements</span> <span class="hps">that require</span> <span class="hps">high accuracy</span>. <span class="hps">All solutions</span> <span class="hps">with certificate of analysis</span>.</p> <p><span data-mce-style="text-decoration: underline;" style="text-decoration: underline;"><em></em></span></p> <p><span class="hps">millesimal</span> <span class="hps">Quality</span></p> <p><span data-mce-style="text-decoration: underline;" style="text-decoration: underline;"><em></em></span></p> <p><span class="hps">Accuracy</span> <span class="hps">of ±</span> <span class="hps">0.002</span> <span class="hps">pH</span> <span class="hps">for</span> <span class="hps">calibration</span> <span class="hps">of measuring instruments</span> <span class="hps">with 0.001</span> <span class="hps">resolution</span>. <span class="hps">All solutions</span> <span class="hps">in</span> <span class="hps">opaque</span> <span class="hps">packaging</span> <span class="hps">with certificate of analysis</span>.</p> <p><span data-mce-style="text-decoration: underline;" style="text-decoration: underline;"><em></em></span></p> <p><span class="hps">Standard Quality</span></p> <p><span data-mce-style="text-decoration: underline;" style="text-decoration: underline;"><em></em></span></p> <p><span class="hps">Accuracy</span> <span class="hps">of ±</span> <span class="hps">0.01 pH</span> <span class="hps">in different packaging</span>, <span class="hps">with or without a</span> <span class="hps">certificate of analysis.</span></p> <p><span data-mce-style="text-decoration: underline;" style="text-decoration: underline;"><em></em></span></p> <p><span class="hps">Available</span> <span class="hps">packages</span>:</p> <p><span data-mce-style="text-decoration: underline;" style="text-decoration: underline;"><em></em></span></p> <p><span class="hps">Bottle</span>: <span class="hps">230ml</span> <span class="hps">– 500ml –</span> <span class="hps">1L</span> <span class="hps">Can:</span> <span class="hps">3.78</span> <span class="hps">L</span> <span class="hps atn">(</span>gal) <span class="hps">Individual portions</span> <span class="hps">–</span> <span class="hps">and</span> <span class="hps">virtually</span> <span class="hps">always</span> <span class="hps">fresh</span> <span class="hps">&amp;</span> <span class="hps">no</span> <span class="hps">contamination</span> <span class="hps">risk</span> <span class="hps">Shelf life</span> <span class="hps">up to 5 years</span></p> <p><span data-mce-style="text-decoration: underline;" style="text-decoration: underline;"><em></em></span></p> </div> | Buffer Solution pH 4.01, 500 ml ±0,01pH, | <div class="product-short-description"> <p>Buffer Solution pH 4.01, 500 ml ±0,01pH, </p> </div> | https://www.hannathailand.com/wp-content/uploads/2022/06/pufferph100flasche500mlzertifikat502_1151cd775b89872.jpg | ซัลไฟด์สารต้านอนุมูลอิสระบัฟเฟอร์ , น้ำยามาตรฐานสอบเทียบ , เครื่องวัดปริมาณฟอสฟอรัส ช่วงต่ำมาก รุ่น HI736 , เครื่องวัดคลอรีน , เครื่องวัดปริมาณแอมโมเนีย ช่วงสูง รุ่น HI733 , เครื่องวัดปริมาณซิลิกา ช่วงต่ำ ในตัวอย่างน้ำ รุ่น HI705 , เครื่องวัดปริมาณฟลูออไรด์ ช่วงต่ำ รุ่น HI729 , เครื่องวัดปริมาณฟอสฟอรัส ช่วงสูง รุ่น HI706 | <a class="woocommerce-LoopProduct-link woocommerce-loop-product__link" href="https://www.hannathailand.com/product/hi4015-00/">ซัลไฟด์สารต้านอนุมูลอิสระบัฟเฟอร์</a> , <a class="woocommerce-LoopProduct-link woocommerce-loop-product__link" href="https://www.hannathailand.com/product/hi9828-25/">น้ำยามาตรฐานสอบเทียบ</a> , <a class="woocommerce-LoopProduct-link woocommerce-loop-product__link" href="https://www.hannathailand.com/product/phosphorous-marine/">เครื่องวัดปริมาณฟอสฟอรัส ช่วงต่ำมาก รุ่น HI736</a> , <a class="woocommerce-LoopProduct-link woocommerce-loop-product__link" href="https://www.hannathailand.com/product/free-chlorine/">เครื่องวัดคลอรีน</a> , <a class="woocommerce-LoopProduct-link woocommerce-loop-product__link" href="https://www.hannathailand.com/product/hi733-checker-hc-ammonia-hr/">เครื่องวัดปริมาณแอมโมเนีย ช่วงสูง รุ่น HI733</a> , <a class="woocommerce-LoopProduct-link woocommerce-loop-product__link" href="https://www.hannathailand.com/product/hi705-checker-hc-silica-lr/">เครื่องวัดปริมาณซิลิกา ช่วงต่ำ ในตัวอย่างน้ำ รุ่น HI705</a> , <a class="woocommerce-LoopProduct-link woocommerce-loop-product__link" href="https://www.hannathailand.com/product/hi729-checker-hc-fluoride-lr/">เครื่องวัดปริมาณฟลูออไรด์ ช่วงต่ำ รุ่น HI729</a> , <a class="woocommerce-LoopProduct-link woocommerce-loop-product__link" href="https://www.hannathailand.com/product/hi706-checker-hc-phosphorous-hr/">เครื่องวัดปริมาณฟอสฟอรัส ช่วงสูง รุ่น HI706</a> | https://www.hannathailand.com/wp-content/uploads/2022/06/pufferph100flasche500mlzertifikat502_1151cd775b89872-600x600.jpg , https://www.hannathailand.com/wp-content/uploads/2022/06/imgtechbuffsol151cd6c123aa03-600x600.jpg , https://www.hannathailand.com/wp-content/uploads/2021/12/imghi_5004l_med1.jpg , https://www.hannathailand.com/wp-content/uploads/2021/07/7-500x500.jpg , https://www.hannathailand.com/wp-content/uploads/2021/07/8-500x500.jpg , https://www.hannathailand.com/wp-content/uploads/2021/12/HI736-600x600.jpg , https://www.hannathailand.com/wp-content/uploads/2021/07/1-500x500.jpg , https://www.hannathailand.com/wp-content/uploads/2022/06/miniphotometerfurammoniumhoch2418_11-600x600.jpg , https://www.hannathailand.com/wp-content/uploads/2022/06/hi705400-600x600.jpg , https://www.hannathailand.com/wp-content/uploads/2022/06/miniphotometerfurfluoridniedrig844_11-600x600.jpg , https://www.hannathailand.com/wp-content/uploads/2022/06/hi706_400-600x600.jpg
264 | HI5004-01 – 4.01 pH@25°C – TQ – 1000ml | สารละลาย , สินค้าทั้งหมด , เครื่องวัดความเป็นกรด-ด่าง/โออาร์พี | https://www.hannathailand.com/product-category/ph-meter/ | https://www.hannathailand.com/product/hi5004-01-4-01-ph25c-tq-1000ml/ | HI5004-01 | 2,407.50 |  | <div aria-labelledby="tab-title-additional_information" class="woocommerce-Tabs-panel woocommerce-Tabs-panel--additional_information panel entry-content" id="tab-additional_information" role="tabpanel"> </div> | General information about our pH buffers / calibration: Available grades: Technical Quality The buffer solutions of HANNA instruments include solutions from pH 1.00 to pH 13.00 and allow calibration over the entire pH scale with an accuracy of ± 0.01 pH. The buffer solution series is particularly suitable for pH measurements that require high accuracy. All solutions with certificate of analysis. Millesimal Quality Accuracy of ± 0.002 pH for calibration of measuring instruments with 0.001 resolution. All solutions in opaque packaging with certificate of analysis. Standard Quality Accuracy of ± 0.01 pH in different packaging, with or without a certificate of analysis. Available packages: Bottle: 230ml – 500ml – 1L Can: 3.78 L (gal) Individual portions – and virtually always fresh & no contamination risk Shelf life up to 5 years | <div aria-labelledby="tab-title-description" class="woocommerce-Tabs-panel woocommerce-Tabs-panel--description panel entry-content active" id="tab-description" role="tabpanel"> <p><span data-mce-style="text-decoration: underline;" style="text-decoration: underline;"><em></em></span></p> <p><span class="hps">General</span> <span class="hps">information about our</span> <span class="hps">pH</span> <span class="hps">buffers</span> <span class="hps">/</span> <span class="hps">calibration</span><span>:</span></p> <p><span data-mce-style="text-decoration: underline;" style="text-decoration: underline;"><em></em></span></p> <p><span class="hps">Available</span> <span class="hps">grades:</span></p> <p><span data-mce-style="text-decoration: underline;" style="text-decoration: underline;"><em></em></span></p> <p><strong><span class="hps">Technical</span> <span class="hps">Quality</span> </strong></p> <p><span data-mce-style="text-decoration: underline;" style="text-decoration: underline;"><em></em></span></p> <p><span class="hps">The buffer solutions</span> <span class="hps">of</span> <span class="hps">HANNA instruments</span> <span class="hps">include solutions</span> <span class="hps">from</span> <span class="hps">pH 1.00</span> <span class="hps">to pH</span> <span class="hps">13.00</span> <span class="hps">and</span> <span class="hps">allow</span> <span class="hps">calibration</span> <span class="hps">over the entire</span> <span class="hps">pH scale</span> <span class="hps">with an accuracy of</span> <span class="hps">±</span> <span class="hps">0.01 pH</span><span>.</span> <span class="hps">The buffer solution</span> <span class="hps">series</span> <span class="hps">is particularly suitable for</span> <span class="hps">pH measurements</span> <span class="hps">that require</span> <span class="hps">high accuracy</span><span>.</span> <span class="hps">All solutions</span> <span class="hps">with certificate of analysis</span><span>.</span></p> <p><span data-mce-style="text-decoration: underline;" style="text-decoration: underline;"><em></em></span></p> <p><strong><span class="hps">Millesimal</span> <span class="hps">Quality</span> </strong></p> <p><span data-mce-style="text-decoration: underline;" style="text-decoration: underline;"><em></em></span></p> <p><span class="hps">Accuracy</span> <span class="hps">of ±</span> <span class="hps">0.002</span> <span class="hps">pH</span> <span class="hps">for</span> <span class="hps">calibration</span> <span class="hps">of measuring instruments</span> <span class="hps">with 0.001</span> <span class="hps">resolution</span><span>.</span> <span class="hps">All solutions</span> <span class="hps">in</span> <span class="hps">opaque</span> <span class="hps">packaging</span> <span class="hps">with certificate of analysis</span><span>.</span></p> <p><span data-mce-style="text-decoration: underline;" style="text-decoration: underline;"><em></em></span></p> <p><strong><span class="hps">Standard Quality</span> </strong></p> <p><span data-mce-style="text-decoration: underline;" style="text-decoration: underline;"><em></em></span></p> <p><span class="hps">Accuracy</span> <span class="hps">of ±</span> <span class="hps">0.01 pH</span> <span class="hps">in different packaging</span><span>,</span> <span class="hps">with or without a</span> <span class="hps">certificate of analysis.</span></p> <p><span data-mce-style="text-decoration: underline;" style="text-decoration: underline;"><em></em></span></p> <p><span class="hps">Available</span> <span class="hps">packages</span><span>:</span> <span class="hps">Bottle</span><span>:</span> <span class="hps">230ml</span> <span class="hps">– 500ml –</span> <span class="hps">1L</span> <span class="hps">Can:</span> <span class="hps">3.78</span> <span class="hps">L</span> <span class="hps atn">(</span><span>gal</span><span>)</span> <span class="hps">Individual portions</span> <span class="hps">–</span> <span class="hps">and</span> <span class="hps">virtually</span> <span class="hps">always</span> <span class="hps">fresh</span> <span class="hps">&amp;</span> <span class="hps">no</span> <span class="hps">contamination</span> <span class="hps">risk</span> <span class="hps">Shelf life</span> <span class="hps">up to 5 years</span></p> <p><span data-mce-style="text-decoration: underline;" style="text-decoration: underline;"><em></em></span></p> </div> | Buffer Solution pH 4.01, ±0,01pH, | <div class="product-short-description"> <p>Buffer Solution pH 4.01, ±0,01pH, </p> </div> | https://www.hannathailand.com/wp-content/uploads/2022/06/pufferph200flasche1lzertifikat515_11.jpg | น้ำยามาตรฐานสอบเทียบ , เครื่องวัดปริมาณฟลูออไรด์ ช่วงต่ำ รุ่น HI729 , เครื่องวัดปริมาณแอมโมเนีย ช่วงสูง รุ่น HI733 , เครื่องวัดปริมาณฟอสเฟต ช่วงสูง รุ่น HI717 , เครื่องควบคุมค่าความนำไฟฟ้า , น้ำยามาตรฐานสำหรับค่าโซเดียม , เครื่องวัดปริมาณโครเมี่ยม ช่วงสูง รุ่น HI723 , เครื่องวัดคลอรีน | <a class="woocommerce-LoopProduct-link woocommerce-loop-product__link" href="https://www.hannathailand.com/product/hi9828-25/">น้ำยามาตรฐานสอบเทียบ</a> , <a class="woocommerce-LoopProduct-link woocommerce-loop-product__link" href="https://www.hannathailand.com/product/hi729-checker-hc-fluoride-lr/">เครื่องวัดปริมาณฟลูออไรด์ ช่วงต่ำ รุ่น HI729</a> , <a class="woocommerce-LoopProduct-link woocommerce-loop-product__link" href="https://www.hannathailand.com/product/hi733-checker-hc-ammonia-hr/">เครื่องวัดปริมาณแอมโมเนีย ช่วงสูง รุ่น HI733</a> , <a class="woocommerce-LoopProduct-link woocommerce-loop-product__link" href="https://www.hannathailand.com/product/hi717-checker-hc-phosphate-hr/">เครื่องวัดปริมาณฟอสเฟต ช่วงสูง รุ่น HI717</a> , <a class="woocommerce-LoopProduct-link woocommerce-loop-product__link" href="https://www.hannathailand.com/product/hi8931cn/">เครื่องควบคุมค่าความนำไฟฟ้า</a> , <a class="woocommerce-LoopProduct-link woocommerce-loop-product__link" href="https://www.hannathailand.com/product/hi7090l/">น้ำยามาตรฐานสำหรับค่าโซเดียม</a> , <a class="woocommerce-LoopProduct-link woocommerce-loop-product__link" href="https://www.hannathailand.com/product/hi723-checker-hc-chromium-vi-hr/">เครื่องวัดปริมาณโครเมี่ยม ช่วงสูง รุ่น HI723</a> , <a class="woocommerce-LoopProduct-link woocommerce-loop-product__link" href="https://www.hannathailand.com/product/free-chlorine/">เครื่องวัดคลอรีน</a> | https://www.hannathailand.com/wp-content/uploads/2022/06/pufferph200flasche1lzertifikat515_11-600x600.jpg , https://www.hannathailand.com/wp-content/uploads/2022/06/technicalbuffers1-600x600.jpg , https://www.hannathailand.com/wp-content/uploads/2021/07/8-500x500.jpg , https://www.hannathailand.com/wp-content/uploads/2022/06/miniphotometerfurfluoridniedrig844_11-600x600.jpg , https://www.hannathailand.com/wp-content/uploads/2022/06/miniphotometerfurammoniumhoch2418_11-600x600.jpg , https://www.hannathailand.com/wp-content/uploads/2022/06/miniphotometerfurphosphathoch827_11-600x600.jpg , https://www.hannathailand.com/wp-content/uploads/2021/07/2-500x500.jpg , https://www.hannathailand.com/wp-content/uploads/2021/07/12-500x500.jpg , https://www.hannathailand.com/wp-content/uploads/2022/06/miniphotometerfurchromvihoch839_11-600x600.jpg , https://www.hannathailand.com/wp-content/uploads/2021/07/1-500x500.jpg
265 | HI5004-R08 – 4.01 pH@25°C – TQ – 3.78L farbcodiert | สารละลาย , สินค้าทั้งหมด , เครื่องวัดความเป็นกรด-ด่าง/โออาร์พี | https://www.hannathailand.com/product-category/ph-meter/ | https://www.hannathailand.com/product/hi5004-r08-4-01-ph25c-tq-3-78l-farbcodiert/ | HI5004-R08 | 5,136.00 |  | <div aria-labelledby="tab-title-additional_information" class="woocommerce-Tabs-panel woocommerce-Tabs-panel--additional_information panel entry-content" id="tab-additional_information" role="tabpanel"> </div> | Generelle Informationen zu unseren pH Pufferlösungen/Kalibrierlösungen: Verfügbare Qualitäten: Technical Quality Die Pufferlösungen von HANNA instruments umfassen Lösungen von pH 1,00 bis pH 13,00 und ermöglichen Kalibrierungen über die gesamte pH-Skala mit einer Genauigkeit von ±0,01 pH. Die Pufferlösungsserie eignet sich besonders bei pH-Messungen, die eine hohe Messgenauigkeit erfordern. Alle Lösungen mit Analysezertifikat. Millesimal Quality Genauigkeit von ±0,002 pH für Kalibrierung von Messgeräten mit 0,001 Auflösung. Alle Lösungen in opaker Verpackung, mit Analysezertifikat. Standard QualityGenauigkeit von ±0,01 pH in verschiedenen Verpackungen, mit oder ohne Analysezertifikat. Verfügbare Packungen: Flaschen: 230ml – 500ml – 1L Kanister: 3.78 L (Gallone)Einzelportionen – praktisch & immer frisch & keine Kontaminations-Gefahr Haltbarkeit bis zu 5 Jahre | <div aria-labelledby="tab-title-description" class="woocommerce-Tabs-panel woocommerce-Tabs-panel--description panel entry-content active" id="tab-description" role="tabpanel"> <p><span data-mce-style="text-decoration: underline;" style="text-decoration: underline;"><em>Generelle Informationen zu unseren pH Pufferlösungen/Kalibrierlösungen:</em></span></p> <p><strong>Verfügbare Qualitäten:</strong></p> <p style="padding-left: 30px;"><strong>Technical Quality <br/></strong>Die Pufferlösungen von <strong>HANNA instruments</strong> umfassen Lösungen von pH 1,00 bis pH 13,00 und ermöglichen Kalibrierungen über die gesamte pH-Skala mit einer Genauigkeit von ±0,01 pH. Die Pufferlösungsserie eignet sich besonders bei pH-Messungen, die eine hohe Messgenauigkeit erfordern. Alle Lösungen mit Analysezertifikat.</p> <p style="padding-left: 30px;"><strong>Millesimal Quality <br/></strong>Genauigkeit von ±0,002 pH für Kalibrierung von Messgeräten mit 0,001 Auflösung. Alle Lösungen in opaker Verpackung, mit Analysezertifikat.</p> <p style="padding-left: 30px;"><strong>Standard Quality<br/></strong>Genauigkeit von ±0,01 pH in verschiedenen Verpackungen, mit oder ohne Analysezertifikat.</p> <p><strong>Verfügbare Packungen:</strong></p> <p>Flaschen: 230ml – 500ml – 1L <br/>Kanister: 3.78 L (Gallone)<br/>Einzelportionen – praktisch &amp; immer frisch &amp; keine Kontaminations-Gefahr</p> <p><strong>Haltbarkeit bis zu 5 Jahre</strong></p> <p> </p> </div> | Pufferlösung pH 4.01 farbcodiert, 3.78 Liter Kanister (Gallone), ±0,01pH, mit Analysezertifikat | <div class="product-short-description"> <p>Pufferlösung pH 4.01 farbcodiert, 3.78 Liter Kanister (Gallone), ±0,01pH, mit Analysezertifikat</p> </div> | https://www.hannathailand.com/wp-content/uploads/2022/06/41pu0waxe7l_sl500_aa300_151cda7b5e667d.jpg | เครื่องวัดปริมาณฟอสฟอรัส ช่วงสูง รุ่น HI706 , เครื่องวัดปริมาณฟอสฟอรัส ช่วงต่ำมาก รุ่น HI736 , น้ำยามาตรฐานสอบเทียบ , น้ำยามาตรฐานสำหรับค่าโซเดียม , เครื่องวัดปริมาณไอโอดีน รุ่น HI718 , เครื่องวัดปริมาณแอมโมเนีย ในน้ำ รุ่น HI715 , เครื่องวัดค่าเหล็ก รุ่น HI721 , น้ำยามาตรฐานสอบเทียบ ค่ามาตรฐานความเค็ม | <a class="woocommerce-LoopProduct-link woocommerce-loop-product__link" href="https://www.hannathailand.com/product/hi706-checker-hc-phosphorous-hr/">เครื่องวัดปริมาณฟอสฟอรัส ช่วงสูง รุ่น HI706</a> , <a class="woocommerce-LoopProduct-link woocommerce-loop-product__link" href="https://www.hannathailand.com/product/phosphorous-marine/">เครื่องวัดปริมาณฟอสฟอรัส ช่วงต่ำมาก รุ่น HI736</a> , <a class="woocommerce-LoopProduct-link woocommerce-loop-product__link" href="https://www.hannathailand.com/product/hi9828-25/">น้ำยามาตรฐานสอบเทียบ</a> , <a class="woocommerce-LoopProduct-link woocommerce-loop-product__link" href="https://www.hannathailand.com/product/hi7090l/">น้ำยามาตรฐานสำหรับค่าโซเดียม</a> , <a class="woocommerce-LoopProduct-link woocommerce-loop-product__link" href="https://www.hannathailand.com/product/hi718-checker-hc-iodine/">เครื่องวัดปริมาณไอโอดีน รุ่น HI718</a> , <a class="woocommerce-LoopProduct-link woocommerce-loop-product__link" href="https://www.hannathailand.com/product/hi715-checker-hc-ammonia-mr/">เครื่องวัดปริมาณแอมโมเนีย ในน้ำ รุ่น HI715</a> , <a class="woocommerce-LoopProduct-link woocommerce-loop-product__link" href="https://www.hannathailand.com/product/hi721-checker-hc-iron/">เครื่องวัดค่าเหล็ก รุ่น HI721</a> , <a class="woocommerce-LoopProduct-link woocommerce-loop-product__link" href="https://www.hannathailand.com/product/hi7083l/">น้ำยามาตรฐานสอบเทียบ ค่ามาตรฐานความเค็ม</a> | https://www.hannathailand.com/wp-content/uploads/2022/06/hi706_400-600x600.jpg , https://www.hannathailand.com/wp-content/uploads/2021/12/HI736-600x600.jpg , https://www.hannathailand.com/wp-content/uploads/2021/07/8-500x500.jpg , https://www.hannathailand.com/wp-content/uploads/2021/07/12-500x500.jpg , https://www.hannathailand.com/wp-content/uploads/2022/06/miniphotometerfuriod829_11-600x600.jpg , https://www.hannathailand.com/wp-content/uploads/2022/06/miniphotometerfurammoniakmittel2416_11-600x600.jpg , https://www.hannathailand.com/wp-content/uploads/2022/06/miniphotometerfureisen832_11-600x600.jpg , https://www.hannathailand.com/wp-content/uploads/2021/07/10-500x500.jpg
266 | HI5005 – 5.00 pH@25°C – TQ – 500ml | สารละลาย , สินค้าทั้งหมด , เครื่องวัดความเป็นกรด-ด่าง/โออาร์พี | https://www.hannathailand.com/product-category/ph-meter/ | https://www.hannathailand.com/product/hi5005-5-00-ph25c-tq-500ml/ | HI5005 | 1,658.50 |  | <div aria-labelledby="tab-title-additional_information" class="woocommerce-Tabs-panel woocommerce-Tabs-panel--additional_information panel entry-content" id="tab-additional_information" role="tabpanel"> </div> | General information about our pH buffers / calibration: Available grades: Technical Quality The buffer solutions of HANNA instruments include solutions from pH 1.00 to pH 13.00 and allow calibration over the entire pH scale with an accuracy of ± 0.01 pH. The buffer solution series is particularly suitable for pH measurements that require high accuracy. All solutions with certificate of analysis. millesimal Quality Accuracy of ± 0.002 pH for calibration of measuring instruments with 0.001 resolution. All solutions in opaque packaging with certificate of analysis. Standard Quality Accuracy of ± 0.01 pH in different packaging, with or without a certificate of analysis. Available packages: Bottle: 230ml – 500ml – 1L Can: 3.78 L (gal) Individual portions – and virtually always fresh & no contamination riskShelf life up to 5 years | <div aria-labelledby="tab-title-description" class="woocommerce-Tabs-panel woocommerce-Tabs-panel--description panel entry-content active" id="tab-description" role="tabpanel"> <p><span class="hps">General</span> <span class="hps">information about our</span> <span class="hps">pH</span> <span class="hps">buffers</span> <span class="hps">/</span> <span class="hps">calibration</span>:</p> <p><span class="hps">Available</span> <span class="hps">grades:</span></p> <p><span class="hps"></span><br/><span class="hps">Technical</span> <span class="hps">Quality</span> </p> <p><span class="hps">The buffer solutions</span> <span class="hps">of</span> <span class="hps">HANNA instruments</span> <span class="hps">include solutions</span> <span class="hps">from</span> <span class="hps">pH 1.00</span> <span class="hps">to pH</span> <span class="hps">13.00</span> <span class="hps">and</span> <span class="hps">allow</span> <span class="hps">calibration</span> <span class="hps">over the entire</span> <span class="hps">pH scale</span> <span class="hps">with an accuracy of</span> <span class="hps">±</span> <span class="hps">0.01 pH</span>. <span class="hps">The buffer solution</span> <span class="hps">series</span> <span class="hps">is particularly suitable for</span> <span class="hps">pH measurements</span> <span class="hps">that require</span> <span class="hps">high accuracy</span>. <span class="hps">All solutions</span> <span class="hps">with certificate of analysis</span>.<br/><span class="hps"></span></p> <p><span class="hps">millesimal</span> <span class="hps">Quality</span> </p> <p><span class="hps">Accuracy</span> <span class="hps">of ±</span> <span class="hps">0.002</span> <span class="hps">pH</span> <span class="hps">for</span> <span class="hps">calibration</span> <span class="hps">of measuring instruments</span> <span class="hps">with 0.001</span> <span class="hps">resolution</span>. <span class="hps">All solutions</span> <span class="hps">in</span> <span class="hps">opaque</span> <span class="hps">packaging</span> <span class="hps">with certificate of analysis</span>.<br/><span class="hps"></span></p> <p><span class="hps">Standard Quality</span> </p> <p><span class="hps">Accuracy</span> <span class="hps">of ±</span> <span class="hps">0.01 pH</span> <span class="hps">in different packaging</span>, <span class="hps">with or without a</span> <span class="hps">certificate of analysis.</span></p> <p><span class="hps"></span><br/><span class="hps">Available</span> <span class="hps">packages</span>:</p> <p><span class="hps">Bottle</span>: <span class="hps">230ml</span> <span class="hps">– 500ml –</span> <span class="hps">1L</span> <span class="hps">Can:</span> <span class="hps">3.78</span> <span class="hps">L</span> <span class="hps atn">(</span>gal) <span class="hps">Individual portions</span> <span class="hps">–</span> <span class="hps">and</span> <span class="hps">virtually</span> <span class="hps">always</span> <span class="hps">fresh</span> <span class="hps">&amp;</span> <span class="hps">no</span> <span class="hps">contamination</span> <span class="hps">risk</span><br/><span class="hps">Shelf life</span> <span class="hps">up to 5 years</span></p> </div> | Buffer Solution pH 5.00, 500 ml ±0,01pH | <div class="product-short-description"> <p>Buffer Solution pH 5.00, 500 ml ±0,01pH</p> </div> | https://www.hannathailand.com/wp-content/uploads/2022/06/pufferph100flasche500mlzertifikat502_1151cd775b89872.jpg | เครื่องวัดปริมาณฟอสเฟต ช่วงสูง รุ่น HI717 , น้ำยามาตรฐานสอบเทียบ ค่ามาตรฐานความเค็ม , เครื่องวัดปริมาณฟอสฟอรัส ช่วงต่ำมาก รุ่น HI736 , เครื่องวัดค่าเหล็ก รุ่น HI721 , น้ำยามาตรฐานสอบเทียบ ค่ามาตรฐานความเค็ม , เครื่องควบคุมค่าความนำไฟฟ้า , เครื่องวัดปริมาณไนไตรท์ ช่วงสูง ในตัวอย่างน้ำ รุ่น HI708 , สารละลายมาตรฐานความขุ่น 20 NTU | <a class="woocommerce-LoopProduct-link woocommerce-loop-product__link" href="https://www.hannathailand.com/product/hi717-checker-hc-phosphate-hr/">เครื่องวัดปริมาณฟอสเฟต ช่วงสูง รุ่น HI717</a> , <a class="woocommerce-LoopProduct-link woocommerce-loop-product__link" href="https://www.hannathailand.com/product/hi7080l/">น้ำยามาตรฐานสอบเทียบ ค่ามาตรฐานความเค็ม</a> , <a class="woocommerce-LoopProduct-link woocommerce-loop-product__link" href="https://www.hannathailand.com/product/phosphorous-marine/">เครื่องวัดปริมาณฟอสฟอรัส ช่วงต่ำมาก รุ่น HI736</a> , <a class="woocommerce-LoopProduct-link woocommerce-loop-product__link" href="https://www.hannathailand.com/product/hi721-checker-hc-iron/">เครื่องวัดค่าเหล็ก รุ่น HI721</a> , <a class="woocommerce-LoopProduct-link woocommerce-loop-product__link" href="https://www.hannathailand.com/product/hi7083l/">น้ำยามาตรฐานสอบเทียบ ค่ามาตรฐานความเค็ม</a> , <a class="woocommerce-LoopProduct-link woocommerce-loop-product__link" href="https://www.hannathailand.com/product/hi8931cn/">เครื่องควบคุมค่าความนำไฟฟ้า</a> , <a class="woocommerce-LoopProduct-link woocommerce-loop-product__link" href="https://www.hannathailand.com/product/hi708-checker-hc-nitrite-hr/">เครื่องวัดปริมาณไนไตรท์ ช่วงสูง ในตัวอย่างน้ำ รุ่น HI708</a> , <a class="woocommerce-LoopProduct-link woocommerce-loop-product__link" href="https://www.hannathailand.com/product/hi93102-20/">สารละลายมาตรฐานความขุ่น 20 NTU</a> | https://www.hannathailand.com/wp-content/uploads/2022/06/pufferph100flasche500mlzertifikat502_1151cd775b89872-600x600.jpg , https://www.hannathailand.com/wp-content/uploads/2022/06/imgtechbuffsol151cd6c123aa03-600x600.jpg , https://www.hannathailand.com/wp-content/uploads/2022/06/miniphotometerfurphosphathoch827_11-600x600.jpg , https://www.hannathailand.com/wp-content/uploads/2021/07/11-500x500.jpg , https://www.hannathailand.com/wp-content/uploads/2021/12/HI736-600x600.jpg , https://www.hannathailand.com/wp-content/uploads/2022/06/miniphotometerfureisen832_11-600x600.jpg , https://www.hannathailand.com/wp-content/uploads/2021/07/10-500x500.jpg , https://www.hannathailand.com/wp-content/uploads/2021/07/2-500x500.jpg , https://www.hannathailand.com/wp-content/uploads/2022/06/miniphotometerfurnitrithoch2420_11-600x600.jpg , https://www.hannathailand.com/wp-content/uploads/2021/07/9-500x500.jpg
267 | HI5006 – 6.00 pH@25°C – TQ – 500ml | สารละลาย , สินค้าทั้งหมด , เครื่องวัดความเป็นกรด-ด่าง/โออาร์พี | https://www.hannathailand.com/product-category/ph-meter/ | https://www.hannathailand.com/product/hi5006-6-00-ph25c-tq-500ml/ | HI5006 | 1,658.50 |  | <div aria-labelledby="tab-title-additional_information" class="woocommerce-Tabs-panel woocommerce-Tabs-panel--additional_information panel entry-content" id="tab-additional_information" role="tabpanel"> </div> | General information about our pH buffers / calibration: Available grades: Technical Quality The buffer solutions of HANNA instruments include solutions from pH 1.00 to pH 13.00 and allow calibration over the entire pH scale with an accuracy of ± 0.01 pH. The buffer solution series is particularly suitable for pH measurements that require high accuracy. All solutions with certificate of analysis. Millesimal Quality Accuracy of ± 0.002 pH for calibration of measuring instruments with 0.001 resolution. All solutions in opaque packaging with certificate of analysis. Standard Quality Accuracy of ± 0.01 pH in different packaging, with or without a certificate of analysis. Available packages: Bottle: 230ml – 500ml – 1L Can: 3.78 L (gal) Individual portions – and virtually always fresh & no contamination risk Shelf life up to 5 years | <div aria-labelledby="tab-title-description" class="woocommerce-Tabs-panel woocommerce-Tabs-panel--description panel entry-content active" id="tab-description" role="tabpanel"> <p><span class="hps">General</span> <span class="hps">information about our</span> <span class="hps">pH</span> <span class="hps">buffers</span> <span class="hps">/</span> <span class="hps">calibration</span><span>:</span></p> <p><span class="hps">Available</span> <span class="hps">grades:</span></p> <p><span data-mce-style="text-decoration: underline;" style="text-decoration: underline;"><em></em></span> </p> <p><strong><span class="hps">Technical</span> <span class="hps">Quality</span> </strong></p> <p><span class="hps">The buffer solutions</span> <span class="hps">of</span> <span class="hps">HANNA instruments</span> <span class="hps">include solutions</span> <span class="hps">from</span> <span class="hps">pH 1.00</span> <span class="hps">to pH</span> <span class="hps">13.00</span> <span class="hps">and</span> <span class="hps">allow</span> <span class="hps">calibration</span> <span class="hps">over the entire</span> <span class="hps">pH scale</span> <span class="hps">with an accuracy of</span> <span class="hps">±</span> <span class="hps">0.01 pH</span><span>.</span> <span class="hps">The buffer solution</span> <span class="hps">series</span> <span class="hps">is particularly suitable for</span> <span class="hps">pH measurements</span> <span class="hps">that require</span> <span class="hps">high accuracy</span><span>.</span> <span class="hps">All solutions</span> <span class="hps">with certificate of analysis</span><span>.</span> </p> <p><span data-mce-style="text-decoration: underline;" style="text-decoration: underline;"><em></em></span></p> <p><strong><span class="hps">Millesimal</span> <span class="hps">Quality</span> </strong></p> <p><span class="hps">Accuracy</span> <span class="hps">of ±</span> <span class="hps">0.002</span> <span class="hps">pH</span> <span class="hps">for</span> <span class="hps">calibration</span> <span class="hps">of measuring instruments</span> <span class="hps">with 0.001</span> <span class="hps">resolution</span><span>.</span> <span class="hps">All solutions</span> <span class="hps">in</span> <span class="hps">opaque</span> <span class="hps">packaging</span> <span class="hps">with certificate of analysis</span><span>.</span></p> <p><span data-mce-style="text-decoration: underline;" style="text-decoration: underline;"><em></em></span> </p> <p><strong><span class="hps">Standard Quality</span> </strong></p> <p><span class="hps">Accuracy</span> <span class="hps">of ±</span> <span class="hps">0.01 pH</span> <span class="hps">in different packaging</span><span>,</span> <span class="hps">with or without a</span> <span class="hps">certificate of analysis.</span></p> <p><span data-mce-style="text-decoration: underline;" style="text-decoration: underline;"><em></em></span> </p> <p><span class="hps">Available</span> <span class="hps">packages</span><span>:</span> <span class="hps">Bottle</span><span>:</span> <span class="hps">230ml</span> <span class="hps">– 500ml –</span> <span class="hps">1L</span> <span class="hps">Can:</span> <span class="hps">3.78</span> <span class="hps">L</span> <span class="hps atn">(</span><span>gal</span><span>)</span> <span class="hps">Individual portions</span> <span class="hps">–</span> <span class="hps">and</span> <span class="hps">virtually</span> <span class="hps">always</span> <span class="hps">fresh</span> <span class="hps">&amp;</span> <span class="hps">no</span> <span class="hps">contamination</span> <span class="hps">risk</span> <span class="hps">Shelf life</span> <span class="hps">up to 5 years</span></p> <p><span data-mce-style="text-decoration: underline;" style="text-decoration: underline;"><em></em></span></p> </div> | Buffer Solution pH 6.00, 500 ml ±0,01pH | <div class="product-short-description"> <p>Buffer Solution pH 6.00, 500 ml ±0,01pH</p> </div> | https://www.hannathailand.com/wp-content/uploads/2022/06/pufferph100flasche500mlzertifikat502_1151cd775b89872.jpg | เครื่องวัดปริมาณแอมโมเนีย ในน้ำ รุ่น HI715 , เครื่องวัดปริมาณฟอสเฟต ช่วงสูง รุ่น HI717 , น้ำยามาตรฐานสอบเทียบ ค่ามาตรฐานความเค็ม , เครื่องวัดปริมาณโบรมีน ในตัวอย่างน้ำ รุ่น HI716 , เครื่องวัดปริมาณฟอสฟอรัส ช่วงสูง รุ่น HI706 , เครื่องวัดปริมาณนิกเกิล ช่วงสูง รุ่น HI726 , เครื่องวัดสีในน้ำตัวอย่าง HI727 , เครื่องวัดปริมาณคลอรีนรวม รุ่น HI711 | <a class="woocommerce-LoopProduct-link woocommerce-loop-product__link" href="https://www.hannathailand.com/product/hi715-checker-hc-ammonia-mr/">เครื่องวัดปริมาณแอมโมเนีย ในน้ำ รุ่น HI715</a> , <a class="woocommerce-LoopProduct-link woocommerce-loop-product__link" href="https://www.hannathailand.com/product/hi717-checker-hc-phosphate-hr/">เครื่องวัดปริมาณฟอสเฟต ช่วงสูง รุ่น HI717</a> , <a class="woocommerce-LoopProduct-link woocommerce-loop-product__link" href="https://www.hannathailand.com/product/hi7080l/">น้ำยามาตรฐานสอบเทียบ ค่ามาตรฐานความเค็ม</a> , <a class="woocommerce-LoopProduct-link woocommerce-loop-product__link" href="https://www.hannathailand.com/product/hi716-checker-hc-bromine/">เครื่องวัดปริมาณโบรมีน ในตัวอย่างน้ำ รุ่น HI716</a> , <a class="woocommerce-LoopProduct-link woocommerce-loop-product__link" href="https://www.hannathailand.com/product/hi706-checker-hc-phosphorous-hr/">เครื่องวัดปริมาณฟอสฟอรัส ช่วงสูง รุ่น HI706</a> , <a class="woocommerce-LoopProduct-link woocommerce-loop-product__link" href="https://www.hannathailand.com/product/hi726-checker-hc-nickel-hr/">เครื่องวัดปริมาณนิกเกิล ช่วงสูง รุ่น HI726</a> , <a class="woocommerce-LoopProduct-link woocommerce-loop-product__link" href="https://www.hannathailand.com/product/hi727-checker-hc-color-of-water/">เครื่องวัดสีในน้ำตัวอย่าง HI727</a> , <a class="woocommerce-LoopProduct-link woocommerce-loop-product__link" href="https://www.hannathailand.com/product/hi711-checker-hc-total-chlorine/">เครื่องวัดปริมาณคลอรีนรวม รุ่น HI711</a> | https://www.hannathailand.com/wp-content/uploads/2022/06/pufferph100flasche500mlzertifikat502_1151cd775b89872-600x600.jpg , https://www.hannathailand.com/wp-content/uploads/2022/06/imgtechbuffsol151cd6c123aa03-600x600.jpg , https://www.hannathailand.com/wp-content/uploads/2022/06/miniphotometerfurammoniakmittel2416_11-600x600.jpg , https://www.hannathailand.com/wp-content/uploads/2022/06/miniphotometerfurphosphathoch827_11-600x600.jpg , https://www.hannathailand.com/wp-content/uploads/2021/07/11-500x500.jpg , https://www.hannathailand.com/wp-content/uploads/2022/06/miniphotometerfurfreiesgesamtchlor704_11-600x600.jpg , https://www.hannathailand.com/wp-content/uploads/2022/06/hi706_400-600x600.jpg , https://www.hannathailand.com/wp-content/uploads/2022/06/miniphotometerfurnickelhoch841_11-600x600.jpg , https://www.hannathailand.com/wp-content/uploads/2022/06/miniphotometerfurfarbe843_11-600x600.jpg , https://www.hannathailand.com/wp-content/uploads/2022/06/hi711_lg-600x600.jpg
268 | HI5007 – 7.01 pH@25°C – TQ – 500ml | สารละลาย , สินค้าทั้งหมด , เครื่องวัดความเป็นกรด-ด่าง/โออาร์พี | https://www.hannathailand.com/product-category/ph-meter/ | https://www.hannathailand.com/product/hi5007-7-01-ph25c-tq-500ml/ | HI5007 | 1,658.50 |  | <div aria-labelledby="tab-title-additional_information" class="woocommerce-Tabs-panel woocommerce-Tabs-panel--additional_information panel entry-content" id="tab-additional_information" role="tabpanel"> </div> | General information about our pH buffers / calibration: Available grades: Technical Quality The buffer solutions of HANNA instruments include solutions from pH 1.00 to pH 13.00 and allow calibration over the entire pH scale with an accuracy of ± 0.01 pH. The buffer solution series is particularly suitable for pH measurements that require high accuracy. All solutions with certificate of analysis. Millesimal Quality Accuracy of ± 0.002 pH for calibration of measuring instruments with 0.001 resolution. All solutions in opaque packaging with certificate of analysis. Standard Quality Accuracy of ± 0.01 pH in different packaging, with or without a certificate of analysis. Available packages: Bottle: 230ml – 500ml – 1L Can: 3.78 L (gal) Individual portions – and virtually always fresh & no contamination risk Shelf life up to 5 years | <div aria-labelledby="tab-title-description" class="woocommerce-Tabs-panel woocommerce-Tabs-panel--description panel entry-content active" id="tab-description" role="tabpanel"> <p><span class="hps">General</span> <span class="hps">information about our</span> <span class="hps">pH</span> <span class="hps">buffers</span> <span class="hps">/</span> <span class="hps">calibration</span><span>:</span></p> <p><span class="hps">Available</span> <span class="hps">grades:</span></p> <p><span data-mce-style="text-decoration: underline;" style="text-decoration: underline;"><em></em></span> </p> <p><strong><span class="hps">Technical</span> <span class="hps">Quality</span> </strong></p> <p><span class="hps">The buffer solutions</span> <span class="hps">of</span> <span class="hps">HANNA instruments</span> <span class="hps">include solutions</span> <span class="hps">from</span> <span class="hps">pH 1.00</span> <span class="hps">to pH</span> <span class="hps">13.00</span> <span class="hps">and</span> <span class="hps">allow</span> <span class="hps">calibration</span> <span class="hps">over the entire</span> <span class="hps">pH scale</span> <span class="hps">with an accuracy of</span> <span class="hps">±</span> <span class="hps">0.01 pH</span><span>.</span> <span class="hps">The buffer solution</span> <span class="hps">series</span> <span class="hps">is particularly suitable for</span> <span class="hps">pH measurements</span> <span class="hps">that require</span> <span class="hps">high accuracy</span><span>.</span> <span class="hps">All solutions</span> <span class="hps">with certificate of analysis</span><span>.</span> </p> <p><span data-mce-style="text-decoration: underline;" style="text-decoration: underline;"><em></em></span></p> <p><strong><span class="hps">Millesimal</span> <span class="hps">Quality</span> </strong></p> <p><span class="hps">Accuracy</span> <span class="hps">of ±</span> <span class="hps">0.002</span> <span class="hps">pH</span> <span class="hps">for</span> <span class="hps">calibration</span> <span class="hps">of measuring instruments</span> <span class="hps">with 0.001</span> <span class="hps">resolution</span><span>.</span> <span class="hps">All solutions</span> <span class="hps">in</span> <span class="hps">opaque</span> <span class="hps">packaging</span> <span class="hps">with certificate of analysis</span><span>.</span></p> <p><span data-mce-style="text-decoration: underline;" style="text-decoration: underline;"><em></em></span> </p> <p><strong><span class="hps">Standard Quality</span> </strong></p> <p><span class="hps">Accuracy</span> <span class="hps">of ±</span> <span class="hps">0.01 pH</span> <span class="hps">in different packaging</span><span>,</span> <span class="hps">with or without a</span> <span class="hps">certificate of analysis.</span></p> <p><span data-mce-style="text-decoration: underline;" style="text-decoration: underline;"><em></em></span> </p> <p><span class="hps">Available</span> <span class="hps">packages</span><span>:</span> <span class="hps">Bottle</span><span>:</span> <span class="hps">230ml</span> <span class="hps">– 500ml –</span> <span class="hps">1L</span> <span class="hps">Can:</span> <span class="hps">3.78</span> <span class="hps">L</span> <span class="hps atn">(</span><span>gal</span><span>)</span> <span class="hps">Individual portions</span> <span class="hps">–</span> <span class="hps">and</span> <span class="hps">virtually</span> <span class="hps">always</span> <span class="hps">fresh</span> <span class="hps">&amp;</span> <span class="hps">no</span> <span class="hps">contamination</span> <span class="hps">risk</span> <span class="hps">Shelf life</span> <span class="hps">up to 5 years</span></p> <p><span data-mce-style="text-decoration: underline;" style="text-decoration: underline;"><em></em></span></p> <p><strong></strong></p> <p> </p> </div> | Buffer Solution pH 7.01, 500 ml , ±0,01pH, | <div class="product-short-description"> <p>Buffer Solution pH 7.01, 500 ml , ±0,01pH,</p> </div> | https://www.hannathailand.com/wp-content/uploads/2022/06/pufferph100flasche500mlzertifikat502_1151cd775b89872.jpg | เครื่องวัดปริมาณไอโอดีน รุ่น HI718 , ซัลไฟด์สารต้านอนุมูลอิสระบัฟเฟอร์ , เครื่องวัดปริมาณไนไตรท์ ช่วงต่ำ รุ่น HI707 , น้ำยามาตรฐานสอบเทียบ ค่ามาตรฐานความเค็ม , สารละลายมาตรฐานความขุ่น 20 NTU , เครื่องวัดปริมาณฟลูออไรด์ ช่วงต่ำ รุ่น HI729 , เครื่องวัดปริมาณแอมโมเนีย ช่วงต่ำ รุ่น HI700 , เครื่องวัดปริมาณฟอสเฟต ช่วงสูง รุ่น HI717 | <a class="woocommerce-LoopProduct-link woocommerce-loop-product__link" href="https://www.hannathailand.com/product/hi718-checker-hc-iodine/">เครื่องวัดปริมาณไอโอดีน รุ่น HI718</a> , <a class="woocommerce-LoopProduct-link woocommerce-loop-product__link" href="https://www.hannathailand.com/product/hi4015-00/">ซัลไฟด์สารต้านอนุมูลอิสระบัฟเฟอร์</a> , <a class="woocommerce-LoopProduct-link woocommerce-loop-product__link" href="https://www.hannathailand.com/product/hi707-checker-hc-nitrite-lr/">เครื่องวัดปริมาณไนไตรท์ ช่วงต่ำ รุ่น HI707</a> , <a class="woocommerce-LoopProduct-link woocommerce-loop-product__link" href="https://www.hannathailand.com/product/hi7080l/">น้ำยามาตรฐานสอบเทียบ ค่ามาตรฐานความเค็ม</a> , <a class="woocommerce-LoopProduct-link woocommerce-loop-product__link" href="https://www.hannathailand.com/product/hi93102-20/">สารละลายมาตรฐานความขุ่น 20 NTU</a> , <a class="woocommerce-LoopProduct-link woocommerce-loop-product__link" href="https://www.hannathailand.com/product/hi729-checker-hc-fluoride-lr/">เครื่องวัดปริมาณฟลูออไรด์ ช่วงต่ำ รุ่น HI729</a> , <a class="woocommerce-LoopProduct-link woocommerce-loop-product__link" href="https://www.hannathailand.com/product/hi700-checker-hc-ammonia-lr/">เครื่องวัดปริมาณแอมโมเนีย ช่วงต่ำ รุ่น HI700</a> , <a class="woocommerce-LoopProduct-link woocommerce-loop-product__link" href="https://www.hannathailand.com/product/hi717-checker-hc-phosphate-hr/">เครื่องวัดปริมาณฟอสเฟต ช่วงสูง รุ่น HI717</a> | https://www.hannathailand.com/wp-content/uploads/2022/06/pufferph100flasche500mlzertifikat502_1151cd775b89872-600x600.jpg , https://www.hannathailand.com/wp-content/uploads/2022/06/imgtechbuffsol151cd6c123aa03-600x600.jpg , https://www.hannathailand.com/wp-content/uploads/2022/06/miniphotometerfuriod829_11-600x600.jpg , https://www.hannathailand.com/wp-content/uploads/2021/07/7-500x500.jpg , https://www.hannathailand.com/wp-content/uploads/2022/06/hi707400-600x600.jpg , https://www.hannathailand.com/wp-content/uploads/2021/07/11-500x500.jpg , https://www.hannathailand.com/wp-content/uploads/2021/07/9-500x500.jpg , https://www.hannathailand.com/wp-content/uploads/2022/06/miniphotometerfurfluoridniedrig844_11-600x600.jpg , https://www.hannathailand.com/wp-content/uploads/2022/06/hi700_400pxl-600x600.jpg , https://www.hannathailand.com/wp-content/uploads/2022/06/miniphotometerfurphosphathoch827_11-600x600.jpg
269 | HI5007-01 – 7.01 pH@25°C – TQ – 1000ml | สารละลาย , สินค้าทั้งหมด , เครื่องวัดความเป็นกรด-ด่าง/โออาร์พี | https://www.hannathailand.com/product-category/ph-meter/ | https://www.hannathailand.com/product/hi5007-01-7-01-ph25c-tq-1000ml/ | HI5007-01 | 2,407.50 |  | <div aria-labelledby="tab-title-additional_information" class="woocommerce-Tabs-panel woocommerce-Tabs-panel--additional_information panel entry-content" id="tab-additional_information" role="tabpanel"> </div> | General information about our pH buffers / calibration: Available grades: Technical Quality The buffer solutions of HANNA instruments include solutions from pH 1.00 to pH 13.00 and allow calibration over the entire pH scale with an accuracy of ± 0.01 pH. The buffer solution series is particularly suitable for pH measurements that require high accuracy. All solutions with certificate of analysis. Millesimal Quality Accuracy of ± 0.002 pH for calibration of measuring instruments with 0.001 resolution. All solutions in opaque packaging with certificate of analysis. Standard Quality Accuracy of ± 0.01 pH in different packaging, with or without a certificate of analysis. Available packages: Bottle: 230ml – 500ml – 1L Can: 3.78 L (gal) Individual portions – and virtually always fresh & no contamination risk Shelf life up to 5 years | <div aria-labelledby="tab-title-description" class="woocommerce-Tabs-panel woocommerce-Tabs-panel--description panel entry-content active" id="tab-description" role="tabpanel"> <p><span data-mce-style="text-decoration: underline;" style="text-decoration: underline;"><em></em></span></p> <p><span class="hps">General</span> <span class="hps">information about our</span> <span class="hps">pH</span> <span class="hps">buffers</span> <span class="hps">/</span> <span class="hps">calibration</span><span>:</span></p> <p><span data-mce-style="text-decoration: underline;" style="text-decoration: underline;"><em></em></span></p> <p><span class="hps">Available</span> <span class="hps">grades:</span></p> <p><span data-mce-style="text-decoration: underline;" style="text-decoration: underline;"><em></em></span></p> <p><strong><span class="hps">Technical</span> <span class="hps">Quality</span> </strong></p> <p><span data-mce-style="text-decoration: underline;" style="text-decoration: underline;"><em></em></span></p> <p><span class="hps">The buffer solutions</span> <span class="hps">of</span> <span class="hps">HANNA instruments</span> <span class="hps">include solutions</span> <span class="hps">from</span> <span class="hps">pH 1.00</span> <span class="hps">to pH</span> <span class="hps">13.00</span> <span class="hps">and</span> <span class="hps">allow</span> <span class="hps">calibration</span> <span class="hps">over the entire</span> <span class="hps">pH scale</span> <span class="hps">with an accuracy of</span> <span class="hps">±</span> <span class="hps">0.01 pH</span><span>.</span> <span class="hps">The buffer solution</span> <span class="hps">series</span> <span class="hps">is particularly suitable for</span> <span class="hps">pH measurements</span> <span class="hps">that require</span> <span class="hps">high accuracy</span><span>.</span> <span class="hps">All solutions</span> <span class="hps">with certificate of analysis</span><span>.</span></p> <p><span data-mce-style="text-decoration: underline;" style="text-decoration: underline;"><em></em></span></p> <p><strong><span class="hps">Millesimal</span> <span class="hps">Quality</span> </strong></p> <p><span data-mce-style="text-decoration: underline;" style="text-decoration: underline;"><em></em></span></p> <p><span class="hps">Accuracy</span> <span class="hps">of ±</span> <span class="hps">0.002</span> <span class="hps">pH</span> <span class="hps">for</span> <span class="hps">calibration</span> <span class="hps">of measuring instruments</span> <span class="hps">with 0.001</span> <span class="hps">resolution</span><span>.</span> <span class="hps">All solutions</span> <span class="hps">in</span> <span class="hps">opaque</span> <span class="hps">packaging</span> <span class="hps">with certificate of analysis</span><span>.</span></p> <p><span data-mce-style="text-decoration: underline;" style="text-decoration: underline;"><em></em></span></p> <p><strong><span class="hps">Standard Quality</span> </strong></p> <p><span data-mce-style="text-decoration: underline;" style="text-decoration: underline;"><em></em></span></p> <p><span class="hps">Accuracy</span> <span class="hps">of ±</span> <span class="hps">0.01 pH</span> <span class="hps">in different packaging</span><span>,</span> <span class="hps">with or without a</span> <span class="hps">certificate of analysis.</span></p> <p><span data-mce-style="text-decoration: underline;" style="text-decoration: underline;"><em></em></span></p> <p><span class="hps">Available</span> <span class="hps">packages</span><span>:</span> <span class="hps">Bottle</span><span>:</span> <span class="hps">230ml</span> <span class="hps">– 500ml –</span> <span class="hps">1L</span> <span class="hps">Can:</span> <span class="hps">3.78</span> <span class="hps">L</span> <span class="hps atn">(</span><span>gal</span><span>)</span> <span class="hps">Individual portions</span> <span class="hps">–</span> <span class="hps">and</span> <span class="hps">virtually</span> <span class="hps">always</span> <span class="hps">fresh</span> <span class="hps">&amp;</span> <span class="hps">no</span> <span class="hps">contamination</span> <span class="hps">risk</span> <span class="hps">Shelf life</span> <span class="hps">up to 5 years</span></p> <p><span data-mce-style="text-decoration: underline;" style="text-decoration: underline;"><em></em></span></p> </div> | Buffer Solution pH 7.01, ±0,01pH | <div class="product-short-description"> <p>Buffer Solution pH 7.01, ±0,01pH</p> </div> | https://www.hannathailand.com/wp-content/uploads/2022/06/pufferph200flasche1lzertifikat515_11.jpg | เครื่องวัดปริมาณไนไตรท์ ช่วงสูง ในตัวอย่างน้ำ รุ่น HI708 , เครื่องวัดปริมาณซิลิกา ช่วงต่ำ ในตัวอย่างน้ำ รุ่น HI705 , เครื่องวัดคลอรีน , ซัลไฟด์สารต้านอนุมูลอิสระบัฟเฟอร์ , เครื่องควบคุมค่าความนำไฟฟ้า , น้ำยามาตรฐานสอบเทียบ ค่ามาตรฐานความเค็ม , น้ำยามาตรฐานสอบเทียบ ค่ามาตรฐานความเค็ม , เครื่องวัดปริมาณฟอสเฟต ช่วงต่ำ รุ่น HI713 | <a class="woocommerce-LoopProduct-link woocommerce-loop-product__link" href="https://www.hannathailand.com/product/hi708-checker-hc-nitrite-hr/">เครื่องวัดปริมาณไนไตรท์ ช่วงสูง ในตัวอย่างน้ำ รุ่น HI708</a> , <a class="woocommerce-LoopProduct-link woocommerce-loop-product__link" href="https://www.hannathailand.com/product/hi705-checker-hc-silica-lr/">เครื่องวัดปริมาณซิลิกา ช่วงต่ำ ในตัวอย่างน้ำ รุ่น HI705</a> , <a class="woocommerce-LoopProduct-link woocommerce-loop-product__link" href="https://www.hannathailand.com/product/free-chlorine/">เครื่องวัดคลอรีน</a> , <a class="woocommerce-LoopProduct-link woocommerce-loop-product__link" href="https://www.hannathailand.com/product/hi4015-00/">ซัลไฟด์สารต้านอนุมูลอิสระบัฟเฟอร์</a> , <a class="woocommerce-LoopProduct-link woocommerce-loop-product__link" href="https://www.hannathailand.com/product/hi8931cn/">เครื่องควบคุมค่าความนำไฟฟ้า</a> , <a class="woocommerce-LoopProduct-link woocommerce-loop-product__link" href="https://www.hannathailand.com/product/hi7080l/">น้ำยามาตรฐานสอบเทียบ ค่ามาตรฐานความเค็ม</a> , <a class="woocommerce-LoopProduct-link woocommerce-loop-product__link" href="https://www.hannathailand.com/product/hi7083l/">น้ำยามาตรฐานสอบเทียบ ค่ามาตรฐานความเค็ม</a> , <a class="woocommerce-LoopProduct-link woocommerce-loop-product__link" href="https://www.hannathailand.com/product/hi713-checker-hc-phosphate-lr/">เครื่องวัดปริมาณฟอสเฟต ช่วงต่ำ รุ่น HI713</a> | https://www.hannathailand.com/wp-content/uploads/2022/06/pufferph200flasche1lzertifikat515_11-600x600.jpg , https://www.hannathailand.com/wp-content/uploads/2022/06/technicalbuffers1-600x600.jpg , https://www.hannathailand.com/wp-content/uploads/2022/06/miniphotometerfurnitrithoch2420_11-600x600.jpg , https://www.hannathailand.com/wp-content/uploads/2022/06/hi705400-600x600.jpg , https://www.hannathailand.com/wp-content/uploads/2021/07/1-500x500.jpg , https://www.hannathailand.com/wp-content/uploads/2021/07/7-500x500.jpg , https://www.hannathailand.com/wp-content/uploads/2021/07/2-500x500.jpg , https://www.hannathailand.com/wp-content/uploads/2021/07/11-500x500.jpg , https://www.hannathailand.com/wp-content/uploads/2021/07/10-500x500.jpg , https://www.hannathailand.com/wp-content/uploads/2022/06/hi713_lg51caffcdce23e-600x600.jpg
270 | HI5007-G08 – 7.01 pH@25°C – TQ – 3.78L farbcodiert | สารละลาย , สินค้าทั้งหมด , เครื่องวัดความเป็นกรด-ด่าง/โออาร์พี | https://www.hannathailand.com/product-category/ph-meter/ | https://www.hannathailand.com/product/hi5007-g08-7-01-ph25c-tq-3-78l-farbcodiert/ | HI5007-G08 | 5,137.07 |  | <div aria-labelledby="tab-title-additional_information" class="woocommerce-Tabs-panel woocommerce-Tabs-panel--additional_information panel entry-content" id="tab-additional_information" role="tabpanel"> </div> | Generelle Informationen zu unseren pH Pufferlösungen/Kalibrierlösungen: Verfügbare Qualitäten: Technical Quality Die Pufferlösungen von HANNA instruments umfassen Lösungen von pH 1,00 bis pH 13,00 und ermöglichen Kalibrierungen über die gesamte pH-Skala mit einer Genauigkeit von ±0,01 pH. Die Pufferlösungsserie eignet sich besonders bei pH-Messungen, die eine hohe Messgenauigkeit erfordern. Alle Lösungen mit Analysezertifikat. Millesimal Quality Genauigkeit von ±0,002 pH für Kalibrierung von Messgeräten mit 0,001 Auflösung. Alle Lösungen in opaker Verpackung, mit Analysezertifikat. Standard QualityGenauigkeit von ±0,01 pH in verschiedenen Verpackungen, mit oder ohne Analysezertifikat. Verfügbare Packungen: Flaschen: 230ml – 500ml – 1L Kanister: 3.78 L (Gallone)Einzelportionen – praktisch & immer frisch & keine Kontaminations-Gefahr Haltbarkeit bis zu 5 Jahre | <div aria-labelledby="tab-title-description" class="woocommerce-Tabs-panel woocommerce-Tabs-panel--description panel entry-content active" id="tab-description" role="tabpanel"> <p><span data-mce-style="text-decoration: underline;" style="text-decoration: underline;"><em>Generelle Informationen zu unseren pH Pufferlösungen/Kalibrierlösungen:</em></span></p> <p><strong>Verfügbare Qualitäten:</strong></p> <p style="padding-left: 30px;"><strong>Technical Quality <br/></strong>Die Pufferlösungen von <strong>HANNA instruments</strong> umfassen Lösungen von pH 1,00 bis pH 13,00 und ermöglichen Kalibrierungen über die gesamte pH-Skala mit einer Genauigkeit von ±0,01 pH. Die Pufferlösungsserie eignet sich besonders bei pH-Messungen, die eine hohe Messgenauigkeit erfordern. Alle Lösungen mit Analysezertifikat.</p> <p style="padding-left: 30px;"><strong>Millesimal Quality <br/></strong>Genauigkeit von ±0,002 pH für Kalibrierung von Messgeräten mit 0,001 Auflösung. Alle Lösungen in opaker Verpackung, mit Analysezertifikat.</p> <p style="padding-left: 30px;"><strong>Standard Quality<br/></strong>Genauigkeit von ±0,01 pH in verschiedenen Verpackungen, mit oder ohne Analysezertifikat.</p> <p><strong>Verfügbare Packungen:</strong></p> <p>Flaschen: 230ml – 500ml – 1L <br/>Kanister: 3.78 L (Gallone)<br/>Einzelportionen – praktisch &amp; immer frisch &amp; keine Kontaminations-Gefahr</p> <p><strong>Haltbarkeit bis zu 5 Jahre</strong></p> <p> </p> </div> | Pufferlösung pH 7.01 farbcodiert, 3.78 Liter Kanister (Gallone), ±0,01pH, mit Analysezertifikat | <div class="product-short-description"> <p>Pufferlösung pH 7.01 farbcodiert, 3.78 Liter Kanister (Gallone), ±0,01pH, mit Analysezertifikat</p> </div> | https://www.hannathailand.com/wp-content/uploads/2022/06/hi5007g081.jpg | เครื่องวัดปริมาณแอมโมเนีย ในน้ำ รุ่น HI715 , ซัลไฟด์สารต้านอนุมูลอิสระบัฟเฟอร์ , เครื่องวัดปริมาณฟอสเฟต ช่วงต่ำ รุ่น HI713 , เครื่องวัดปริมาณฟอสฟอรัส ช่วงสูง รุ่น HI706 , เครื่องวัดสีในน้ำตัวอย่าง HI727 , น้ำยามาตรฐานสอบเทียบ ค่ามาตรฐานความเค็ม , สารละลายมาตรฐานความขุ่น 20 NTU , เครื่องวัดปริมาณไอโอดีน รุ่น HI718 | <a class="woocommerce-LoopProduct-link woocommerce-loop-product__link" href="https://www.hannathailand.com/product/hi715-checker-hc-ammonia-mr/">เครื่องวัดปริมาณแอมโมเนีย ในน้ำ รุ่น HI715</a> , <a class="woocommerce-LoopProduct-link woocommerce-loop-product__link" href="https://www.hannathailand.com/product/hi4015-00/">ซัลไฟด์สารต้านอนุมูลอิสระบัฟเฟอร์</a> , <a class="woocommerce-LoopProduct-link woocommerce-loop-product__link" href="https://www.hannathailand.com/product/hi713-checker-hc-phosphate-lr/">เครื่องวัดปริมาณฟอสเฟต ช่วงต่ำ รุ่น HI713</a> , <a class="woocommerce-LoopProduct-link woocommerce-loop-product__link" href="https://www.hannathailand.com/product/hi706-checker-hc-phosphorous-hr/">เครื่องวัดปริมาณฟอสฟอรัส ช่วงสูง รุ่น HI706</a> , <a class="woocommerce-LoopProduct-link woocommerce-loop-product__link" href="https://www.hannathailand.com/product/hi727-checker-hc-color-of-water/">เครื่องวัดสีในน้ำตัวอย่าง HI727</a> , <a class="woocommerce-LoopProduct-link woocommerce-loop-product__link" href="https://www.hannathailand.com/product/hi7080l/">น้ำยามาตรฐานสอบเทียบ ค่ามาตรฐานความเค็ม</a> , <a class="woocommerce-LoopProduct-link woocommerce-loop-product__link" href="https://www.hannathailand.com/product/hi93102-20/">สารละลายมาตรฐานความขุ่น 20 NTU</a> , <a class="woocommerce-LoopProduct-link woocommerce-loop-product__link" href="https://www.hannathailand.com/product/hi718-checker-hc-iodine/">เครื่องวัดปริมาณไอโอดีน รุ่น HI718</a> | https://www.hannathailand.com/wp-content/uploads/2022/06/miniphotometerfurammoniakmittel2416_11-600x600.jpg , https://www.hannathailand.com/wp-content/uploads/2021/07/7-500x500.jpg , https://www.hannathailand.com/wp-content/uploads/2022/06/hi713_lg51caffcdce23e-600x600.jpg , https://www.hannathailand.com/wp-content/uploads/2022/06/hi706_400-600x600.jpg , https://www.hannathailand.com/wp-content/uploads/2022/06/miniphotometerfurfarbe843_11-600x600.jpg , https://www.hannathailand.com/wp-content/uploads/2021/07/11-500x500.jpg , https://www.hannathailand.com/wp-content/uploads/2021/07/9-500x500.jpg , https://www.hannathailand.com/wp-content/uploads/2022/06/miniphotometerfuriod829_11-600x600.jpg
271 | HI5008 – 8.00 pH@25°C – TQ – 500ml | สารละลาย , สินค้าทั้งหมด , เครื่องวัดความเป็นกรด-ด่าง/โออาร์พี | https://www.hannathailand.com/product-category/ph-meter/ | https://www.hannathailand.com/product/hi5008-8-00-ph25c-tq-500ml/ | HI5008 | 1,658.50 |  | <div aria-labelledby="tab-title-additional_information" class="woocommerce-Tabs-panel woocommerce-Tabs-panel--additional_information panel entry-content" id="tab-additional_information" role="tabpanel"> </div> | General information about our pH buffers / calibration: Available grades: Technical Quality The buffer solutions of HANNA instruments include solutions from pH 1.00 to pH 13.00 and allow calibration over the entire pH scale with an accuracy of ± 0.01 pH. The buffer solution series is particularly suitable for pH measurements that require high accuracy. All solutions with certificate of analysis. Millesimal Quality Accuracy of ± 0.002 pH for calibration of measuring instruments with 0.001 resolution. All solutions in opaque packaging with certificate of analysis. Standard Quality Accuracy of ± 0.01 pH in different packaging, with or without a certificate of analysis. Available packages: Bottle: 230ml – 500ml – 1L Can: 3.78 L (gal) Individual portions – and virtually always fresh & no contamination risk Shelf life up to 5 years | <div aria-labelledby="tab-title-description" class="woocommerce-Tabs-panel woocommerce-Tabs-panel--description panel entry-content active" id="tab-description" role="tabpanel"> <p><span class="hps">General</span> <span class="hps">information about our</span> <span class="hps">pH</span> <span class="hps">buffers</span> <span class="hps">/</span> <span class="hps">calibration</span><span>:</span></p> <p><span class="hps">Available</span> <span class="hps">grades:</span></p> <p><span data-mce-style="text-decoration: underline;" style="text-decoration: underline;"><em></em></span> </p> <p><strong><span class="hps">Technical</span> <span class="hps">Quality</span> </strong></p> <p><span class="hps">The buffer solutions</span> <span class="hps">of</span> <span class="hps">HANNA instruments</span> <span class="hps">include solutions</span> <span class="hps">from</span> <span class="hps">pH 1.00</span> <span class="hps">to pH</span> <span class="hps">13.00</span> <span class="hps">and</span> <span class="hps">allow</span> <span class="hps">calibration</span> <span class="hps">over the entire</span> <span class="hps">pH scale</span> <span class="hps">with an accuracy of</span> <span class="hps">±</span> <span class="hps">0.01 pH</span><span>.</span> <span class="hps">The buffer solution</span> <span class="hps">series</span> <span class="hps">is particularly suitable for</span> <span class="hps">pH measurements</span> <span class="hps">that require</span> <span class="hps">high accuracy</span><span>.</span> <span class="hps">All solutions</span> <span class="hps">with certificate of analysis</span><span>.</span> </p> <p><span data-mce-style="text-decoration: underline;" style="text-decoration: underline;"><em></em></span></p> <p><strong><span class="hps">Millesimal</span> <span class="hps">Quality</span> </strong></p> <p><span class="hps">Accuracy</span> <span class="hps">of ±</span> <span class="hps">0.002</span> <span class="hps">pH</span> <span class="hps">for</span> <span class="hps">calibration</span> <span class="hps">of measuring instruments</span> <span class="hps">with 0.001</span> <span class="hps">resolution</span><span>.</span> <span class="hps">All solutions</span> <span class="hps">in</span> <span class="hps">opaque</span> <span class="hps">packaging</span> <span class="hps">with certificate of analysis</span><span>.</span></p> <p><span data-mce-style="text-decoration: underline;" style="text-decoration: underline;"><em></em></span> </p> <p><strong><span class="hps">Standard Quality</span> </strong></p> <p><span class="hps">Accuracy</span> <span class="hps">of ±</span> <span class="hps">0.01 pH</span> <span class="hps">in different packaging</span><span>,</span> <span class="hps">with or without a</span> <span class="hps">certificate of analysis.</span></p> <p><span data-mce-style="text-decoration: underline;" style="text-decoration: underline;"><em></em></span> </p> <p><span class="hps">Available</span> <span class="hps">packages</span><span>:</span> <span class="hps">Bottle</span><span>:</span> <span class="hps">230ml</span> <span class="hps">– 500ml –</span> <span class="hps">1L</span> <span class="hps">Can:</span> <span class="hps">3.78</span> <span class="hps">L</span> <span class="hps atn">(</span><span>gal</span><span>)</span> <span class="hps">Individual portions</span> <span class="hps">–</span> <span class="hps">and</span> <span class="hps">virtually</span> <span class="hps">always</span> <span class="hps">fresh</span> <span class="hps">&amp;</span> <span class="hps">no</span> <span class="hps">contamination</span> <span class="hps">risk</span> <span class="hps">Shelf life</span> <span class="hps">up to 5 years</span></p> <p><span data-mce-style="text-decoration: underline;" style="text-decoration: underline;"><em></em></span></p> </div> | Buffer Solution pH 8.00, 500 ml , ±0,01pH, | <div class="product-short-description"> <p>Buffer Solution pH 8.00, 500 ml , ±0,01pH, </p> </div> | https://www.hannathailand.com/wp-content/uploads/2022/06/pufferph100flasche500mlzertifikat502_1151cd775b89872.jpg | เครื่องวัดปริมาณแอมโมเนีย ช่วงต่ำ รุ่น HI700 , เซ็นเซอร์วัดออกซิเจนในน้ำสำหรับ HI9829 มัลติพารามิเตอร์ , เครื่องวัดปริมาณฟอสเฟต ช่วงต่ำ รุ่น HI713 , เครื่องวัดปริมาณไนไตรท์ ช่วงต่ำ รุ่น HI707 , น้ำยามาตรฐานสำหรับค่าโซเดียม , เครื่องวัดปริมาณไนไตรท์ ช่วงสูง ในตัวอย่างน้ำ รุ่น HI708 , เครื่องวัดปริมาณคลอรีนอิสระ รุ่น HI701 , น้ำยามาตรฐานสอบเทียบ | <a class="woocommerce-LoopProduct-link woocommerce-loop-product__link" href="https://www.hannathailand.com/product/hi700-checker-hc-ammonia-lr/">เครื่องวัดปริมาณแอมโมเนีย ช่วงต่ำ รุ่น HI700</a> , <a class="woocommerce-LoopProduct-link woocommerce-loop-product__link" href="https://www.hannathailand.com/product/hi7609829-2/">เซ็นเซอร์วัดออกซิเจนในน้ำสำหรับ HI9829 มัลติพารามิเตอร์</a> , <a class="woocommerce-LoopProduct-link woocommerce-loop-product__link" href="https://www.hannathailand.com/product/hi713-checker-hc-phosphate-lr/">เครื่องวัดปริมาณฟอสเฟต ช่วงต่ำ รุ่น HI713</a> , <a class="woocommerce-LoopProduct-link woocommerce-loop-product__link" href="https://www.hannathailand.com/product/hi707-checker-hc-nitrite-lr/">เครื่องวัดปริมาณไนไตรท์ ช่วงต่ำ รุ่น HI707</a> , <a class="woocommerce-LoopProduct-link woocommerce-loop-product__link" href="https://www.hannathailand.com/product/hi7090l/">น้ำยามาตรฐานสำหรับค่าโซเดียม</a> , <a class="woocommerce-LoopProduct-link woocommerce-loop-product__link" href="https://www.hannathailand.com/product/hi708-checker-hc-nitrite-hr/">เครื่องวัดปริมาณไนไตรท์ ช่วงสูง ในตัวอย่างน้ำ รุ่น HI708</a> , <a class="woocommerce-LoopProduct-link woocommerce-loop-product__link" href="https://www.hannathailand.com/product/hi701-checker-hc-free-chlorine/">เครื่องวัดปริมาณคลอรีนอิสระ รุ่น HI701</a> , <a class="woocommerce-LoopProduct-link woocommerce-loop-product__link" href="https://www.hannathailand.com/product/hi9828-25/">น้ำยามาตรฐานสอบเทียบ</a> | https://www.hannathailand.com/wp-content/uploads/2022/06/pufferph100flasche500mlzertifikat502_1151cd775b89872-600x600.jpg , https://www.hannathailand.com/wp-content/uploads/2022/06/imgtechbuffsol151cd6c123aa03-600x600.jpg , https://www.hannathailand.com/wp-content/uploads/2022/06/hi700_400pxl-600x600.jpg , https://www.hannathailand.com/wp-content/uploads/2021/07/5-500x500.jpg , https://www.hannathailand.com/wp-content/uploads/2022/06/hi713_lg51caffcdce23e-600x600.jpg , https://www.hannathailand.com/wp-content/uploads/2022/06/hi707400-600x600.jpg , https://www.hannathailand.com/wp-content/uploads/2021/07/12-500x500.jpg , https://www.hannathailand.com/wp-content/uploads/2022/06/miniphotometerfurnitrithoch2420_11-600x600.jpg , https://www.hannathailand.com/wp-content/uploads/2021/11/hi701-500x500.jpg , https://www.hannathailand.com/wp-content/uploads/2021/07/8-500x500.jpg
272 | HI5008-01 – 8.00 pH@25°C – TQ – 1000ml | สารละลาย , สินค้าทั้งหมด , เครื่องวัดความเป็นกรด-ด่าง/โออาร์พี | https://www.hannathailand.com/product-category/ph-meter/ | https://www.hannathailand.com/product/hi5008-01-8-00-ph25c-tq-1000ml/ | HI5008-01 | 2,407.50 |  | <div aria-labelledby="tab-title-additional_information" class="woocommerce-Tabs-panel woocommerce-Tabs-panel--additional_information panel entry-content" id="tab-additional_information" role="tabpanel"> </div> | General information about our pH buffers / calibration: Available grades: Technical Quality The buffer solutions of HANNA instruments include solutions from pH 1.00 to pH 13.00 and allow calibration over the entire pH scale with an accuracy of ± 0.01 pH. The buffer solution series is particularly suitable for pH measurements that require high accuracy. All solutions with certificate of analysis. Millesimal Quality Accuracy of ± 0.002 pH for calibration of measuring instruments with 0.001 resolution. All solutions in opaque packaging with certificate of analysis. Standard Quality Accuracy of ± 0.01 pH in different packaging, with or without a certificate of analysis. Available packages: Bottle: 230ml – 500ml – 1L Can: 3.78 L (gal) Individual portions – and virtually always fresh & no contamination risk Shelf life up to 5 years | <div aria-labelledby="tab-title-description" class="woocommerce-Tabs-panel woocommerce-Tabs-panel--description panel entry-content active" id="tab-description" role="tabpanel"> <p><span data-mce-style="text-decoration: underline;" style="text-decoration: underline;"><em></em></span></p> <p><span class="hps">General</span> <span class="hps">information about our</span> <span class="hps">pH</span> <span class="hps">buffers</span> <span class="hps">/</span> <span class="hps">calibration</span><span>:</span></p> <p><span data-mce-style="text-decoration: underline;" style="text-decoration: underline;"><em></em></span></p> <p><span class="hps">Available</span> <span class="hps">grades:</span></p> <p><span data-mce-style="text-decoration: underline;" style="text-decoration: underline;"><em></em></span></p> <p><strong><span class="hps">Technical</span> <span class="hps">Quality</span> </strong></p> <p><span data-mce-style="text-decoration: underline;" style="text-decoration: underline;"><em></em></span></p> <p><span class="hps">The buffer solutions</span> <span class="hps">of</span> <span class="hps">HANNA instruments</span> <span class="hps">include solutions</span> <span class="hps">from</span> <span class="hps">pH 1.00</span> <span class="hps">to pH</span> <span class="hps">13.00</span> <span class="hps">and</span> <span class="hps">allow</span> <span class="hps">calibration</span> <span class="hps">over the entire</span> <span class="hps">pH scale</span> <span class="hps">with an accuracy of</span> <span class="hps">±</span> <span class="hps">0.01 pH</span><span>.</span> <span class="hps">The buffer solution</span> <span class="hps">series</span> <span class="hps">is particularly suitable for</span> <span class="hps">pH measurements</span> <span class="hps">that require</span> <span class="hps">high accuracy</span><span>.</span> <span class="hps">All solutions</span> <span class="hps">with certificate of analysis</span><span>.</span></p> <p><span data-mce-style="text-decoration: underline;" style="text-decoration: underline;"><em></em></span></p> <p><strong><span class="hps">Millesimal</span> <span class="hps">Quality</span> </strong></p> <p><span data-mce-style="text-decoration: underline;" style="text-decoration: underline;"><em></em></span></p> <p><span class="hps">Accuracy</span> <span class="hps">of ±</span> <span class="hps">0.002</span> <span class="hps">pH</span> <span class="hps">for</span> <span class="hps">calibration</span> <span class="hps">of measuring instruments</span> <span class="hps">with 0.001</span> <span class="hps">resolution</span><span>.</span> <span class="hps">All solutions</span> <span class="hps">in</span> <span class="hps">opaque</span> <span class="hps">packaging</span> <span class="hps">with certificate of analysis</span><span>.</span></p> <p><span data-mce-style="text-decoration: underline;" style="text-decoration: underline;"><em></em></span></p> <p><strong><span class="hps">Standard Quality</span> </strong></p> <p><span data-mce-style="text-decoration: underline;" style="text-decoration: underline;"><em></em></span></p> <p><span class="hps">Accuracy</span> <span class="hps">of ±</span> <span class="hps">0.01 pH</span> <span class="hps">in different packaging</span><span>,</span> <span class="hps">with or without a</span> <span class="hps">certificate of analysis.</span></p> <p><span data-mce-style="text-decoration: underline;" style="text-decoration: underline;"><em></em></span></p> <p><span class="hps">Available</span> <span class="hps">packages</span><span>:</span> <span class="hps">Bottle</span><span>:</span> <span class="hps">230ml</span> <span class="hps">– 500ml –</span> <span class="hps">1L</span> <span class="hps">Can:</span> <span class="hps">3.78</span> <span class="hps">L</span> <span class="hps atn">(</span><span>gal</span><span>)</span> <span class="hps">Individual portions</span> <span class="hps">–</span> <span class="hps">and</span> <span class="hps">virtually</span> <span class="hps">always</span> <span class="hps">fresh</span> <span class="hps">&amp;</span> <span class="hps">no</span> <span class="hps">contamination</span> <span class="hps">risk</span> <span class="hps">Shelf life</span> <span class="hps">up to 5 years</span></p> <p><span data-mce-style="text-decoration: underline;" style="text-decoration: underline;"><em></em></span></p> </div> | Buffer Solution pH 8.00, ±0,01pH | <div class="product-short-description"> <p>Buffer Solution pH 8.00, ±0,01pH</p> </div> | https://www.hannathailand.com/wp-content/uploads/2022/06/pufferph200flasche1lzertifikat515_11.jpg | เครื่องวัดปริมาณฟลูออไรด์ ช่วงต่ำ รุ่น HI729 , เครื่องวัดสีในน้ำตัวอย่าง HI727 , เครื่องวัดปริมาณแอมโมเนีย ในน้ำ รุ่น HI715 , เครื่องวัดปริมาณแอมโมเนีย ช่วงต่ำ รุ่น HI700 , เครื่องวัดคลอรีน , ซัลไฟด์สารต้านอนุมูลอิสระบัฟเฟอร์ , น้ำยามาตรฐานสอบเทียบ ค่ามาตรฐานความเค็ม , เครื่องวัดปริมาณซิลิกา ช่วงต่ำ ในตัวอย่างน้ำ รุ่น HI705 | <a class="woocommerce-LoopProduct-link woocommerce-loop-product__link" href="https://www.hannathailand.com/product/hi729-checker-hc-fluoride-lr/">เครื่องวัดปริมาณฟลูออไรด์ ช่วงต่ำ รุ่น HI729</a> , <a class="woocommerce-LoopProduct-link woocommerce-loop-product__link" href="https://www.hannathailand.com/product/hi727-checker-hc-color-of-water/">เครื่องวัดสีในน้ำตัวอย่าง HI727</a> , <a class="woocommerce-LoopProduct-link woocommerce-loop-product__link" href="https://www.hannathailand.com/product/hi715-checker-hc-ammonia-mr/">เครื่องวัดปริมาณแอมโมเนีย ในน้ำ รุ่น HI715</a> , <a class="woocommerce-LoopProduct-link woocommerce-loop-product__link" href="https://www.hannathailand.com/product/hi700-checker-hc-ammonia-lr/">เครื่องวัดปริมาณแอมโมเนีย ช่วงต่ำ รุ่น HI700</a> , <a class="woocommerce-LoopProduct-link woocommerce-loop-product__link" href="https://www.hannathailand.com/product/free-chlorine/">เครื่องวัดคลอรีน</a> , <a class="woocommerce-LoopProduct-link woocommerce-loop-product__link" href="https://www.hannathailand.com/product/hi4015-00/">ซัลไฟด์สารต้านอนุมูลอิสระบัฟเฟอร์</a> , <a class="woocommerce-LoopProduct-link woocommerce-loop-product__link" href="https://www.hannathailand.com/product/hi7080l/">น้ำยามาตรฐานสอบเทียบ ค่ามาตรฐานความเค็ม</a> , <a class="woocommerce-LoopProduct-link woocommerce-loop-product__link" href="https://www.hannathailand.com/product/hi705-checker-hc-silica-lr/">เครื่องวัดปริมาณซิลิกา ช่วงต่ำ ในตัวอย่างน้ำ รุ่น HI705</a> | https://www.hannathailand.com/wp-content/uploads/2022/06/pufferph200flasche1lzertifikat515_11-600x600.jpg , https://www.hannathailand.com/wp-content/uploads/2022/06/technicalbuffers1-600x600.jpg , https://www.hannathailand.com/wp-content/uploads/2022/06/miniphotometerfurfluoridniedrig844_11-600x600.jpg , https://www.hannathailand.com/wp-content/uploads/2022/06/miniphotometerfurfarbe843_11-600x600.jpg , https://www.hannathailand.com/wp-content/uploads/2022/06/miniphotometerfurammoniakmittel2416_11-600x600.jpg , https://www.hannathailand.com/wp-content/uploads/2022/06/hi700_400pxl-600x600.jpg , https://www.hannathailand.com/wp-content/uploads/2021/07/1-500x500.jpg , https://www.hannathailand.com/wp-content/uploads/2021/07/7-500x500.jpg , https://www.hannathailand.com/wp-content/uploads/2021/07/11-500x500.jpg , https://www.hannathailand.com/wp-content/uploads/2022/06/hi705400-600x600.jpg
273 | HI5009 – 9.00 pH@25°C – TQ – 500ml | สารละลาย , สินค้าทั้งหมด , เครื่องวัดความเป็นกรด-ด่าง/โออาร์พี | https://www.hannathailand.com/product-category/ph-meter/ | https://www.hannathailand.com/product/hi5009-9-00-ph25c-tq-500ml/ | HI5009 | 1,658.50 |  | <div aria-labelledby="tab-title-additional_information" class="woocommerce-Tabs-panel woocommerce-Tabs-panel--additional_information panel entry-content" id="tab-additional_information" role="tabpanel"> </div> | General information about our pH buffers / calibration: Available grades: Technical Quality The buffer solutions of HANNA instruments include solutions from pH 1.00 to pH 13.00 and allow calibration over the entire pH scale with an accuracy of ± 0.01 pH. The buffer solution series is particularly suitable for pH measurements that require high accuracy. All solutions with certificate of analysis. Millesimal Quality Accuracy of ± 0.002 pH for calibration of measuring instruments with 0.001 resolution. All solutions in opaque packaging with certificate of analysis. Standard Quality Accuracy of ± 0.01 pH in different packaging, with or without a certificate of analysis. Available packages: Bottle: 230ml – 500ml – 1L Can: 3.78 L (gal) Individual portions – and virtually always fresh & no contamination risk Shelf life up to 5 years | <div aria-labelledby="tab-title-description" class="woocommerce-Tabs-panel woocommerce-Tabs-panel--description panel entry-content active" id="tab-description" role="tabpanel"> <p><span class="hps">General</span> <span class="hps">information about our</span> <span class="hps">pH</span> <span class="hps">buffers</span> <span class="hps">/</span> <span class="hps">calibration</span><span>:</span></p> <p><span class="hps">Available</span> <span class="hps">grades:</span></p> <p><span data-mce-style="text-decoration: underline;" style="text-decoration: underline;"><em></em></span> </p> <p><strong><span class="hps">Technical</span> <span class="hps">Quality</span> </strong></p> <p><span class="hps">The buffer solutions</span> <span class="hps">of</span> <span class="hps">HANNA instruments</span> <span class="hps">include solutions</span> <span class="hps">from</span> <span class="hps">pH 1.00</span> <span class="hps">to pH</span> <span class="hps">13.00</span> <span class="hps">and</span> <span class="hps">allow</span> <span class="hps">calibration</span> <span class="hps">over the entire</span> <span class="hps">pH scale</span> <span class="hps">with an accuracy of</span> <span class="hps">±</span> <span class="hps">0.01 pH</span><span>.</span> <span class="hps">The buffer solution</span> <span class="hps">series</span> <span class="hps">is particularly suitable for</span> <span class="hps">pH measurements</span> <span class="hps">that require</span> <span class="hps">high accuracy</span><span>.</span> <span class="hps">All solutions</span> <span class="hps">with certificate of analysis</span><span>.</span></p> <p> </p> <p><span data-mce-style="text-decoration: underline;" style="text-decoration: underline;"><em></em></span></p> <p><strong><span class="hps">Millesimal</span> <span class="hps">Quality</span> </strong></p> <p><span class="hps">Accuracy</span> <span class="hps">of ±</span> <span class="hps">0.002</span> <span class="hps">pH</span> <span class="hps">for</span> <span class="hps">calibration</span> <span class="hps">of measuring instruments</span> <span class="hps">with 0.001</span> <span class="hps">resolution</span><span>.</span> <span class="hps">All solutions</span> <span class="hps">in</span> <span class="hps">opaque</span> <span class="hps">packaging</span> <span class="hps">with certificate of analysis</span><span>.</span></p> <p><span data-mce-style="text-decoration: underline;" style="text-decoration: underline;"></span><span data-mce-style="text-decoration: underline;" style="text-decoration: underline;"><em></em></span></p> <p><strong><span class="hps">Standard Quality</span> </strong></p> <p><span class="hps">Accuracy</span> <span class="hps">of ±</span> <span class="hps">0.01 pH</span> <span class="hps">in different packaging</span><span>,</span> <span class="hps">with or without a</span> <span class="hps">certificate of analysis.</span></p> <p><span data-mce-style="text-decoration: underline;" style="text-decoration: underline;"><em></em></span> </p> <p><span class="hps">Available</span> <span class="hps">packages</span><span>:</span> <span class="hps">Bottle</span><span>:</span> <span class="hps">230ml</span> <span class="hps">– 500ml –</span> <span class="hps">1L</span> <span class="hps">Can:</span> <span class="hps">3.78</span> <span class="hps">L</span> <span class="hps atn">(</span><span>gal</span><span>)</span> <span class="hps">Individual portions</span> <span class="hps">–</span> <span class="hps">and</span> <span class="hps">virtually</span> <span class="hps">always</span> <span class="hps">fresh</span> <span class="hps">&amp;</span> <span class="hps">no</span> <span class="hps">contamination</span> <span class="hps">risk</span> <span class="hps">Shelf life</span> <span class="hps">up to 5 years</span></p> <p><span data-mce-style="text-decoration: underline;" style="text-decoration: underline;"><em></em></span></p> <p> </p> <p><span data-mce-style="text-decoration: underline;" style="text-decoration: underline;"><em></em></span></p> </div> | Buffer Solution pH 9.00, 500 ml , ±0,01pH, | <div class="product-short-description"> <p>Buffer Solution pH 9.00, 500 ml , ±0,01pH, </p> </div> | https://www.hannathailand.com/wp-content/uploads/2022/06/pufferph100flasche500mlzertifikat502_1151cd775b89872.jpg | เครื่องวัดค่าเหล็ก รุ่น HI721 , สารละลายมาตรฐานความขุ่น 20 NTU , เครื่องวัดปริมาณไนไตรท์ ช่วงสูง ในตัวอย่างน้ำ รุ่น HI708 , น้ำยามาตรฐานสอบเทียบ ค่ามาตรฐานความเค็ม , เครื่องวัดปริมาณฟอสฟอรัส ช่วงสูง รุ่น HI706 , เซ็นเซอร์วัดออกซิเจนในน้ำสำหรับ HI9829 มัลติพารามิเตอร์ , เครื่องควบคุมค่าความนำไฟฟ้า , เครื่องวัดปริมาณแอมโมเนีย ช่วงต่ำ รุ่น HI700 | <a class="woocommerce-LoopProduct-link woocommerce-loop-product__link" href="https://www.hannathailand.com/product/hi721-checker-hc-iron/">เครื่องวัดค่าเหล็ก รุ่น HI721</a> , <a class="woocommerce-LoopProduct-link woocommerce-loop-product__link" href="https://www.hannathailand.com/product/hi93102-20/">สารละลายมาตรฐานความขุ่น 20 NTU</a> , <a class="woocommerce-LoopProduct-link woocommerce-loop-product__link" href="https://www.hannathailand.com/product/hi708-checker-hc-nitrite-hr/">เครื่องวัดปริมาณไนไตรท์ ช่วงสูง ในตัวอย่างน้ำ รุ่น HI708</a> , <a class="woocommerce-LoopProduct-link woocommerce-loop-product__link" href="https://www.hannathailand.com/product/hi7080l/">น้ำยามาตรฐานสอบเทียบ ค่ามาตรฐานความเค็ม</a> , <a class="woocommerce-LoopProduct-link woocommerce-loop-product__link" href="https://www.hannathailand.com/product/hi706-checker-hc-phosphorous-hr/">เครื่องวัดปริมาณฟอสฟอรัส ช่วงสูง รุ่น HI706</a> , <a class="woocommerce-LoopProduct-link woocommerce-loop-product__link" href="https://www.hannathailand.com/product/hi7609829-2/">เซ็นเซอร์วัดออกซิเจนในน้ำสำหรับ HI9829 มัลติพารามิเตอร์</a> , <a class="woocommerce-LoopProduct-link woocommerce-loop-product__link" href="https://www.hannathailand.com/product/hi8931cn/">เครื่องควบคุมค่าความนำไฟฟ้า</a> , <a class="woocommerce-LoopProduct-link woocommerce-loop-product__link" href="https://www.hannathailand.com/product/hi700-checker-hc-ammonia-lr/">เครื่องวัดปริมาณแอมโมเนีย ช่วงต่ำ รุ่น HI700</a> | https://www.hannathailand.com/wp-content/uploads/2022/06/pufferph100flasche500mlzertifikat502_1151cd775b89872-600x600.jpg , https://www.hannathailand.com/wp-content/uploads/2022/06/imgtechbuffsol151cd6c123aa03-600x600.jpg , https://www.hannathailand.com/wp-content/uploads/2022/06/miniphotometerfureisen832_11-600x600.jpg , https://www.hannathailand.com/wp-content/uploads/2021/07/9-500x500.jpg , https://www.hannathailand.com/wp-content/uploads/2022/06/miniphotometerfurnitrithoch2420_11-600x600.jpg , https://www.hannathailand.com/wp-content/uploads/2021/07/11-500x500.jpg , https://www.hannathailand.com/wp-content/uploads/2022/06/hi706_400-600x600.jpg , https://www.hannathailand.com/wp-content/uploads/2021/07/5-500x500.jpg , https://www.hannathailand.com/wp-content/uploads/2021/07/2-500x500.jpg , https://www.hannathailand.com/wp-content/uploads/2022/06/hi700_400pxl-600x600.jpg
274 | HI5010 – 10.01 pH@25°C – TQ – 500ml | สารละลาย , สินค้าทั้งหมด , เครื่องวัดความเป็นกรด-ด่าง/โออาร์พี | https://www.hannathailand.com/product-category/ph-meter/ | https://www.hannathailand.com/product/hi5010-10-01-ph25c-tq-500ml/ | HI5010 | 1,658.50 |  | <div aria-labelledby="tab-title-additional_information" class="woocommerce-Tabs-panel woocommerce-Tabs-panel--additional_information panel entry-content" id="tab-additional_information" role="tabpanel"> </div> | General information about our pH buffers / calibration: Available grades: Technical Quality The buffer solutions of HANNA instruments include solutions from pH 1.00 to pH 13.00 and allow calibration over the entire pH scale with an accuracy of ± 0.01 pH. The buffer solution series is particularly suitable for pH measurements that require high accuracy. All solutions with certificate of analysis. Millesimal Quality Accuracy of ± 0.002 pH for calibration of measuring instruments with 0.001 resolution. All solutions in opaque packaging with certificate of analysis. Standard Quality Accuracy of ± 0.01 pH in different packaging, with or without a certificate of analysis. Available packages: Bottle: 230ml – 500ml – 1L Can: 3.78 L (gal) Individual portions – and virtually always fresh & no contamination risk Shelf life up to 5 years | <div aria-labelledby="tab-title-description" class="woocommerce-Tabs-panel woocommerce-Tabs-panel--description panel entry-content active" id="tab-description" role="tabpanel"> <p><span class="hps">General</span> <span class="hps">information about our</span> <span class="hps">pH</span> <span class="hps">buffers</span> <span class="hps">/</span> <span class="hps">calibration</span><span>:</span></p> <p><span class="hps">Available</span> <span class="hps">grades:</span></p> <p> </p> <p><strong><span class="hps">Technical</span> <span class="hps">Quality</span> </strong></p> <p><span class="hps">The buffer solutions</span> <span class="hps">of</span> <span class="hps">HANNA instruments</span> <span class="hps">include solutions</span> <span class="hps">from</span> <span class="hps">pH 1.00</span> <span class="hps">to pH</span> <span class="hps">13.00</span> <span class="hps">and</span> <span class="hps">allow</span> <span class="hps">calibration</span> <span class="hps">over the entire</span> <span class="hps">pH scale</span> <span class="hps">with an accuracy of</span> <span class="hps">±</span> <span class="hps">0.01 pH</span><span>.</span> <span class="hps">The buffer solution</span> <span class="hps">series</span> <span class="hps">is particularly suitable for</span> <span class="hps">pH measurements</span> <span class="hps">that require</span> <span class="hps">high accuracy</span><span>.</span> <span class="hps">All solutions</span> <span class="hps">with certificate of analysis</span><span>.</span></p> <p> </p> <p><strong><span class="hps">Millesimal</span> <span class="hps">Quality</span> </strong></p> <p><span class="hps">Accuracy</span> <span class="hps">of ±</span> <span class="hps">0.002</span> <span class="hps">pH</span> <span class="hps">for</span> <span class="hps">calibration</span> <span class="hps">of measuring instruments</span> <span class="hps">with 0.001</span> <span class="hps">resolution</span><span>.</span> <span class="hps">All solutions</span> <span class="hps">in</span> <span class="hps">opaque</span> <span class="hps">packaging</span> <span class="hps">with certificate of analysis</span><span>.</span></p> <p> </p> <p><strong><span class="hps">Standard Quality</span> </strong></p> <p><span class="hps">Accuracy</span> <span class="hps">of ±</span> <span class="hps">0.01 pH</span> <span class="hps">in different packaging</span><span>,</span> <span class="hps">with or without a</span> <span class="hps">certificate of analysis.</span></p> <p> </p> <p><span class="hps">Available</span> <span class="hps">packages</span><span>:</span> <span class="hps">Bottle</span><span>:</span> <span class="hps">230ml</span> <span class="hps">– 500ml –</span> <span class="hps">1L</span> <span class="hps">Can:</span> <span class="hps">3.78</span> <span class="hps">L</span> <span class="hps atn">(</span><span>gal</span><span>)</span> <span class="hps">Individual portions</span> <span class="hps">–</span> <span class="hps">and</span> <span class="hps">virtually</span> <span class="hps">always</span> <span class="hps">fresh</span> <span class="hps">&amp;</span> <span class="hps">no</span> <span class="hps">contamination</span> <span class="hps">risk</span> <span class="hps">Shelf life</span> <span class="hps">up to 5 years</span></p> <p></p> <p></p> </div> | Buffer Solution pH 10.01, 500 ml, ±0,01pH, | <div class="product-short-description"> <p>Buffer Solution pH 10.01, 500 ml, ±0,01pH, </p> </div> | https://www.hannathailand.com/wp-content/uploads/2022/06/pufferph100flasche500mlzertifikat502_1151cd775b89872.jpg | น้ำยามาตรฐานสอบเทียบ ค่ามาตรฐานความเค็ม , เครื่องวัดปริมาณคลอรีนรวม รุ่น HI711 , เซ็นเซอร์วัดออกซิเจนในน้ำสำหรับ HI9829 มัลติพารามิเตอร์ , น้ำยามาตรฐานสอบเทียบ ค่ามาตรฐานความเค็ม , เครื่องวัดปริมาณโครเมี่ยม ช่วงสูง รุ่น HI723 , เครื่องวัดปริมาณฟลูออไรด์ ช่วงต่ำ รุ่น HI729 , เครื่องวัดปริมาณโบรมีน ในตัวอย่างน้ำ รุ่น HI716 , น้ำยามาตรฐานสำหรับค่าโซเดียม | <a class="woocommerce-LoopProduct-link woocommerce-loop-product__link" href="https://www.hannathailand.com/product/hi7083l/">น้ำยามาตรฐานสอบเทียบ ค่ามาตรฐานความเค็ม</a> , <a class="woocommerce-LoopProduct-link woocommerce-loop-product__link" href="https://www.hannathailand.com/product/hi711-checker-hc-total-chlorine/">เครื่องวัดปริมาณคลอรีนรวม รุ่น HI711</a> , <a class="woocommerce-LoopProduct-link woocommerce-loop-product__link" href="https://www.hannathailand.com/product/hi7609829-2/">เซ็นเซอร์วัดออกซิเจนในน้ำสำหรับ HI9829 มัลติพารามิเตอร์</a> , <a class="woocommerce-LoopProduct-link woocommerce-loop-product__link" href="https://www.hannathailand.com/product/hi7080l/">น้ำยามาตรฐานสอบเทียบ ค่ามาตรฐานความเค็ม</a> , <a class="woocommerce-LoopProduct-link woocommerce-loop-product__link" href="https://www.hannathailand.com/product/hi723-checker-hc-chromium-vi-hr/">เครื่องวัดปริมาณโครเมี่ยม ช่วงสูง รุ่น HI723</a> , <a class="woocommerce-LoopProduct-link woocommerce-loop-product__link" href="https://www.hannathailand.com/product/hi729-checker-hc-fluoride-lr/">เครื่องวัดปริมาณฟลูออไรด์ ช่วงต่ำ รุ่น HI729</a> , <a class="woocommerce-LoopProduct-link woocommerce-loop-product__link" href="https://www.hannathailand.com/product/hi716-checker-hc-bromine/">เครื่องวัดปริมาณโบรมีน ในตัวอย่างน้ำ รุ่น HI716</a> , <a class="woocommerce-LoopProduct-link woocommerce-loop-product__link" href="https://www.hannathailand.com/product/hi7090l/">น้ำยามาตรฐานสำหรับค่าโซเดียม</a> | https://www.hannathailand.com/wp-content/uploads/2022/06/pufferph100flasche500mlzertifikat502_1151cd775b89872-600x600.jpg , https://www.hannathailand.com/wp-content/uploads/2022/06/imgtechbuffsol151cd6c123aa03-600x600.jpg , https://www.hannathailand.com/wp-content/uploads/2021/07/10-500x500.jpg , https://www.hannathailand.com/wp-content/uploads/2022/06/hi711_lg-600x600.jpg , https://www.hannathailand.com/wp-content/uploads/2021/07/5-500x500.jpg , https://www.hannathailand.com/wp-content/uploads/2021/07/11-500x500.jpg , https://www.hannathailand.com/wp-content/uploads/2022/06/miniphotometerfurchromvihoch839_11-600x600.jpg , https://www.hannathailand.com/wp-content/uploads/2022/06/miniphotometerfurfluoridniedrig844_11-600x600.jpg , https://www.hannathailand.com/wp-content/uploads/2022/06/miniphotometerfurfreiesgesamtchlor704_11-600x600.jpg , https://www.hannathailand.com/wp-content/uploads/2021/07/12-500x500.jpg
275 | HI5010-01 – 10.01 pH@25°C – TQ – 1000ml | สารละลาย , สินค้าทั้งหมด , เครื่องวัดความเป็นกรด-ด่าง/โออาร์พี | https://www.hannathailand.com/product-category/ph-meter/ | https://www.hannathailand.com/product/hi5010-01-10-01-ph25c-tq-1000ml/ | HI5010-01 | 2,407.50 |  | <div aria-labelledby="tab-title-additional_information" class="woocommerce-Tabs-panel woocommerce-Tabs-panel--additional_information panel entry-content" id="tab-additional_information" role="tabpanel"> </div> | General information about our pH buffers / calibration: Available grades: Technical Quality The buffer solutions of HANNA instruments include solutions from pH 1.00 to pH 13.00 and allow calibration over the entire pH scale with an accuracy of ± 0.01 pH. The buffer solution series is particularly suitable for pH measurements that require high accuracy. All solutions with certificate of analysis. Millesimal Quality Accuracy of ± 0.002 pH for calibration of measuring instruments with 0.001 resolution. All solutions in opaque packaging with certificate of analysis. Standard Quality Accuracy of ± 0.01 pH in different packaging, with or without a certificate of analysis. Available packages: Bottle: 230ml – 500ml – 1L Can: 3.78 L (gal) Individual portions – and virtually always fresh & no contamination risk Shelf life up to 5 years | <div aria-labelledby="tab-title-description" class="woocommerce-Tabs-panel woocommerce-Tabs-panel--description panel entry-content active" id="tab-description" role="tabpanel"> <p><span data-mce-style="text-decoration: underline;" style="text-decoration: underline;"><em></em></span></p> <p><span class="hps">General</span> <span class="hps">information about our</span> <span class="hps">pH</span> <span class="hps">buffers</span> <span class="hps">/</span> <span class="hps">calibration</span><span>:</span></p> <p><span data-mce-style="text-decoration: underline;" style="text-decoration: underline;"><em></em></span></p> <p><span class="hps">Available</span> <span class="hps">grades:</span></p> <p><span data-mce-style="text-decoration: underline;" style="text-decoration: underline;"><em></em></span></p> <p><strong><span class="hps">Technical</span> <span class="hps">Quality</span> </strong></p> <p><span data-mce-style="text-decoration: underline;" style="text-decoration: underline;"><em></em></span></p> <p><span class="hps">The buffer solutions</span> <span class="hps">of</span> <span class="hps">HANNA instruments</span> <span class="hps">include solutions</span> <span class="hps">from</span> <span class="hps">pH 1.00</span> <span class="hps">to pH</span> <span class="hps">13.00</span> <span class="hps">and</span> <span class="hps">allow</span> <span class="hps">calibration</span> <span class="hps">over the entire</span> <span class="hps">pH scale</span> <span class="hps">with an accuracy of</span> <span class="hps">±</span> <span class="hps">0.01 pH</span><span>.</span> <span class="hps">The buffer solution</span> <span class="hps">series</span> <span class="hps">is particularly suitable for</span> <span class="hps">pH measurements</span> <span class="hps">that require</span> <span class="hps">high accuracy</span><span>.</span> <span class="hps">All solutions</span> <span class="hps">with certificate of analysis</span><span>.</span></p> <p><span data-mce-style="text-decoration: underline;" style="text-decoration: underline;"><em></em></span></p> <p><strong><span class="hps">Millesimal</span> <span class="hps">Quality</span> </strong></p> <p><span data-mce-style="text-decoration: underline;" style="text-decoration: underline;"><em></em></span></p> <p><span class="hps">Accuracy</span> <span class="hps">of ±</span> <span class="hps">0.002</span> <span class="hps">pH</span> <span class="hps">for</span> <span class="hps">calibration</span> <span class="hps">of measuring instruments</span> <span class="hps">with 0.001</span> <span class="hps">resolution</span><span>.</span> <span class="hps">All solutions</span> <span class="hps">in</span> <span class="hps">opaque</span> <span class="hps">packaging</span> <span class="hps">with certificate of analysis</span><span>.</span></p> <p><span data-mce-style="text-decoration: underline;" style="text-decoration: underline;"><em></em></span></p> <p><strong><span class="hps">Standard Quality</span> </strong></p> <p><span data-mce-style="text-decoration: underline;" style="text-decoration: underline;"><em></em></span></p> <p><span class="hps">Accuracy</span> <span class="hps">of ±</span> <span class="hps">0.01 pH</span> <span class="hps">in different packaging</span><span>,</span> <span class="hps">with or without a</span> <span class="hps">certificate of analysis.</span></p> <p><span data-mce-style="text-decoration: underline;" style="text-decoration: underline;"><em></em></span></p> <p><span class="hps">Available</span> <span class="hps">packages</span><span>:</span> <span class="hps">Bottle</span><span>:</span> <span class="hps">230ml</span> <span class="hps">– 500ml –</span> <span class="hps">1L</span> <span class="hps">Can:</span> <span class="hps">3.78</span> <span class="hps">L</span> <span class="hps atn">(</span><span>gal</span><span>)</span> <span class="hps">Individual portions</span> <span class="hps">–</span> <span class="hps">and</span> <span class="hps">virtually</span> <span class="hps">always</span> <span class="hps">fresh</span> <span class="hps">&amp;</span> <span class="hps">no</span> <span class="hps">contamination</span> <span class="hps">risk</span> <span class="hps">Shelf life</span> <span class="hps">up to 5 years</span></p> <p><span data-mce-style="text-decoration: underline;" style="text-decoration: underline;"><em></em></span></p> </div> | Buffer Solution pH 10.01 | <div class="product-short-description"> <p>Buffer Solution pH 10.01</p> </div> | https://www.hannathailand.com/wp-content/uploads/2022/06/pufferph200flasche1lzertifikat515_11.jpg | เครื่องวัดปริมาณฟอสเฟต ช่วงสูง รุ่น HI717 , ซัลไฟด์สารต้านอนุมูลอิสระบัฟเฟอร์ , น้ำยามาตรฐานสอบเทียบ , เครื่องวัดปริมาณคลอรีนรวม รุ่น HI711 , เครื่องวัดปริมาณไนไตรท์ ช่วงสูง ในตัวอย่างน้ำ รุ่น HI708 , น้ำยามาตรฐานสำหรับค่าโซเดียม , เครื่องวัดปริมาณไนไตรท์ ช่วงต่ำ รุ่น HI707 , เครื่องวัดค่าเหล็ก รุ่น HI721 | <a class="woocommerce-LoopProduct-link woocommerce-loop-product__link" href="https://www.hannathailand.com/product/hi717-checker-hc-phosphate-hr/">เครื่องวัดปริมาณฟอสเฟต ช่วงสูง รุ่น HI717</a> , <a class="woocommerce-LoopProduct-link woocommerce-loop-product__link" href="https://www.hannathailand.com/product/hi4015-00/">ซัลไฟด์สารต้านอนุมูลอิสระบัฟเฟอร์</a> , <a class="woocommerce-LoopProduct-link woocommerce-loop-product__link" href="https://www.hannathailand.com/product/hi9828-25/">น้ำยามาตรฐานสอบเทียบ</a> , <a class="woocommerce-LoopProduct-link woocommerce-loop-product__link" href="https://www.hannathailand.com/product/hi711-checker-hc-total-chlorine/">เครื่องวัดปริมาณคลอรีนรวม รุ่น HI711</a> , <a class="woocommerce-LoopProduct-link woocommerce-loop-product__link" href="https://www.hannathailand.com/product/hi708-checker-hc-nitrite-hr/">เครื่องวัดปริมาณไนไตรท์ ช่วงสูง ในตัวอย่างน้ำ รุ่น HI708</a> , <a class="woocommerce-LoopProduct-link woocommerce-loop-product__link" href="https://www.hannathailand.com/product/hi7090l/">น้ำยามาตรฐานสำหรับค่าโซเดียม</a> , <a class="woocommerce-LoopProduct-link woocommerce-loop-product__link" href="https://www.hannathailand.com/product/hi707-checker-hc-nitrite-lr/">เครื่องวัดปริมาณไนไตรท์ ช่วงต่ำ รุ่น HI707</a> , <a class="woocommerce-LoopProduct-link woocommerce-loop-product__link" href="https://www.hannathailand.com/product/hi721-checker-hc-iron/">เครื่องวัดค่าเหล็ก รุ่น HI721</a> | https://www.hannathailand.com/wp-content/uploads/2022/06/pufferph200flasche1lzertifikat515_11-600x600.jpg , https://www.hannathailand.com/wp-content/uploads/2022/06/technicalbuffers1-600x600.jpg , https://www.hannathailand.com/wp-content/uploads/2022/06/miniphotometerfurphosphathoch827_11-600x600.jpg , https://www.hannathailand.com/wp-content/uploads/2021/07/7-500x500.jpg , https://www.hannathailand.com/wp-content/uploads/2021/07/8-500x500.jpg , https://www.hannathailand.com/wp-content/uploads/2022/06/hi711_lg-600x600.jpg , https://www.hannathailand.com/wp-content/uploads/2022/06/miniphotometerfurnitrithoch2420_11-600x600.jpg , https://www.hannathailand.com/wp-content/uploads/2021/07/12-500x500.jpg , https://www.hannathailand.com/wp-content/uploads/2022/06/hi707400-600x600.jpg , https://www.hannathailand.com/wp-content/uploads/2022/06/miniphotometerfureisen832_11-600x600.jpg
276 | HI5010-V08 – 10.01 pH@25°C – TQ – 3.78L farbcodiert | สารละลาย , สินค้าทั้งหมด , เครื่องวัดความเป็นกรด-ด่าง/โออาร์พี | https://www.hannathailand.com/product-category/ph-meter/ | https://www.hannathailand.com/product/hi5010-v08-10-01-ph25c-tq-3-78l-farbcodiert/ | HI5010-V08 | 5,136.00 |  | <div aria-labelledby="tab-title-additional_information" class="woocommerce-Tabs-panel woocommerce-Tabs-panel--additional_information panel entry-content" id="tab-additional_information" role="tabpanel"> </div> | Generelle Informationen zu unseren pH Pufferlösungen/Kalibrierlösungen: Verfügbare Qualitäten: Technical Quality Die Pufferlösungen von HANNA instruments umfassen Lösungen von pH 1,00 bis pH 13,00 und ermöglichen Kalibrierungen über die gesamte pH-Skala mit einer Genauigkeit von ±0,01 pH. Die Pufferlösungsserie eignet sich besonders bei pH-Messungen, die eine hohe Messgenauigkeit erfordern. Alle Lösungen mit Analysezertifikat. Millesimal Quality Genauigkeit von ±0,002 pH für Kalibrierung von Messgeräten mit 0,001 Auflösung. Alle Lösungen in opaker Verpackung, mit Analysezertifikat. Standard QualityGenauigkeit von ±0,01 pH in verschiedenen Verpackungen, mit oder ohne Analysezertifikat. Verfügbare Packungen: Flaschen: 230ml – 500ml – 1L Kanister: 3.78 L (Gallone)Einzelportionen – praktisch & immer frisch & keine Kontaminations-Gefahr Haltbarkeit bis zu 5 Jahre | <div aria-labelledby="tab-title-description" class="woocommerce-Tabs-panel woocommerce-Tabs-panel--description panel entry-content active" id="tab-description" role="tabpanel"> <p><span data-mce-style="text-decoration: underline;" style="text-decoration: underline;"><em>Generelle Informationen zu unseren pH Pufferlösungen/Kalibrierlösungen:</em></span></p> <p><strong>Verfügbare Qualitäten:</strong></p> <p style="padding-left: 30px;"><strong>Technical Quality <br/></strong>Die Pufferlösungen von <strong>HANNA instruments</strong> umfassen Lösungen von pH 1,00 bis pH 13,00 und ermöglichen Kalibrierungen über die gesamte pH-Skala mit einer Genauigkeit von ±0,01 pH. Die Pufferlösungsserie eignet sich besonders bei pH-Messungen, die eine hohe Messgenauigkeit erfordern. Alle Lösungen mit Analysezertifikat.</p> <p style="padding-left: 30px;"><strong>Millesimal Quality <br/></strong>Genauigkeit von ±0,002 pH für Kalibrierung von Messgeräten mit 0,001 Auflösung. Alle Lösungen in opaker Verpackung, mit Analysezertifikat.</p> <p style="padding-left: 30px;"><strong>Standard Quality<br/></strong>Genauigkeit von ±0,01 pH in verschiedenen Verpackungen, mit oder ohne Analysezertifikat.</p> <p><strong>Verfügbare Packungen:</strong></p> <p>Flaschen: 230ml – 500ml – 1L <br/>Kanister: 3.78 L (Gallone)<br/>Einzelportionen – praktisch &amp; immer frisch &amp; keine Kontaminations-Gefahr</p> <p><strong>Haltbarkeit bis zu 5 Jahre</strong></p> <p> </p> </div> | Pufferlösung pH 10.01 farbcodiert, 3.78 Liter Kanister (Gallone), ±0,01pH, mit Analysezertifikat | <div class="product-short-description"> <p>Pufferlösung pH 10.01 farbcodiert, 3.78 Liter Kanister (Gallone), ±0,01pH, mit Analysezertifikat</p> </div> | https://www.hannathailand.com/wp-content/uploads/2022/06/hi7010_1g1.jpg | น้ำยามาตรฐานสอบเทียบ , เครื่องวัดปริมาณคลอรีนรวม รุ่น HI711 , เครื่องวัดปริมาณฟลูออไรด์ ช่วงต่ำ รุ่น HI729 , น้ำยามาตรฐานสอบเทียบ ค่ามาตรฐานความเค็ม , เครื่องวัดปริมาณไอโอดีน รุ่น HI718 , เครื่องวัดปริมาณไนไตรท์ ช่วงสูง ในตัวอย่างน้ำ รุ่น HI708 , เครื่องวัดสีในน้ำตัวอย่าง HI727 , เครื่องวัดปริมาณฟอสฟอรัส ช่วงสูง รุ่น HI706 | <a class="woocommerce-LoopProduct-link woocommerce-loop-product__link" href="https://www.hannathailand.com/product/hi9828-25/">น้ำยามาตรฐานสอบเทียบ</a> , <a class="woocommerce-LoopProduct-link woocommerce-loop-product__link" href="https://www.hannathailand.com/product/hi711-checker-hc-total-chlorine/">เครื่องวัดปริมาณคลอรีนรวม รุ่น HI711</a> , <a class="woocommerce-LoopProduct-link woocommerce-loop-product__link" href="https://www.hannathailand.com/product/hi729-checker-hc-fluoride-lr/">เครื่องวัดปริมาณฟลูออไรด์ ช่วงต่ำ รุ่น HI729</a> , <a class="woocommerce-LoopProduct-link woocommerce-loop-product__link" href="https://www.hannathailand.com/product/hi7083l/">น้ำยามาตรฐานสอบเทียบ ค่ามาตรฐานความเค็ม</a> , <a class="woocommerce-LoopProduct-link woocommerce-loop-product__link" href="https://www.hannathailand.com/product/hi718-checker-hc-iodine/">เครื่องวัดปริมาณไอโอดีน รุ่น HI718</a> , <a class="woocommerce-LoopProduct-link woocommerce-loop-product__link" href="https://www.hannathailand.com/product/hi708-checker-hc-nitrite-hr/">เครื่องวัดปริมาณไนไตรท์ ช่วงสูง ในตัวอย่างน้ำ รุ่น HI708</a> , <a class="woocommerce-LoopProduct-link woocommerce-loop-product__link" href="https://www.hannathailand.com/product/hi727-checker-hc-color-of-water/">เครื่องวัดสีในน้ำตัวอย่าง HI727</a> , <a class="woocommerce-LoopProduct-link woocommerce-loop-product__link" href="https://www.hannathailand.com/product/hi706-checker-hc-phosphorous-hr/">เครื่องวัดปริมาณฟอสฟอรัส ช่วงสูง รุ่น HI706</a> | https://www.hannathailand.com/wp-content/uploads/2021/07/8-500x500.jpg , https://www.hannathailand.com/wp-content/uploads/2022/06/hi711_lg-600x600.jpg , https://www.hannathailand.com/wp-content/uploads/2022/06/miniphotometerfurfluoridniedrig844_11-600x600.jpg , https://www.hannathailand.com/wp-content/uploads/2021/07/10-500x500.jpg , https://www.hannathailand.com/wp-content/uploads/2022/06/miniphotometerfuriod829_11-600x600.jpg , https://www.hannathailand.com/wp-content/uploads/2022/06/miniphotometerfurnitrithoch2420_11-600x600.jpg , https://www.hannathailand.com/wp-content/uploads/2022/06/miniphotometerfurfarbe843_11-600x600.jpg , https://www.hannathailand.com/wp-content/uploads/2022/06/hi706_400-600x600.jpg
277 | HI5011 – 11.00 pH@25°C – TQ – 500ml | สารละลาย , สินค้าทั้งหมด , เครื่องวัดความเป็นกรด-ด่าง/โออาร์พี | https://www.hannathailand.com/product-category/ph-meter/ | https://www.hannathailand.com/product/hi5011-11-00-ph25c-tq-500ml/ | HI5011 | 1,658.50 |  | <div aria-labelledby="tab-title-additional_information" class="woocommerce-Tabs-panel woocommerce-Tabs-panel--additional_information panel entry-content" id="tab-additional_information" role="tabpanel"> </div> | Generelle Informationen zu unseren pH Pufferlösungen/Kalibrierlösungen: Verfügbare Qualitäten: Technical Quality Die Pufferlösungen von HANNA instruments umfassen Lösungen von pH 1,00 bis pH 13,00 und ermöglichen Kalibrierungen über die gesamte pH-Skala mit einer Genauigkeit von ±0,01 pH. Die Pufferlösungsserie eignet sich besonders bei pH-Messungen, die eine hohe Messgenauigkeit erfordern. Alle Lösungen mit Analysezertifikat. Millesimal Quality Genauigkeit von ±0,002 pH für Kalibrierung von Messgeräten mit 0,001 Auflösung. Alle Lösungen in opaker Verpackung, mit Analysezertifikat. Standard QualityGenauigkeit von ±0,01 pH in verschiedenen Verpackungen, mit oder ohne Analysezertifikat. Verfügbare Packungen: Flaschen: 230ml – 500ml – 1L Kanister: 3.78 L (Gallone)Einzelportionen – praktisch & immer frisch & keine Kontaminations-Gefahr Haltbarkeit bis zu 5 Jahre | <div aria-labelledby="tab-title-description" class="woocommerce-Tabs-panel woocommerce-Tabs-panel--description panel entry-content active" id="tab-description" role="tabpanel"> <p><span data-mce-style="text-decoration: underline;" style="text-decoration: underline;"><em>Generelle Informationen zu unseren pH Pufferlösungen/Kalibrierlösungen:</em></span></p> <p><strong>Verfügbare Qualitäten:</strong></p> <p style="padding-left: 30px;"><strong>Technical Quality <br/></strong>Die Pufferlösungen von <strong>HANNA instruments</strong> umfassen Lösungen von pH 1,00 bis pH 13,00 und ermöglichen Kalibrierungen über die gesamte pH-Skala mit einer Genauigkeit von ±0,01 pH. Die Pufferlösungsserie eignet sich besonders bei pH-Messungen, die eine hohe Messgenauigkeit erfordern. Alle Lösungen mit Analysezertifikat.</p> <p style="padding-left: 30px;"><strong>Millesimal Quality <br/></strong>Genauigkeit von ±0,002 pH für Kalibrierung von Messgeräten mit 0,001 Auflösung. Alle Lösungen in opaker Verpackung, mit Analysezertifikat.</p> <p style="padding-left: 30px;"><strong>Standard Quality<br/></strong>Genauigkeit von ±0,01 pH in verschiedenen Verpackungen, mit oder ohne Analysezertifikat.</p> <p><strong>Verfügbare Packungen:</strong></p> <p>Flaschen: 230ml – 500ml – 1L <br/>Kanister: 3.78 L (Gallone)<br/>Einzelportionen – praktisch &amp; immer frisch &amp; keine Kontaminations-Gefahr</p> <p><strong>Haltbarkeit bis zu 5 Jahre</strong></p> <p> </p> </div> | Pufferlösung pH 11.00, 500 ml Flasche, ±0,01pH, mit Analysezertifikat | <div class="product-short-description"> <p>Pufferlösung pH 11.00, 500 ml Flasche, ±0,01pH, mit Analysezertifikat</p> </div> | https://www.hannathailand.com/wp-content/uploads/2022/06/pufferph100flasche500mlzertifikat502_1151cd775b89872.jpg | เครื่องวัดสีในน้ำตัวอย่าง HI727 , เครื่องวัดคลอรีน , เครื่องวัดปริมาณไนไตรท์ ช่วงสูง ในตัวอย่างน้ำ รุ่น HI708 , เครื่องวัดค่าเหล็ก รุ่น HI721 , เครื่องวัดปริมาณโครเมี่ยม ช่วงสูง รุ่น HI723 , เครื่องวัดปริมาณแอมโมเนีย ช่วงสูง รุ่น HI733 , น้ำยามาตรฐานสอบเทียบ , เครื่องวัดปริมาณแอมโมเนีย ในน้ำ รุ่น HI715 | <a class="woocommerce-LoopProduct-link woocommerce-loop-product__link" href="https://www.hannathailand.com/product/hi727-checker-hc-color-of-water/">เครื่องวัดสีในน้ำตัวอย่าง HI727</a> , <a class="woocommerce-LoopProduct-link woocommerce-loop-product__link" href="https://www.hannathailand.com/product/free-chlorine/">เครื่องวัดคลอรีน</a> , <a class="woocommerce-LoopProduct-link woocommerce-loop-product__link" href="https://www.hannathailand.com/product/hi708-checker-hc-nitrite-hr/">เครื่องวัดปริมาณไนไตรท์ ช่วงสูง ในตัวอย่างน้ำ รุ่น HI708</a> , <a class="woocommerce-LoopProduct-link woocommerce-loop-product__link" href="https://www.hannathailand.com/product/hi721-checker-hc-iron/">เครื่องวัดค่าเหล็ก รุ่น HI721</a> , <a class="woocommerce-LoopProduct-link woocommerce-loop-product__link" href="https://www.hannathailand.com/product/hi723-checker-hc-chromium-vi-hr/">เครื่องวัดปริมาณโครเมี่ยม ช่วงสูง รุ่น HI723</a> , <a class="woocommerce-LoopProduct-link woocommerce-loop-product__link" href="https://www.hannathailand.com/product/hi733-checker-hc-ammonia-hr/">เครื่องวัดปริมาณแอมโมเนีย ช่วงสูง รุ่น HI733</a> , <a class="woocommerce-LoopProduct-link woocommerce-loop-product__link" href="https://www.hannathailand.com/product/hi9828-25/">น้ำยามาตรฐานสอบเทียบ</a> , <a class="woocommerce-LoopProduct-link woocommerce-loop-product__link" href="https://www.hannathailand.com/product/hi715-checker-hc-ammonia-mr/">เครื่องวัดปริมาณแอมโมเนีย ในน้ำ รุ่น HI715</a> | https://www.hannathailand.com/wp-content/uploads/2022/06/pufferph100flasche500mlzertifikat502_1151cd775b89872-600x600.jpg , https://www.hannathailand.com/wp-content/uploads/2022/06/imgtechbuffsol151cd6c123aa03-600x600.jpg , https://www.hannathailand.com/wp-content/uploads/2022/06/miniphotometerfurfarbe843_11-600x600.jpg , https://www.hannathailand.com/wp-content/uploads/2021/07/1-500x500.jpg , https://www.hannathailand.com/wp-content/uploads/2022/06/miniphotometerfurnitrithoch2420_11-600x600.jpg , https://www.hannathailand.com/wp-content/uploads/2022/06/miniphotometerfureisen832_11-600x600.jpg , https://www.hannathailand.com/wp-content/uploads/2022/06/miniphotometerfurchromvihoch839_11-600x600.jpg , https://www.hannathailand.com/wp-content/uploads/2022/06/miniphotometerfurammoniumhoch2418_11-600x600.jpg , https://www.hannathailand.com/wp-content/uploads/2021/07/8-500x500.jpg , https://www.hannathailand.com/wp-content/uploads/2022/06/miniphotometerfurammoniakmittel2416_11-600x600.jpg
278 | HI5012 – 12.00 pH@25°C – TQ – 500ml | สารละลาย , สินค้าทั้งหมด , เครื่องวัดความเป็นกรด-ด่าง/โออาร์พี | https://www.hannathailand.com/product-category/ph-meter/ | https://www.hannathailand.com/product/hi5012-12-00-ph25c-tq-500ml/ | HI5012 | 1,658.50 |  | <div aria-labelledby="tab-title-additional_information" class="woocommerce-Tabs-panel woocommerce-Tabs-panel--additional_information panel entry-content" id="tab-additional_information" role="tabpanel"> </div> | Generelle Informationen zu unseren pH Pufferlösungen/Kalibrierlösungen: Verfügbare Qualitäten: Technical Quality Die Pufferlösungen von HANNA instruments umfassen Lösungen von pH 1,00 bis pH 13,00 und ermöglichen Kalibrierungen über die gesamte pH-Skala mit einer Genauigkeit von ±0,01 pH. Die Pufferlösungsserie eignet sich besonders bei pH-Messungen, die eine hohe Messgenauigkeit erfordern. Alle Lösungen mit Analysezertifikat. Millesimal Quality Genauigkeit von ±0,002 pH für Kalibrierung von Messgeräten mit 0,001 Auflösung. Alle Lösungen in opaker Verpackung, mit Analysezertifikat. Standard QualityGenauigkeit von ±0,01 pH in verschiedenen Verpackungen, mit oder ohne Analysezertifikat. Verfügbare Packungen: Flaschen: 230ml – 500ml – 1L Kanister: 3.78 L (Gallone)Einzelportionen – praktisch & immer frisch & keine Kontaminations-Gefahr Haltbarkeit bis zu 5 Jahre | <div aria-labelledby="tab-title-description" class="woocommerce-Tabs-panel woocommerce-Tabs-panel--description panel entry-content active" id="tab-description" role="tabpanel"> <p><span data-mce-style="text-decoration: underline;" style="text-decoration: underline;"><em>Generelle Informationen zu unseren pH Pufferlösungen/Kalibrierlösungen:</em></span></p> <p><strong>Verfügbare Qualitäten:</strong></p> <p style="padding-left: 30px;"><strong>Technical Quality <br/></strong>Die Pufferlösungen von <strong>HANNA instruments</strong> umfassen Lösungen von pH 1,00 bis pH 13,00 und ermöglichen Kalibrierungen über die gesamte pH-Skala mit einer Genauigkeit von ±0,01 pH. Die Pufferlösungsserie eignet sich besonders bei pH-Messungen, die eine hohe Messgenauigkeit erfordern. Alle Lösungen mit Analysezertifikat.</p> <p style="padding-left: 30px;"><strong>Millesimal Quality <br/></strong>Genauigkeit von ±0,002 pH für Kalibrierung von Messgeräten mit 0,001 Auflösung. Alle Lösungen in opaker Verpackung, mit Analysezertifikat.</p> <p style="padding-left: 30px;"><strong>Standard Quality<br/></strong>Genauigkeit von ±0,01 pH in verschiedenen Verpackungen, mit oder ohne Analysezertifikat.</p> <p><strong>Verfügbare Packungen:</strong></p> <p>Flaschen: 230ml – 500ml – 1L <br/>Kanister: 3.78 L (Gallone)<br/>Einzelportionen – praktisch &amp; immer frisch &amp; keine Kontaminations-Gefahr</p> <p><strong>Haltbarkeit bis zu 5 Jahre</strong></p> <p> </p> </div> | Pufferlösung pH 12.00, 500 ml Flasche, ±0,01pH, mit Analysezertifikat | <div class="product-short-description"> <p>Pufferlösung pH 12.00, 500 ml Flasche, ±0,01pH, mit Analysezertifikat</p> </div> | https://www.hannathailand.com/wp-content/uploads/2022/06/pufferph100flasche500mlzertifikat502_1151cd775b89872.jpg | เซ็นเซอร์วัดออกซิเจนในน้ำสำหรับ HI9829 มัลติพารามิเตอร์ , เครื่องวัดคลอรีน , เครื่องวัดปริมาณฟลูออไรด์ ช่วงต่ำ รุ่น HI729 , เครื่องวัดปริมาณแอมโมเนีย ในน้ำ รุ่น HI715 , เครื่องวัดปริมาณโครเมี่ยม ช่วงสูง รุ่น HI723 , เครื่องวัดปริมาณไนไตรท์ ช่วงต่ำ รุ่น HI707 , เครื่องวัดค่าเหล็ก รุ่น HI721 , เครื่องวัดปริมาณไนไตรท์ ช่วงสูง ในตัวอย่างน้ำ รุ่น HI708 | <a class="woocommerce-LoopProduct-link woocommerce-loop-product__link" href="https://www.hannathailand.com/product/hi7609829-2/">เซ็นเซอร์วัดออกซิเจนในน้ำสำหรับ HI9829 มัลติพารามิเตอร์</a> , <a class="woocommerce-LoopProduct-link woocommerce-loop-product__link" href="https://www.hannathailand.com/product/free-chlorine/">เครื่องวัดคลอรีน</a> , <a class="woocommerce-LoopProduct-link woocommerce-loop-product__link" href="https://www.hannathailand.com/product/hi729-checker-hc-fluoride-lr/">เครื่องวัดปริมาณฟลูออไรด์ ช่วงต่ำ รุ่น HI729</a> , <a class="woocommerce-LoopProduct-link woocommerce-loop-product__link" href="https://www.hannathailand.com/product/hi715-checker-hc-ammonia-mr/">เครื่องวัดปริมาณแอมโมเนีย ในน้ำ รุ่น HI715</a> , <a class="woocommerce-LoopProduct-link woocommerce-loop-product__link" href="https://www.hannathailand.com/product/hi723-checker-hc-chromium-vi-hr/">เครื่องวัดปริมาณโครเมี่ยม ช่วงสูง รุ่น HI723</a> , <a class="woocommerce-LoopProduct-link woocommerce-loop-product__link" href="https://www.hannathailand.com/product/hi707-checker-hc-nitrite-lr/">เครื่องวัดปริมาณไนไตรท์ ช่วงต่ำ รุ่น HI707</a> , <a class="woocommerce-LoopProduct-link woocommerce-loop-product__link" href="https://www.hannathailand.com/product/hi721-checker-hc-iron/">เครื่องวัดค่าเหล็ก รุ่น HI721</a> , <a class="woocommerce-LoopProduct-link woocommerce-loop-product__link" href="https://www.hannathailand.com/product/hi708-checker-hc-nitrite-hr/">เครื่องวัดปริมาณไนไตรท์ ช่วงสูง ในตัวอย่างน้ำ รุ่น HI708</a> | https://www.hannathailand.com/wp-content/uploads/2022/06/pufferph100flasche500mlzertifikat502_1151cd775b89872-600x600.jpg , https://www.hannathailand.com/wp-content/uploads/2022/06/imgtechbuffsol151cd6c123aa03-600x600.jpg , https://www.hannathailand.com/wp-content/uploads/2021/07/5-500x500.jpg , https://www.hannathailand.com/wp-content/uploads/2021/07/1-500x500.jpg , https://www.hannathailand.com/wp-content/uploads/2022/06/miniphotometerfurfluoridniedrig844_11-600x600.jpg , https://www.hannathailand.com/wp-content/uploads/2022/06/miniphotometerfurammoniakmittel2416_11-600x600.jpg , https://www.hannathailand.com/wp-content/uploads/2022/06/miniphotometerfurchromvihoch839_11-600x600.jpg , https://www.hannathailand.com/wp-content/uploads/2022/06/hi707400-600x600.jpg , https://www.hannathailand.com/wp-content/uploads/2022/06/miniphotometerfureisen832_11-600x600.jpg , https://www.hannathailand.com/wp-content/uploads/2022/06/miniphotometerfurnitrithoch2420_11-600x600.jpg
279 | HI5013 – 13.00 pH@25°C – TQ – 500ml | สารละลาย , สินค้าทั้งหมด , เครื่องวัดความเป็นกรด-ด่าง/โออาร์พี | https://www.hannathailand.com/product-category/ph-meter/ | https://www.hannathailand.com/product/hi5013-13-00-ph25c-tq-500ml/ | HI5013 | 1,658.50 |  | <div aria-labelledby="tab-title-additional_information" class="woocommerce-Tabs-panel woocommerce-Tabs-panel--additional_information panel entry-content" id="tab-additional_information" role="tabpanel"> </div> | Generelle Informationen zu unseren pH Pufferlösungen/Kalibrierlösungen: Verfügbare Qualitäten: Technical Quality Die Pufferlösungen von HANNA instruments umfassen Lösungen von pH 1,00 bis pH 13,00 und ermöglichen Kalibrierungen über die gesamte pH-Skala mit einer Genauigkeit von ±0,01 pH. Die Pufferlösungsserie eignet sich besonders bei pH-Messungen, die eine hohe Messgenauigkeit erfordern. Alle Lösungen mit Analysezertifikat. Millesimal Quality Genauigkeit von ±0,002 pH für Kalibrierung von Messgeräten mit 0,001 Auflösung. Alle Lösungen in opaker Verpackung, mit Analysezertifikat. Standard QualityGenauigkeit von ±0,01 pH in verschiedenen Verpackungen, mit oder ohne Analysezertifikat. Verfügbare Packungen: Flaschen: 230ml – 500ml – 1L Kanister: 3.78 L (Gallone)Einzelportionen – praktisch & immer frisch & keine Kontaminations-Gefahr Haltbarkeit bis zu 5 Jahre | <div aria-labelledby="tab-title-description" class="woocommerce-Tabs-panel woocommerce-Tabs-panel--description panel entry-content active" id="tab-description" role="tabpanel"> <p><span data-mce-style="text-decoration: underline;" style="text-decoration: underline;"><em>Generelle Informationen zu unseren pH Pufferlösungen/Kalibrierlösungen:</em></span></p> <p><strong>Verfügbare Qualitäten:</strong></p> <p style="padding-left: 30px;"><strong>Technical Quality <br/></strong>Die Pufferlösungen von <strong>HANNA instruments</strong> umfassen Lösungen von pH 1,00 bis pH 13,00 und ermöglichen Kalibrierungen über die gesamte pH-Skala mit einer Genauigkeit von ±0,01 pH. Die Pufferlösungsserie eignet sich besonders bei pH-Messungen, die eine hohe Messgenauigkeit erfordern. Alle Lösungen mit Analysezertifikat.</p> <p style="padding-left: 30px;"><strong>Millesimal Quality <br/></strong>Genauigkeit von ±0,002 pH für Kalibrierung von Messgeräten mit 0,001 Auflösung. Alle Lösungen in opaker Verpackung, mit Analysezertifikat.</p> <p style="padding-left: 30px;"><strong>Standard Quality<br/></strong>Genauigkeit von ±0,01 pH in verschiedenen Verpackungen, mit oder ohne Analysezertifikat.</p> <p><strong>Verfügbare Packungen:</strong></p> <p>Flaschen: 230ml – 500ml – 1L <br/>Kanister: 3.78 L (Gallone)<br/>Einzelportionen – praktisch &amp; immer frisch &amp; keine Kontaminations-Gefahr</p> <p><strong>Haltbarkeit bis zu 5 Jahre</strong></p> <p> </p> </div> | Pufferlösung pH 13.00, 500 ml Flasche, ±0,01pH, mit Analysezertifikat | <div class="product-short-description"> <p>Pufferlösung pH 13.00, 500 ml Flasche, ±0,01pH, mit Analysezertifikat</p> </div> | https://www.hannathailand.com/wp-content/uploads/2022/06/pufferph100flasche500mlzertifikat502_1151cd775b89872.jpg | เครื่องวัดปริมาณซิลิกา ช่วงต่ำ ในตัวอย่างน้ำ รุ่น HI705 , เครื่องวัดปริมาณฟอสเฟต ช่วงสูง รุ่น HI717 , เครื่องวัดปริมาณฟอสฟอรัส ช่วงต่ำมาก รุ่น HI736 , เครื่องวัดปริมาณคลอรีนอิสระ รุ่น HI701 , เครื่องวัดปริมาณแอมโมเนีย ช่วงสูง รุ่น HI733 , เครื่องวัดสีในน้ำตัวอย่าง HI727 , เครื่องวัดปริมาณโครเมี่ยม ช่วงสูง รุ่น HI723 , เครื่องวัดปริมาณคลอรีนรวม รุ่น HI711 | <a class="woocommerce-LoopProduct-link woocommerce-loop-product__link" href="https://www.hannathailand.com/product/hi705-checker-hc-silica-lr/">เครื่องวัดปริมาณซิลิกา ช่วงต่ำ ในตัวอย่างน้ำ รุ่น HI705</a> , <a class="woocommerce-LoopProduct-link woocommerce-loop-product__link" href="https://www.hannathailand.com/product/hi717-checker-hc-phosphate-hr/">เครื่องวัดปริมาณฟอสเฟต ช่วงสูง รุ่น HI717</a> , <a class="woocommerce-LoopProduct-link woocommerce-loop-product__link" href="https://www.hannathailand.com/product/phosphorous-marine/">เครื่องวัดปริมาณฟอสฟอรัส ช่วงต่ำมาก รุ่น HI736</a> , <a class="woocommerce-LoopProduct-link woocommerce-loop-product__link" href="https://www.hannathailand.com/product/hi701-checker-hc-free-chlorine/">เครื่องวัดปริมาณคลอรีนอิสระ รุ่น HI701</a> , <a class="woocommerce-LoopProduct-link woocommerce-loop-product__link" href="https://www.hannathailand.com/product/hi733-checker-hc-ammonia-hr/">เครื่องวัดปริมาณแอมโมเนีย ช่วงสูง รุ่น HI733</a> , <a class="woocommerce-LoopProduct-link woocommerce-loop-product__link" href="https://www.hannathailand.com/product/hi727-checker-hc-color-of-water/">เครื่องวัดสีในน้ำตัวอย่าง HI727</a> , <a class="woocommerce-LoopProduct-link woocommerce-loop-product__link" href="https://www.hannathailand.com/product/hi723-checker-hc-chromium-vi-hr/">เครื่องวัดปริมาณโครเมี่ยม ช่วงสูง รุ่น HI723</a> , <a class="woocommerce-LoopProduct-link woocommerce-loop-product__link" href="https://www.hannathailand.com/product/hi711-checker-hc-total-chlorine/">เครื่องวัดปริมาณคลอรีนรวม รุ่น HI711</a> | https://www.hannathailand.com/wp-content/uploads/2022/06/pufferph100flasche500mlzertifikat502_1151cd775b89872-600x600.jpg , https://www.hannathailand.com/wp-content/uploads/2022/06/imgtechbuffsol151cd6c123aa03-600x600.jpg , https://www.hannathailand.com/wp-content/uploads/2022/06/hi705400-600x600.jpg , https://www.hannathailand.com/wp-content/uploads/2022/06/miniphotometerfurphosphathoch827_11-600x600.jpg , https://www.hannathailand.com/wp-content/uploads/2021/12/HI736-600x600.jpg , https://www.hannathailand.com/wp-content/uploads/2021/11/hi701-500x500.jpg , https://www.hannathailand.com/wp-content/uploads/2022/06/miniphotometerfurammoniumhoch2418_11-600x600.jpg , https://www.hannathailand.com/wp-content/uploads/2022/06/miniphotometerfurfarbe843_11-600x600.jpg , https://www.hannathailand.com/wp-content/uploads/2022/06/miniphotometerfurchromvihoch839_11-600x600.jpg , https://www.hannathailand.com/wp-content/uploads/2022/06/hi711_lg-600x600.jpg
280 | HI5068 – 6.86 pH@25°C – TQ – 500ml | สารละลาย , สินค้าทั้งหมด , เครื่องวัดความเป็นกรด-ด่าง/โออาร์พี | https://www.hannathailand.com/product-category/ph-meter/ | https://www.hannathailand.com/product/hi5068-6-86-ph25c-tq-500ml/ | HI5068 | 1,658.50 |  | <div aria-labelledby="tab-title-additional_information" class="woocommerce-Tabs-panel woocommerce-Tabs-panel--additional_information panel entry-content" id="tab-additional_information" role="tabpanel"> </div> | Generelle Informationen zu unseren pH Pufferlösungen/Kalibrierlösungen: Verfügbare Qualitäten: Technical Quality Die Pufferlösungen von HANNA instruments umfassen Lösungen von pH 1,00 bis pH 13,00 und ermöglichen Kalibrierungen über die gesamte pH-Skala mit einer Genauigkeit von ±0,01 pH. Die Pufferlösungsserie eignet sich besonders bei pH-Messungen, die eine hohe Messgenauigkeit erfordern. Alle Lösungen mit Analysezertifikat. Millesimal Quality Genauigkeit von ±0,002 pH für Kalibrierung von Messgeräten mit 0,001 Auflösung. Alle Lösungen in opaker Verpackung, mit Analysezertifikat. Standard QualityGenauigkeit von ±0,01 pH in verschiedenen Verpackungen, mit oder ohne Analysezertifikat. Verfügbare Packungen: Flaschen: 230ml – 500ml – 1L Kanister: 3.78 L (Gallone)Einzelportionen – praktisch & immer frisch & keine Kontaminations-Gefahr Haltbarkeit bis zu 5 Jahre | <div aria-labelledby="tab-title-description" class="woocommerce-Tabs-panel woocommerce-Tabs-panel--description panel entry-content active" id="tab-description" role="tabpanel"> <p><span data-mce-style="text-decoration: underline;" style="text-decoration: underline;"><em>Generelle Informationen zu unseren pH Pufferlösungen/Kalibrierlösungen:</em></span></p> <p><strong>Verfügbare Qualitäten:</strong></p> <p style="padding-left: 30px;"><strong>Technical Quality <br/></strong>Die Pufferlösungen von <strong>HANNA instruments</strong> umfassen Lösungen von pH 1,00 bis pH 13,00 und ermöglichen Kalibrierungen über die gesamte pH-Skala mit einer Genauigkeit von ±0,01 pH. Die Pufferlösungsserie eignet sich besonders bei pH-Messungen, die eine hohe Messgenauigkeit erfordern. Alle Lösungen mit Analysezertifikat.</p> <p style="padding-left: 30px;"><strong>Millesimal Quality <br/></strong>Genauigkeit von ±0,002 pH für Kalibrierung von Messgeräten mit 0,001 Auflösung. Alle Lösungen in opaker Verpackung, mit Analysezertifikat.</p> <p style="padding-left: 30px;"><strong>Standard Quality<br/></strong>Genauigkeit von ±0,01 pH in verschiedenen Verpackungen, mit oder ohne Analysezertifikat.</p> <p><strong>Verfügbare Packungen:</strong></p> <p>Flaschen: 230ml – 500ml – 1L <br/>Kanister: 3.78 L (Gallone)<br/>Einzelportionen – praktisch &amp; immer frisch &amp; keine Kontaminations-Gefahr</p> <p><strong>Haltbarkeit bis zu 5 Jahre</strong></p> <p> </p> </div> | Pufferlösung pH 6.86, 500 ml Flasche, ±0,01pH, mit Analysezertifikat | <div class="product-short-description"> <p>Pufferlösung pH 6.86, 500 ml Flasche, ±0,01pH, mit Analysezertifikat</p> </div> | https://www.hannathailand.com/wp-content/uploads/2022/06/pufferph100flasche500mlzertifikat502_1151cd775b89872.jpg | เซ็นเซอร์วัดออกซิเจนในน้ำสำหรับ HI9829 มัลติพารามิเตอร์ , เครื่องควบคุมค่าความนำไฟฟ้า , เครื่องวัดปริมาณฟอสเฟต ช่วงต่ำ รุ่น HI713 , เครื่องวัดปริมาณไนไตรท์ ช่วงสูง ในตัวอย่างน้ำ รุ่น HI708 , เครื่องวัดปริมาณไนไตรท์ ช่วงต่ำ รุ่น HI707 , เครื่องวัดสีในน้ำตัวอย่าง HI727 , เครื่องวัดปริมาณฟอสเฟต ช่วงสูง รุ่น HI717 , น้ำยามาตรฐานสำหรับค่าโซเดียม | <a class="woocommerce-LoopProduct-link woocommerce-loop-product__link" href="https://www.hannathailand.com/product/hi7609829-2/">เซ็นเซอร์วัดออกซิเจนในน้ำสำหรับ HI9829 มัลติพารามิเตอร์</a> , <a class="woocommerce-LoopProduct-link woocommerce-loop-product__link" href="https://www.hannathailand.com/product/hi8931cn/">เครื่องควบคุมค่าความนำไฟฟ้า</a> , <a class="woocommerce-LoopProduct-link woocommerce-loop-product__link" href="https://www.hannathailand.com/product/hi713-checker-hc-phosphate-lr/">เครื่องวัดปริมาณฟอสเฟต ช่วงต่ำ รุ่น HI713</a> , <a class="woocommerce-LoopProduct-link woocommerce-loop-product__link" href="https://www.hannathailand.com/product/hi708-checker-hc-nitrite-hr/">เครื่องวัดปริมาณไนไตรท์ ช่วงสูง ในตัวอย่างน้ำ รุ่น HI708</a> , <a class="woocommerce-LoopProduct-link woocommerce-loop-product__link" href="https://www.hannathailand.com/product/hi707-checker-hc-nitrite-lr/">เครื่องวัดปริมาณไนไตรท์ ช่วงต่ำ รุ่น HI707</a> , <a class="woocommerce-LoopProduct-link woocommerce-loop-product__link" href="https://www.hannathailand.com/product/hi727-checker-hc-color-of-water/">เครื่องวัดสีในน้ำตัวอย่าง HI727</a> , <a class="woocommerce-LoopProduct-link woocommerce-loop-product__link" href="https://www.hannathailand.com/product/hi717-checker-hc-phosphate-hr/">เครื่องวัดปริมาณฟอสเฟต ช่วงสูง รุ่น HI717</a> , <a class="woocommerce-LoopProduct-link woocommerce-loop-product__link" href="https://www.hannathailand.com/product/hi7090l/">น้ำยามาตรฐานสำหรับค่าโซเดียม</a> | https://www.hannathailand.com/wp-content/uploads/2022/06/pufferph100flasche500mlzertifikat502_1151cd775b89872-600x600.jpg , https://www.hannathailand.com/wp-content/uploads/2022/06/imgtechbuffsol151cd6c123aa03-600x600.jpg , https://www.hannathailand.com/wp-content/uploads/2021/07/5-500x500.jpg , https://www.hannathailand.com/wp-content/uploads/2021/07/2-500x500.jpg , https://www.hannathailand.com/wp-content/uploads/2022/06/hi713_lg51caffcdce23e-600x600.jpg , https://www.hannathailand.com/wp-content/uploads/2022/06/miniphotometerfurnitrithoch2420_11-600x600.jpg , https://www.hannathailand.com/wp-content/uploads/2022/06/hi707400-600x600.jpg , https://www.hannathailand.com/wp-content/uploads/2022/06/miniphotometerfurfarbe843_11-600x600.jpg , https://www.hannathailand.com/wp-content/uploads/2022/06/miniphotometerfurphosphathoch827_11-600x600.jpg , https://www.hannathailand.com/wp-content/uploads/2021/07/12-500x500.jpg
281 | HI5074 – 7.40 pH@25°C – TQ – 500ml | สารละลาย , สินค้าทั้งหมด , เครื่องวัดความเป็นกรด-ด่าง/โออาร์พี | https://www.hannathailand.com/product-category/ph-meter/ | https://www.hannathailand.com/product/hi5074-7-40-ph25c-tq-500ml/ | HI5074 | 1,658.50 |  | <div aria-labelledby="tab-title-additional_information" class="woocommerce-Tabs-panel woocommerce-Tabs-panel--additional_information panel entry-content" id="tab-additional_information" role="tabpanel"> </div> | Generelle Informationen zu unseren pH Pufferlösungen/Kalibrierlösungen: Verfügbare Qualitäten: Technical Quality Die Pufferlösungen von HANNA instruments umfassen Lösungen von pH 1,00 bis pH 13,00 und ermöglichen Kalibrierungen über die gesamte pH-Skala mit einer Genauigkeit von ±0,01 pH. Die Pufferlösungsserie eignet sich besonders bei pH-Messungen, die eine hohe Messgenauigkeit erfordern. Alle Lösungen mit Analysezertifikat. Millesimal Quality Genauigkeit von ±0,002 pH für Kalibrierung von Messgeräten mit 0,001 Auflösung. Alle Lösungen in opaker Verpackung, mit Analysezertifikat. Standard QualityGenauigkeit von ±0,01 pH in verschiedenen Verpackungen, mit oder ohne Analysezertifikat. Verfügbare Packungen: Flaschen: 230ml – 500ml – 1L Kanister: 3.78 L (Gallone)Einzelportionen – praktisch & immer frisch & keine Kontaminations-Gefahr Haltbarkeit bis zu 5 Jahre | <div aria-labelledby="tab-title-description" class="woocommerce-Tabs-panel woocommerce-Tabs-panel--description panel entry-content active" id="tab-description" role="tabpanel"> <p><span data-mce-style="text-decoration: underline;" style="text-decoration: underline;"><em>Generelle Informationen zu unseren pH Pufferlösungen/Kalibrierlösungen:</em></span></p> <p><strong>Verfügbare Qualitäten:</strong></p> <p style="padding-left: 30px;"><strong>Technical Quality <br/></strong>Die Pufferlösungen von <strong>HANNA instruments</strong> umfassen Lösungen von pH 1,00 bis pH 13,00 und ermöglichen Kalibrierungen über die gesamte pH-Skala mit einer Genauigkeit von ±0,01 pH. Die Pufferlösungsserie eignet sich besonders bei pH-Messungen, die eine hohe Messgenauigkeit erfordern. Alle Lösungen mit Analysezertifikat.</p> <p style="padding-left: 30px;"><strong>Millesimal Quality <br/></strong>Genauigkeit von ±0,002 pH für Kalibrierung von Messgeräten mit 0,001 Auflösung. Alle Lösungen in opaker Verpackung, mit Analysezertifikat.</p> <p style="padding-left: 30px;"><strong>Standard Quality<br/></strong>Genauigkeit von ±0,01 pH in verschiedenen Verpackungen, mit oder ohne Analysezertifikat.</p> <p><strong>Verfügbare Packungen:</strong></p> <p>Flaschen: 230ml – 500ml – 1L <br/>Kanister: 3.78 L (Gallone)<br/>Einzelportionen – praktisch &amp; immer frisch &amp; keine Kontaminations-Gefahr</p> <p><strong>Haltbarkeit bis zu 5 Jahre</strong></p> <p> </p> </div> | Pufferlösung pH 7.40, 500 ml Flasche, ±0,01pH, mit Analysezertifikat | <div class="product-short-description"> <p>Pufferlösung pH 7.40, 500 ml Flasche, ±0,01pH, mit Analysezertifikat</p> </div> | https://www.hannathailand.com/wp-content/uploads/2022/06/pufferph100flasche500mlzertifikat502_1151cd775b89872.jpg | น้ำยามาตรฐานสอบเทียบ ค่ามาตรฐานความเค็ม , เครื่องวัดปริมาณฟอสฟอรัส ช่วงต่ำมาก รุ่น HI736 , เครื่องวัดสีในน้ำตัวอย่าง HI727 , เครื่องวัดปริมาณแอมโมเนีย ช่วงต่ำ รุ่น HI700 , เครื่องวัดปริมาณคลอรีนอิสระ รุ่น HI701 , เครื่องวัดปริมาณซิลิกา ช่วงต่ำ ในตัวอย่างน้ำ รุ่น HI705 , เครื่องวัดปริมาณฟลูออไรด์ ช่วงต่ำ รุ่น HI729 , เครื่องวัดปริมาณแอมโมเนีย ในน้ำ รุ่น HI715 | <a class="woocommerce-LoopProduct-link woocommerce-loop-product__link" href="https://www.hannathailand.com/product/hi7080l/">น้ำยามาตรฐานสอบเทียบ ค่ามาตรฐานความเค็ม</a> , <a class="woocommerce-LoopProduct-link woocommerce-loop-product__link" href="https://www.hannathailand.com/product/phosphorous-marine/">เครื่องวัดปริมาณฟอสฟอรัส ช่วงต่ำมาก รุ่น HI736</a> , <a class="woocommerce-LoopProduct-link woocommerce-loop-product__link" href="https://www.hannathailand.com/product/hi727-checker-hc-color-of-water/">เครื่องวัดสีในน้ำตัวอย่าง HI727</a> , <a class="woocommerce-LoopProduct-link woocommerce-loop-product__link" href="https://www.hannathailand.com/product/hi700-checker-hc-ammonia-lr/">เครื่องวัดปริมาณแอมโมเนีย ช่วงต่ำ รุ่น HI700</a> , <a class="woocommerce-LoopProduct-link woocommerce-loop-product__link" href="https://www.hannathailand.com/product/hi701-checker-hc-free-chlorine/">เครื่องวัดปริมาณคลอรีนอิสระ รุ่น HI701</a> , <a class="woocommerce-LoopProduct-link woocommerce-loop-product__link" href="https://www.hannathailand.com/product/hi705-checker-hc-silica-lr/">เครื่องวัดปริมาณซิลิกา ช่วงต่ำ ในตัวอย่างน้ำ รุ่น HI705</a> , <a class="woocommerce-LoopProduct-link woocommerce-loop-product__link" href="https://www.hannathailand.com/product/hi729-checker-hc-fluoride-lr/">เครื่องวัดปริมาณฟลูออไรด์ ช่วงต่ำ รุ่น HI729</a> , <a class="woocommerce-LoopProduct-link woocommerce-loop-product__link" href="https://www.hannathailand.com/product/hi715-checker-hc-ammonia-mr/">เครื่องวัดปริมาณแอมโมเนีย ในน้ำ รุ่น HI715</a> | https://www.hannathailand.com/wp-content/uploads/2022/06/pufferph100flasche500mlzertifikat502_1151cd775b89872-600x600.jpg , https://www.hannathailand.com/wp-content/uploads/2022/06/imgtechbuffsol151cd6c123aa03-600x600.jpg , https://www.hannathailand.com/wp-content/uploads/2021/07/11-500x500.jpg , https://www.hannathailand.com/wp-content/uploads/2021/12/HI736-600x600.jpg , https://www.hannathailand.com/wp-content/uploads/2022/06/miniphotometerfurfarbe843_11-600x600.jpg , https://www.hannathailand.com/wp-content/uploads/2022/06/hi700_400pxl-600x600.jpg , https://www.hannathailand.com/wp-content/uploads/2021/11/hi701-500x500.jpg , https://www.hannathailand.com/wp-content/uploads/2022/06/hi705400-600x600.jpg , https://www.hannathailand.com/wp-content/uploads/2022/06/miniphotometerfurfluoridniedrig844_11-600x600.jpg , https://www.hannathailand.com/wp-content/uploads/2022/06/miniphotometerfurammoniakmittel2416_11-600x600.jpg
282 | HI5091 – 9.18 pH@25°C – TQ – 500ml | สารละลาย , สินค้าทั้งหมด , เครื่องวัดความเป็นกรด-ด่าง/โออาร์พี | https://www.hannathailand.com/product-category/ph-meter/ | https://www.hannathailand.com/product/hi5091-9-18-ph25c-tq-500ml/ | HI5091 | 1,658.50 |  | <div aria-labelledby="tab-title-additional_information" class="woocommerce-Tabs-panel woocommerce-Tabs-panel--additional_information panel entry-content" id="tab-additional_information" role="tabpanel"> </div> | Generelle Informationen zu unseren pH Pufferlösungen/Kalibrierlösungen: Verfügbare Qualitäten: Technical Quality Die Pufferlösungen von HANNA instruments umfassen Lösungen von pH 1,00 bis pH 13,00 und ermöglichen Kalibrierungen über die gesamte pH-Skala mit einer Genauigkeit von ±0,01 pH. Die Pufferlösungsserie eignet sich besonders bei pH-Messungen, die eine hohe Messgenauigkeit erfordern. Alle Lösungen mit Analysezertifikat. Millesimal Quality Genauigkeit von ±0,002 pH für Kalibrierung von Messgeräten mit 0,001 Auflösung. Alle Lösungen in opaker Verpackung, mit Analysezertifikat. Standard QualityGenauigkeit von ±0,01 pH in verschiedenen Verpackungen, mit oder ohne Analysezertifikat. Verfügbare Packungen: Flaschen: 230ml – 500ml – 1L Kanister: 3.78 L (Gallone)Einzelportionen – praktisch & immer frisch & keine Kontaminations-Gefahr Haltbarkeit bis zu 5 Jahre | <div aria-labelledby="tab-title-description" class="woocommerce-Tabs-panel woocommerce-Tabs-panel--description panel entry-content active" id="tab-description" role="tabpanel"> <p><span data-mce-style="text-decoration: underline;" style="text-decoration: underline;"><em>Generelle Informationen zu unseren pH Pufferlösungen/Kalibrierlösungen:</em></span></p> <p><strong>Verfügbare Qualitäten:</strong></p> <p style="padding-left: 30px;"><strong>Technical Quality <br/></strong>Die Pufferlösungen von <strong>HANNA instruments</strong> umfassen Lösungen von pH 1,00 bis pH 13,00 und ermöglichen Kalibrierungen über die gesamte pH-Skala mit einer Genauigkeit von ±0,01 pH. Die Pufferlösungsserie eignet sich besonders bei pH-Messungen, die eine hohe Messgenauigkeit erfordern. Alle Lösungen mit Analysezertifikat.</p> <p style="padding-left: 30px;"><strong>Millesimal Quality <br/></strong>Genauigkeit von ±0,002 pH für Kalibrierung von Messgeräten mit 0,001 Auflösung. Alle Lösungen in opaker Verpackung, mit Analysezertifikat.</p> <p style="padding-left: 30px;"><strong>Standard Quality<br/></strong>Genauigkeit von ±0,01 pH in verschiedenen Verpackungen, mit oder ohne Analysezertifikat.</p> <p><strong>Verfügbare Packungen:</strong></p> <p>Flaschen: 230ml – 500ml – 1L <br/>Kanister: 3.78 L (Gallone)<br/>Einzelportionen – praktisch &amp; immer frisch &amp; keine Kontaminations-Gefahr</p> <p><strong>Haltbarkeit bis zu 5 Jahre</strong></p> <p> </p> </div> | Pufferlösung pH 9.18, 500 ml Flasche, ±0,01pH, mit Analysezertifikat | <div class="product-short-description"> <p>Pufferlösung pH 9.18, 500 ml Flasche, ±0,01pH, mit Analysezertifikat</p> </div> | https://www.hannathailand.com/wp-content/uploads/2022/06/pufferph100flasche500mlzertifikat502_1151cd775b89872.jpg | เครื่องวัดปริมาณคลอรีนอิสระ รุ่น HI701 , ซัลไฟด์สารต้านอนุมูลอิสระบัฟเฟอร์ , เครื่องควบคุมค่าความนำไฟฟ้า , เครื่องวัดปริมาณนิกเกิล ช่วงสูง รุ่น HI726 , เครื่องวัดปริมาณแอมโมเนีย ช่วงต่ำ รุ่น HI700 , เครื่องวัดสีในน้ำตัวอย่าง HI727 , เครื่องวัดปริมาณแอมโมเนีย ช่วงสูง รุ่น HI733 , เครื่องวัดปริมาณฟอสเฟต ช่วงสูง รุ่น HI717 | <a class="woocommerce-LoopProduct-link woocommerce-loop-product__link" href="https://www.hannathailand.com/product/hi701-checker-hc-free-chlorine/">เครื่องวัดปริมาณคลอรีนอิสระ รุ่น HI701</a> , <a class="woocommerce-LoopProduct-link woocommerce-loop-product__link" href="https://www.hannathailand.com/product/hi4015-00/">ซัลไฟด์สารต้านอนุมูลอิสระบัฟเฟอร์</a> , <a class="woocommerce-LoopProduct-link woocommerce-loop-product__link" href="https://www.hannathailand.com/product/hi8931cn/">เครื่องควบคุมค่าความนำไฟฟ้า</a> , <a class="woocommerce-LoopProduct-link woocommerce-loop-product__link" href="https://www.hannathailand.com/product/hi726-checker-hc-nickel-hr/">เครื่องวัดปริมาณนิกเกิล ช่วงสูง รุ่น HI726</a> , <a class="woocommerce-LoopProduct-link woocommerce-loop-product__link" href="https://www.hannathailand.com/product/hi700-checker-hc-ammonia-lr/">เครื่องวัดปริมาณแอมโมเนีย ช่วงต่ำ รุ่น HI700</a> , <a class="woocommerce-LoopProduct-link woocommerce-loop-product__link" href="https://www.hannathailand.com/product/hi727-checker-hc-color-of-water/">เครื่องวัดสีในน้ำตัวอย่าง HI727</a> , <a class="woocommerce-LoopProduct-link woocommerce-loop-product__link" href="https://www.hannathailand.com/product/hi733-checker-hc-ammonia-hr/">เครื่องวัดปริมาณแอมโมเนีย ช่วงสูง รุ่น HI733</a> , <a class="woocommerce-LoopProduct-link woocommerce-loop-product__link" href="https://www.hannathailand.com/product/hi717-checker-hc-phosphate-hr/">เครื่องวัดปริมาณฟอสเฟต ช่วงสูง รุ่น HI717</a> | https://www.hannathailand.com/wp-content/uploads/2022/06/pufferph100flasche500mlzertifikat502_1151cd775b89872-600x600.jpg , https://www.hannathailand.com/wp-content/uploads/2022/06/imgtechbuffsol151cd6c123aa03-600x600.jpg , https://www.hannathailand.com/wp-content/uploads/2021/11/hi701-500x500.jpg , https://www.hannathailand.com/wp-content/uploads/2021/07/7-500x500.jpg , https://www.hannathailand.com/wp-content/uploads/2021/07/2-500x500.jpg , https://www.hannathailand.com/wp-content/uploads/2022/06/miniphotometerfurnickelhoch841_11-600x600.jpg , https://www.hannathailand.com/wp-content/uploads/2022/06/hi700_400pxl-600x600.jpg , https://www.hannathailand.com/wp-content/uploads/2022/06/miniphotometerfurfarbe843_11-600x600.jpg , https://www.hannathailand.com/wp-content/uploads/2022/06/miniphotometerfurammoniumhoch2418_11-600x600.jpg , https://www.hannathailand.com/wp-content/uploads/2022/06/miniphotometerfurphosphathoch827_11-600x600.jpg
283 | HI5124 – 12.45 pH@25°C – TQ – 500ml | สารละลาย , สินค้าทั้งหมด , เครื่องวัดความเป็นกรด-ด่าง/โออาร์พี | https://www.hannathailand.com/product-category/ph-meter/ | https://www.hannathailand.com/product/hi5124-12-45-ph25c-tq-500ml/ | HI5124 | 1,658.50 |  | <div aria-labelledby="tab-title-additional_information" class="woocommerce-Tabs-panel woocommerce-Tabs-panel--additional_information panel entry-content" id="tab-additional_information" role="tabpanel"> </div> | Generelle Informationen zu unseren pH Pufferlösungen/Kalibrierlösungen: Verfügbare Qualitäten: Technical Quality Die Pufferlösungen von HANNA instruments umfassen Lösungen von pH 1,00 bis pH 13,00 und ermöglichen Kalibrierungen über die gesamte pH-Skala mit einer Genauigkeit von ±0,01 pH. Die Pufferlösungsserie eignet sich besonders bei pH-Messungen, die eine hohe Messgenauigkeit erfordern. Alle Lösungen mit Analysezertifikat. Millesimal Quality Genauigkeit von ±0,002 pH für Kalibrierung von Messgeräten mit 0,001 Auflösung. Alle Lösungen in opaker Verpackung, mit Analysezertifikat. Standard QualityGenauigkeit von ±0,01 pH in verschiedenen Verpackungen, mit oder ohne Analysezertifikat. Verfügbare Packungen: Flaschen: 230ml – 500ml – 1L Kanister: 3.78 L (Gallone)Einzelportionen – praktisch & immer frisch & keine Kontaminations-Gefahr Haltbarkeit bis zu 5 Jahre | <div aria-labelledby="tab-title-description" class="woocommerce-Tabs-panel woocommerce-Tabs-panel--description panel entry-content active" id="tab-description" role="tabpanel"> <p><span data-mce-style="text-decoration: underline;" style="text-decoration: underline;"><em>Generelle Informationen zu unseren pH Pufferlösungen/Kalibrierlösungen:</em></span></p> <p><strong>Verfügbare Qualitäten:</strong></p> <p style="padding-left: 30px;"><strong>Technical Quality <br/></strong>Die Pufferlösungen von <strong>HANNA instruments</strong> umfassen Lösungen von pH 1,00 bis pH 13,00 und ermöglichen Kalibrierungen über die gesamte pH-Skala mit einer Genauigkeit von ±0,01 pH. Die Pufferlösungsserie eignet sich besonders bei pH-Messungen, die eine hohe Messgenauigkeit erfordern. Alle Lösungen mit Analysezertifikat.</p> <p style="padding-left: 30px;"><strong>Millesimal Quality <br/></strong>Genauigkeit von ±0,002 pH für Kalibrierung von Messgeräten mit 0,001 Auflösung. Alle Lösungen in opaker Verpackung, mit Analysezertifikat.</p> <p style="padding-left: 30px;"><strong>Standard Quality<br/></strong>Genauigkeit von ±0,01 pH in verschiedenen Verpackungen, mit oder ohne Analysezertifikat.</p> <p><strong>Verfügbare Packungen:</strong></p> <p>Flaschen: 230ml – 500ml – 1L <br/>Kanister: 3.78 L (Gallone)<br/>Einzelportionen – praktisch &amp; immer frisch &amp; keine Kontaminations-Gefahr</p> <p><strong>Haltbarkeit bis zu 5 Jahre</strong></p> <p> </p> </div> | Pufferlösung pH 12.45, 500 ml Flasche, ±0,01pH, mit Analysezertifikat | <div class="product-short-description"> <p>Pufferlösung pH 12.45, 500 ml Flasche, ±0,01pH, mit Analysezertifikat</p> </div> | https://www.hannathailand.com/wp-content/uploads/2022/06/pufferph100flasche500mlzertifikat502_1151cd775b89872.jpg | เครื่องวัดคลอรีน , เครื่องควบคุมค่าความนำไฟฟ้า , เครื่องวัดปริมาณคลอรีนอิสระ รุ่น HI701 , เครื่องวัดปริมาณฟอสเฟต ช่วงสูง รุ่น HI717 , เครื่องวัดปริมาณนิกเกิล ช่วงสูง รุ่น HI726 , น้ำยามาตรฐานสอบเทียบ ค่ามาตรฐานความเค็ม , เครื่องวัดปริมาณฟลูออไรด์ ช่วงต่ำ รุ่น HI729 , เครื่องวัดสีในน้ำตัวอย่าง HI727 | <a class="woocommerce-LoopProduct-link woocommerce-loop-product__link" href="https://www.hannathailand.com/product/free-chlorine/">เครื่องวัดคลอรีน</a> , <a class="woocommerce-LoopProduct-link woocommerce-loop-product__link" href="https://www.hannathailand.com/product/hi8931cn/">เครื่องควบคุมค่าความนำไฟฟ้า</a> , <a class="woocommerce-LoopProduct-link woocommerce-loop-product__link" href="https://www.hannathailand.com/product/hi701-checker-hc-free-chlorine/">เครื่องวัดปริมาณคลอรีนอิสระ รุ่น HI701</a> , <a class="woocommerce-LoopProduct-link woocommerce-loop-product__link" href="https://www.hannathailand.com/product/hi717-checker-hc-phosphate-hr/">เครื่องวัดปริมาณฟอสเฟต ช่วงสูง รุ่น HI717</a> , <a class="woocommerce-LoopProduct-link woocommerce-loop-product__link" href="https://www.hannathailand.com/product/hi726-checker-hc-nickel-hr/">เครื่องวัดปริมาณนิกเกิล ช่วงสูง รุ่น HI726</a> , <a class="woocommerce-LoopProduct-link woocommerce-loop-product__link" href="https://www.hannathailand.com/product/hi7083l/">น้ำยามาตรฐานสอบเทียบ ค่ามาตรฐานความเค็ม</a> , <a class="woocommerce-LoopProduct-link woocommerce-loop-product__link" href="https://www.hannathailand.com/product/hi729-checker-hc-fluoride-lr/">เครื่องวัดปริมาณฟลูออไรด์ ช่วงต่ำ รุ่น HI729</a> , <a class="woocommerce-LoopProduct-link woocommerce-loop-product__link" href="https://www.hannathailand.com/product/hi727-checker-hc-color-of-water/">เครื่องวัดสีในน้ำตัวอย่าง HI727</a> | https://www.hannathailand.com/wp-content/uploads/2022/06/pufferph100flasche500mlzertifikat502_1151cd775b89872-600x600.jpg , https://www.hannathailand.com/wp-content/uploads/2022/06/imgtechbuffsol151cd6c123aa03-600x600.jpg , https://www.hannathailand.com/wp-content/uploads/2021/07/1-500x500.jpg , https://www.hannathailand.com/wp-content/uploads/2021/07/2-500x500.jpg , https://www.hannathailand.com/wp-content/uploads/2021/11/hi701-500x500.jpg , https://www.hannathailand.com/wp-content/uploads/2022/06/miniphotometerfurphosphathoch827_11-600x600.jpg , https://www.hannathailand.com/wp-content/uploads/2022/06/miniphotometerfurnickelhoch841_11-600x600.jpg , https://www.hannathailand.com/wp-content/uploads/2021/07/10-500x500.jpg , https://www.hannathailand.com/wp-content/uploads/2022/06/miniphotometerfurfluoridniedrig844_11-600x600.jpg , https://www.hannathailand.com/wp-content/uploads/2022/06/miniphotometerfurfarbe843_11-600x600.jpg
284 | HI5412 – Reference Electrode, Banana | สารละลาย , สินค้าทั้งหมด , เครื่องวัดความเป็นกรด-ด่าง/โออาร์พี | https://www.hannathailand.com/product-category/ph-meter/ | https://www.hannathailand.com/product/hi5412-reference-electrode-banana/ | HI5412 | 8,025.00 |  | <div aria-labelledby="tab-title-additional_information" class="woocommerce-Tabs-panel woocommerce-Tabs-panel--additional_information panel entry-content" id="tab-additional_information" role="tabpanel"> </div> | Reference electrode for general purpose, ISE and titrations. Reference single, Hg/Hg2Cl2 Junction/Flow Rate ceramic, single / 15-20 µL/H Electrolyte KCl 3.5M Max Pressure 0.1 bar Recommended Operating Temp. -5 to 30°C (23 to 86°F) Body Material glass Cable 1 m (3.3′) Connection 4 mm banana | <div aria-labelledby="tab-title-description" class="woocommerce-Tabs-panel woocommerce-Tabs-panel--description panel entry-content active" id="tab-description" role="tabpanel"> <p>Reference electrode for general purpose, ISE and titrations.</p> <table class="spec_table mceItemTable"> <tbody> <tr> <td>Reference</td> <td> </td> <td>single, Hg/Hg<sub>2</sub>Cl<sub>2</sub></td> </tr> <tr> <td>Junction/Flow Rate</td> <td> </td> <td>ceramic, single / 15-20 µL/H</td> </tr> <tr> <td>Electrolyte</td> <td> </td> <td>KCl 3.5M</td> </tr> <tr> <td>Max Pressure</td> <td> </td> <td>0.1 bar</td> </tr> <tr> <td>Recommended Operating Temp.</td> <td> </td> <td>-5 to 30°C (23 to 86°F)</td> </tr> <tr> <td>Body Material</td> <td> </td> <td>glass</td> </tr> <tr> <td>Cable</td> <td> </td> <td>1 m (3.3′)</td> </tr> <tr> <td>Connection</td> <td> </td> <td>4 mm banana</td> </tr> </tbody> </table> </div> | Reference electrode made ​​of glass with a simple diaphragm and refillable, for ISE titration. | <div class="product-short-description"> <p>Reference electrode made ​​of glass with a simple diaphragm and refillable, for ISE titration.</p> </div> | https://www.hannathailand.com/wp-content/uploads/2022/06/31gluhj8kul__sl500_aa300_51e1c75a46599.jpg | เครื่องวัดปริมาณไนไตรท์ ช่วงต่ำ รุ่น HI707 , เครื่องวัดปริมาณฟอสฟอรัส ช่วงสูง รุ่น HI706 , เครื่องวัดปริมาณคลอรีนรวม รุ่น HI711 , เครื่องวัดปริมาณฟอสเฟต ช่วงต่ำ รุ่น HI713 , เครื่องวัดปริมาณคลอรีนอิสระ รุ่น HI701 , น้ำยามาตรฐานสำหรับค่าโซเดียม , เครื่องวัดคลอรีน , เครื่องวัดปริมาณโครเมี่ยม ช่วงสูง รุ่น HI723 | <a class="woocommerce-LoopProduct-link woocommerce-loop-product__link" href="https://www.hannathailand.com/product/hi707-checker-hc-nitrite-lr/">เครื่องวัดปริมาณไนไตรท์ ช่วงต่ำ รุ่น HI707</a> , <a class="woocommerce-LoopProduct-link woocommerce-loop-product__link" href="https://www.hannathailand.com/product/hi706-checker-hc-phosphorous-hr/">เครื่องวัดปริมาณฟอสฟอรัส ช่วงสูง รุ่น HI706</a> , <a class="woocommerce-LoopProduct-link woocommerce-loop-product__link" href="https://www.hannathailand.com/product/hi711-checker-hc-total-chlorine/">เครื่องวัดปริมาณคลอรีนรวม รุ่น HI711</a> , <a class="woocommerce-LoopProduct-link woocommerce-loop-product__link" href="https://www.hannathailand.com/product/hi713-checker-hc-phosphate-lr/">เครื่องวัดปริมาณฟอสเฟต ช่วงต่ำ รุ่น HI713</a> , <a class="woocommerce-LoopProduct-link woocommerce-loop-product__link" href="https://www.hannathailand.com/product/hi701-checker-hc-free-chlorine/">เครื่องวัดปริมาณคลอรีนอิสระ รุ่น HI701</a> , <a class="woocommerce-LoopProduct-link woocommerce-loop-product__link" href="https://www.hannathailand.com/product/hi7090l/">น้ำยามาตรฐานสำหรับค่าโซเดียม</a> , <a class="woocommerce-LoopProduct-link woocommerce-loop-product__link" href="https://www.hannathailand.com/product/free-chlorine/">เครื่องวัดคลอรีน</a> , <a class="woocommerce-LoopProduct-link woocommerce-loop-product__link" href="https://www.hannathailand.com/product/hi723-checker-hc-chromium-vi-hr/">เครื่องวัดปริมาณโครเมี่ยม ช่วงสูง รุ่น HI723</a> | https://www.hannathailand.com/wp-content/uploads/2022/06/hi707400-600x600.jpg , https://www.hannathailand.com/wp-content/uploads/2022/06/hi706_400-600x600.jpg , https://www.hannathailand.com/wp-content/uploads/2022/06/hi711_lg-600x600.jpg , https://www.hannathailand.com/wp-content/uploads/2022/06/hi713_lg51caffcdce23e-600x600.jpg , https://www.hannathailand.com/wp-content/uploads/2021/11/hi701-500x500.jpg , https://www.hannathailand.com/wp-content/uploads/2021/07/12-500x500.jpg , https://www.hannathailand.com/wp-content/uploads/2021/07/1-500x500.jpg , https://www.hannathailand.com/wp-content/uploads/2022/06/miniphotometerfurchromvihoch839_11-600x600.jpg
285 | HI60004-02 – 4.010 pH@25°C – MQ – 25x20ml | สารละลาย , สินค้าทั้งหมด , เครื่องวัดความเป็นกรด-ด่าง/โออาร์พี | https://www.hannathailand.com/product-category/ph-meter/ | https://www.hannathailand.com/product/hi60004-02-4-010-ph25c-mq-25x20ml/ | HI60004-02 | 2,889.00 |  | <div aria-labelledby="tab-title-additional_information" class="woocommerce-Tabs-panel woocommerce-Tabs-panel--additional_information panel entry-content" id="tab-additional_information" role="tabpanel"> </div> | This line of buffers with millesimal accuracy (±0.002 pH), HI 60xx, has been prepared to meet the increasing need for assured accuracy in pH measurements. Each bottle of the series HI 60xx is provided with a certificate of analysis, prepared by comparison with NIST standards. The colors on the HI 60xx series packaging correspond to a given standard pH value. They make it easy and safe to identify the buffers to be used. This series is also available in handy sachets to perform accurate calibrations on-site or in the field. Single dose sachet solutions are safe, easy to carry and always fresh. Order Information: (25) 20 mL sachets pH Value @25°C 4.010 Size 20 mL Package 25 sachets Certificate of Analysis Yes | <div aria-labelledby="tab-title-description" class="woocommerce-Tabs-panel woocommerce-Tabs-panel--description panel entry-content active" id="tab-description" role="tabpanel"> <p>This line of buffers with millesimal accuracy (±0.002 pH), HI 60xx, has been prepared to meet the increasing need for assured accuracy in pH measurements. Each bottle of the series HI 60xx is provided with a certificate of analysis, prepared by comparison with NIST standards.</p> <p>The colors on the HI 60xx series packaging correspond to a given standard pH value. They make it easy and safe to identify the buffers to be used.</p> <p>This series is also available in handy sachets to perform accurate calibrations on-site or in the field. Single dose sachet solutions are safe, easy to carry and always fresh.</p> <p> </p> <p><strong>Order Information:</strong><br/> (25) 20 mL sachets</p> <table class="spec_table"> <tbody> <tr> <td>pH Value</td> <td>@25°C</td> <td>4.010</td> </tr> <tr> <td>Size</td> <td> </td> <td>20 mL</td> </tr> <tr> <td>Package</td> <td> </td> <td>25 sachets</td> </tr> <tr> <td>Certificate of Analysis</td> <td> </td> <td>Yes</td> </tr> </tbody> </table> <p> </p> </div> | Buffer solution pH 4.010, 25 sachets of 20 ml, ± 0.002 pH, millesimal Quality with certificate of analysis | <div class="product-short-description"> <p>Buffer solution pH 4.010, 25 sachets of 20 ml, ± 0.002 pH, millesimal Quality with certificate of analysis</p> </div> | https://www.hannathailand.com/wp-content/uploads/2022/06/pufferph4010beutel25x20mlzertifikat575_11.jpg | เครื่องวัดปริมาณฟอสฟอรัส ช่วงต่ำมาก รุ่น HI736 , ซัลไฟด์สารต้านอนุมูลอิสระบัฟเฟอร์ , เครื่องควบคุมค่าความนำไฟฟ้า , น้ำยามาตรฐานสอบเทียบ ค่ามาตรฐานความเค็ม , เครื่องวัดปริมาณนิกเกิล ช่วงสูง รุ่น HI726 , น้ำยามาตรฐานสำหรับค่าโซเดียม , เครื่องวัดปริมาณโครเมี่ยม ช่วงสูง รุ่น HI723 , เครื่องวัดปริมาณฟอสเฟต ช่วงสูง รุ่น HI717 | <a class="woocommerce-LoopProduct-link woocommerce-loop-product__link" href="https://www.hannathailand.com/product/phosphorous-marine/">เครื่องวัดปริมาณฟอสฟอรัส ช่วงต่ำมาก รุ่น HI736</a> , <a class="woocommerce-LoopProduct-link woocommerce-loop-product__link" href="https://www.hannathailand.com/product/hi4015-00/">ซัลไฟด์สารต้านอนุมูลอิสระบัฟเฟอร์</a> , <a class="woocommerce-LoopProduct-link woocommerce-loop-product__link" href="https://www.hannathailand.com/product/hi8931cn/">เครื่องควบคุมค่าความนำไฟฟ้า</a> , <a class="woocommerce-LoopProduct-link woocommerce-loop-product__link" href="https://www.hannathailand.com/product/hi7083l/">น้ำยามาตรฐานสอบเทียบ ค่ามาตรฐานความเค็ม</a> , <a class="woocommerce-LoopProduct-link woocommerce-loop-product__link" href="https://www.hannathailand.com/product/hi726-checker-hc-nickel-hr/">เครื่องวัดปริมาณนิกเกิล ช่วงสูง รุ่น HI726</a> , <a class="woocommerce-LoopProduct-link woocommerce-loop-product__link" href="https://www.hannathailand.com/product/hi7090l/">น้ำยามาตรฐานสำหรับค่าโซเดียม</a> , <a class="woocommerce-LoopProduct-link woocommerce-loop-product__link" href="https://www.hannathailand.com/product/hi723-checker-hc-chromium-vi-hr/">เครื่องวัดปริมาณโครเมี่ยม ช่วงสูง รุ่น HI723</a> , <a class="woocommerce-LoopProduct-link woocommerce-loop-product__link" href="https://www.hannathailand.com/product/hi717-checker-hc-phosphate-hr/">เครื่องวัดปริมาณฟอสเฟต ช่วงสูง รุ่น HI717</a> | https://www.hannathailand.com/wp-content/uploads/2021/12/HI736-600x600.jpg , https://www.hannathailand.com/wp-content/uploads/2021/07/7-500x500.jpg , https://www.hannathailand.com/wp-content/uploads/2021/07/2-500x500.jpg , https://www.hannathailand.com/wp-content/uploads/2021/07/10-500x500.jpg , https://www.hannathailand.com/wp-content/uploads/2022/06/miniphotometerfurnickelhoch841_11-600x600.jpg , https://www.hannathailand.com/wp-content/uploads/2021/07/12-500x500.jpg , https://www.hannathailand.com/wp-content/uploads/2022/06/miniphotometerfurchromvihoch839_11-600x600.jpg , https://www.hannathailand.com/wp-content/uploads/2022/06/miniphotometerfurphosphathoch827_11-600x600.jpg
286 | HI60007-02 – 7.010 pH@25°C – MQ – 25x20ml | สารละลาย , สินค้าทั้งหมด , เครื่องวัดความเป็นกรด-ด่าง/โออาร์พี | https://www.hannathailand.com/product-category/ph-meter/ | https://www.hannathailand.com/product/hi60007-02-7-010-ph25c-mq-25x20ml/ | HI60007-02 | 2,889.00 |  | <div aria-labelledby="tab-title-additional_information" class="woocommerce-Tabs-panel woocommerce-Tabs-panel--additional_information panel entry-content" id="tab-additional_information" role="tabpanel"> </div> | This line of buffers with millesimal accuracy (±0.002 pH), HI 60xx, has been prepared to meet the increasing need for assured accuracy in pH measurements. Each bottle of the series HI 60xx is provided with a certificate of analysis, prepared by comparison with NIST standards. The colors on the HI 60xx series packaging correspond to a given standard pH value. They make it easy and safe to identify the buffers to be used. This series is also available in handy sachets to perform accurate calibrations on-site or in the field. Single dose sachet solutions are safe, easy to carry and always fresh. Order Information: (25) 20 mL sachets pH Value @25°C 7.010 Size 20 mL Package 25 sachets Certificate of Analysis Yes | <div aria-labelledby="tab-title-description" class="woocommerce-Tabs-panel woocommerce-Tabs-panel--description panel entry-content active" id="tab-description" role="tabpanel"> <p>This line of buffers with millesimal accuracy (±0.002 pH), HI 60xx, has been prepared to meet the increasing need for assured accuracy in pH measurements. Each bottle of the series HI 60xx is provided with a certificate of analysis, prepared by comparison with NIST standards.</p> <p>The colors on the HI 60xx series packaging correspond to a given standard pH value. They make it easy and safe to identify the buffers to be used.</p> <p>This series is also available in handy sachets to perform accurate calibrations on-site or in the field. Single dose sachet solutions are safe, easy to carry and always fresh.</p> <p> </p> <p><strong>Order Information:</strong><br/> (25) 20 mL sachets</p> <table class="spec_table"> <tbody> <tr> <td>pH Value</td> <td>@25°C</td> <td>7.010</td> </tr> <tr> <td>Size</td> <td> </td> <td>20 mL</td> </tr> <tr> <td>Package</td> <td> </td> <td>25 sachets</td> </tr> <tr> <td>Certificate of Analysis</td> <td> </td> <td>Yes</td> </tr> </tbody> </table> <p> </p> </div> | Buffer solution pH 7.010, 25 sachets of 20 ml, ± 0.002 pH, millesimal Quality with certificate of analysis | <div class="product-short-description"> <p>Buffer solution pH 7.010, 25 sachets of 20 ml, ± 0.002 pH, millesimal Quality with certificate of analysis</p> </div> | https://www.hannathailand.com/wp-content/uploads/2022/06/pufferph4010beutel25x20mlzertifikat575_11.jpg | เครื่องวัดปริมาณโบรมีน ในตัวอย่างน้ำ รุ่น HI716 , เซ็นเซอร์วัดออกซิเจนในน้ำสำหรับ HI9829 มัลติพารามิเตอร์ , เครื่องวัดคลอรีน , น้ำยามาตรฐานสำหรับค่าโซเดียม , เครื่องวัดปริมาณซิลิกา ช่วงต่ำ ในตัวอย่างน้ำ รุ่น HI705 , เครื่องวัดปริมาณฟอสฟอรัส ช่วงต่ำมาก รุ่น HI736 , เครื่องวัดปริมาณไอโอดีน รุ่น HI718 , เครื่องวัดปริมาณแอมโมเนีย ช่วงต่ำ รุ่น HI700 | <a class="woocommerce-LoopProduct-link woocommerce-loop-product__link" href="https://www.hannathailand.com/product/hi716-checker-hc-bromine/">เครื่องวัดปริมาณโบรมีน ในตัวอย่างน้ำ รุ่น HI716</a> , <a class="woocommerce-LoopProduct-link woocommerce-loop-product__link" href="https://www.hannathailand.com/product/hi7609829-2/">เซ็นเซอร์วัดออกซิเจนในน้ำสำหรับ HI9829 มัลติพารามิเตอร์</a> , <a class="woocommerce-LoopProduct-link woocommerce-loop-product__link" href="https://www.hannathailand.com/product/free-chlorine/">เครื่องวัดคลอรีน</a> , <a class="woocommerce-LoopProduct-link woocommerce-loop-product__link" href="https://www.hannathailand.com/product/hi7090l/">น้ำยามาตรฐานสำหรับค่าโซเดียม</a> , <a class="woocommerce-LoopProduct-link woocommerce-loop-product__link" href="https://www.hannathailand.com/product/hi705-checker-hc-silica-lr/">เครื่องวัดปริมาณซิลิกา ช่วงต่ำ ในตัวอย่างน้ำ รุ่น HI705</a> , <a class="woocommerce-LoopProduct-link woocommerce-loop-product__link" href="https://www.hannathailand.com/product/phosphorous-marine/">เครื่องวัดปริมาณฟอสฟอรัส ช่วงต่ำมาก รุ่น HI736</a> , <a class="woocommerce-LoopProduct-link woocommerce-loop-product__link" href="https://www.hannathailand.com/product/hi718-checker-hc-iodine/">เครื่องวัดปริมาณไอโอดีน รุ่น HI718</a> , <a class="woocommerce-LoopProduct-link woocommerce-loop-product__link" href="https://www.hannathailand.com/product/hi700-checker-hc-ammonia-lr/">เครื่องวัดปริมาณแอมโมเนีย ช่วงต่ำ รุ่น HI700</a> | https://www.hannathailand.com/wp-content/uploads/2022/06/miniphotometerfurfreiesgesamtchlor704_11-600x600.jpg , https://www.hannathailand.com/wp-content/uploads/2021/07/5-500x500.jpg , https://www.hannathailand.com/wp-content/uploads/2021/07/1-500x500.jpg , https://www.hannathailand.com/wp-content/uploads/2021/07/12-500x500.jpg , https://www.hannathailand.com/wp-content/uploads/2022/06/hi705400-600x600.jpg , https://www.hannathailand.com/wp-content/uploads/2021/12/HI736-600x600.jpg , https://www.hannathailand.com/wp-content/uploads/2022/06/miniphotometerfuriod829_11-600x600.jpg , https://www.hannathailand.com/wp-content/uploads/2022/06/hi700_400pxl-600x600.jpg
287 | HI60010-02 – 10.010 pH@25°C – MQ – 25x20ml | สารละลาย , สินค้าทั้งหมด , เครื่องวัดความเป็นกรด-ด่าง/โออาร์พี | https://www.hannathailand.com/product-category/ph-meter/ | https://www.hannathailand.com/product/hi60010-02-10-010-ph25c-mq-25x20ml/ | HI60010-02 | 2,889.00 |  | <div aria-labelledby="tab-title-additional_information" class="woocommerce-Tabs-panel woocommerce-Tabs-panel--additional_information panel entry-content" id="tab-additional_information" role="tabpanel"> </div> | Description This line of buffers with millesimal accuracy (±0.002 pH), HI 60xx, has been prepared to meet the increasing need for assured accuracy in pH measurements. Each bottle of the series HI 60xx is provided with a certificate of analysis, prepared by comparison with NIST standards. The colors on the HI 60xx series packaging correspond to a given standard pH value. They make it easy and safe to identify the buffers to be used. This series is also available in handy sachets to perform accurate calibrations on-site or in the field. Single dose sachet solutions are safe, easy to carry and always fresh. Specifications pH Value @25°C 10.010 Size 20 mL Package 25 sachets Certificate of Analysis Yes Order Info (25) 20 mL sachets | <div aria-labelledby="tab-title-description" class="woocommerce-Tabs-panel woocommerce-Tabs-panel--description panel entry-content active" id="tab-description" role="tabpanel"> <h3>Description</h3> <p>This line of buffers with millesimal accuracy (±0.002 pH), HI 60xx, has been prepared to meet the increasing need for assured accuracy in pH measurements. Each bottle of the series HI 60xx is provided with a certificate of analysis, prepared by comparison with NIST standards.</p> <p>The colors on the HI 60xx series packaging correspond to a given standard pH value. They make it easy and safe to identify the buffers to be used.</p> <p>This series is also available in handy sachets to perform accurate calibrations on-site or in the field. Single dose sachet solutions are safe, easy to carry and always fresh.</p> <p> </p> <div style="clear: both;"> </div> <h3>Specifications</h3> <table class="spec_table"> <tbody> <tr> <td>pH Value</td> <td>@25°C</td> <td>10.010</td> </tr> <tr> <td>Size</td> <td> </td> <td>20 mL</td> </tr> <tr> <td>Package</td> <td> </td> <td>25 sachets</td> </tr> <tr> <td>Certificate of Analysis</td> <td> </td> <td>Yes</td> </tr> </tbody> </table> <h3> </h3> <h3>Order Info</h3> <p>(25) 20 mL sachets</p> </div> | Buffer solution pH 10.010, 25 sachets of 20 ml, ± 0.002 pH, millesimal Quality with certificate of analysis | <div class="product-short-description"> <p>Buffer solution pH 10.010, 25 sachets of 20 ml, ± 0.002 pH, millesimal Quality with certificate of analysis</p> </div> | https://www.hannathailand.com/wp-content/uploads/2022/06/pufferph4010beutel25x20mlzertifikat575_11.jpg | น้ำยามาตรฐานสอบเทียบ , น้ำยามาตรฐานสอบเทียบ ค่ามาตรฐานความเค็ม , เครื่องวัดปริมาณแอมโมเนีย ในน้ำ รุ่น HI715 , ซัลไฟด์สารต้านอนุมูลอิสระบัฟเฟอร์ , เครื่องวัดปริมาณฟอสเฟต ช่วงสูง รุ่น HI717 , เครื่องวัดปริมาณฟอสฟอรัส ช่วงสูง รุ่น HI706 , เครื่องวัดปริมาณแอมโมเนีย ช่วงต่ำ รุ่น HI700 , เครื่องวัดปริมาณแอมโมเนีย ช่วงสูง รุ่น HI733 | <a class="woocommerce-LoopProduct-link woocommerce-loop-product__link" href="https://www.hannathailand.com/product/hi9828-25/">น้ำยามาตรฐานสอบเทียบ</a> , <a class="woocommerce-LoopProduct-link woocommerce-loop-product__link" href="https://www.hannathailand.com/product/hi7080l/">น้ำยามาตรฐานสอบเทียบ ค่ามาตรฐานความเค็ม</a> , <a class="woocommerce-LoopProduct-link woocommerce-loop-product__link" href="https://www.hannathailand.com/product/hi715-checker-hc-ammonia-mr/">เครื่องวัดปริมาณแอมโมเนีย ในน้ำ รุ่น HI715</a> , <a class="woocommerce-LoopProduct-link woocommerce-loop-product__link" href="https://www.hannathailand.com/product/hi4015-00/">ซัลไฟด์สารต้านอนุมูลอิสระบัฟเฟอร์</a> , <a class="woocommerce-LoopProduct-link woocommerce-loop-product__link" href="https://www.hannathailand.com/product/hi717-checker-hc-phosphate-hr/">เครื่องวัดปริมาณฟอสเฟต ช่วงสูง รุ่น HI717</a> , <a class="woocommerce-LoopProduct-link woocommerce-loop-product__link" href="https://www.hannathailand.com/product/hi706-checker-hc-phosphorous-hr/">เครื่องวัดปริมาณฟอสฟอรัส ช่วงสูง รุ่น HI706</a> , <a class="woocommerce-LoopProduct-link woocommerce-loop-product__link" href="https://www.hannathailand.com/product/hi700-checker-hc-ammonia-lr/">เครื่องวัดปริมาณแอมโมเนีย ช่วงต่ำ รุ่น HI700</a> , <a class="woocommerce-LoopProduct-link woocommerce-loop-product__link" href="https://www.hannathailand.com/product/hi733-checker-hc-ammonia-hr/">เครื่องวัดปริมาณแอมโมเนีย ช่วงสูง รุ่น HI733</a> | https://www.hannathailand.com/wp-content/uploads/2021/07/8-500x500.jpg , https://www.hannathailand.com/wp-content/uploads/2021/07/11-500x500.jpg , https://www.hannathailand.com/wp-content/uploads/2022/06/miniphotometerfurammoniakmittel2416_11-600x600.jpg , https://www.hannathailand.com/wp-content/uploads/2021/07/7-500x500.jpg , https://www.hannathailand.com/wp-content/uploads/2022/06/miniphotometerfurphosphathoch827_11-600x600.jpg , https://www.hannathailand.com/wp-content/uploads/2022/06/hi706_400-600x600.jpg , https://www.hannathailand.com/wp-content/uploads/2022/06/hi700_400pxl-600x600.jpg , https://www.hannathailand.com/wp-content/uploads/2022/06/miniphotometerfurammoniumhoch2418_11-600x600.jpg
288 | HI6002 – 2.000 pH@25°C – MQ – 500ml | สารละลาย , สินค้าทั้งหมด , เครื่องวัดความเป็นกรด-ด่าง/โออาร์พี | https://www.hannathailand.com/product-category/ph-meter/ | https://www.hannathailand.com/product/hi6002-2-000-ph25c-mq-500ml/ | HI6002 | 1,872.50 |  | <div aria-labelledby="tab-title-additional_information" class="woocommerce-Tabs-panel woocommerce-Tabs-panel--additional_information panel entry-content" id="tab-additional_information" role="tabpanel"> </div> | This line of buffers with millesimal accuracy (±0.002 pH), HI 60xx, has been prepared to meet the increasing need for assured accuracy in pH measurements. Each bottle of the series HI 60xx is provided with a certificate of analysis, prepared by comparison with NIST standards. The colors on the HI 60xx series packaging correspond to a given standard pH value. They make it easy and safe to identify the buffers to be used. | <div aria-labelledby="tab-title-description" class="woocommerce-Tabs-panel woocommerce-Tabs-panel--description panel entry-content active" id="tab-description" role="tabpanel"> <p>This line of buffers with millesimal accuracy (±0.002 pH), HI 60xx, has been prepared to meet the increasing need for assured accuracy in pH measurements. Each bottle of the series HI 60xx is provided with a certificate of analysis, prepared by comparison with NIST standards.</p> <p>The colors on the HI 60xx series packaging correspond to a given standard pH value. They make it easy and safe to identify the buffers to be used.</p> </div> | Buffer solution pH 2.000, 500 ml bottle, ± 0.002 pH, millesimal Quality with certificate of analysis | <div class="product-short-description"> <p>Buffer solution pH 2.000, 500 ml bottle, ± 0.002 pH, millesimal Quality with certificate of analysis</p> </div> | https://www.hannathailand.com/wp-content/uploads/2022/06/415s4yrpidl_sl500_aa300_1.jpg | เครื่องวัดปริมาณแอมโมเนีย ช่วงต่ำ รุ่น HI700 , น้ำยามาตรฐานสอบเทียบ , เครื่องวัดปริมาณคลอรีนรวม รุ่น HI711 , เครื่องวัดปริมาณนิกเกิล ช่วงสูง รุ่น HI726 , เครื่องวัดปริมาณคลอรีนอิสระ รุ่น HI701 , น้ำยามาตรฐานสอบเทียบ ค่ามาตรฐานความเค็ม , น้ำยามาตรฐานสำหรับค่าโซเดียม , เครื่องวัดค่าเหล็ก รุ่น HI721 | <a class="woocommerce-LoopProduct-link woocommerce-loop-product__link" href="https://www.hannathailand.com/product/hi700-checker-hc-ammonia-lr/">เครื่องวัดปริมาณแอมโมเนีย ช่วงต่ำ รุ่น HI700</a> , <a class="woocommerce-LoopProduct-link woocommerce-loop-product__link" href="https://www.hannathailand.com/product/hi9828-25/">น้ำยามาตรฐานสอบเทียบ</a> , <a class="woocommerce-LoopProduct-link woocommerce-loop-product__link" href="https://www.hannathailand.com/product/hi711-checker-hc-total-chlorine/">เครื่องวัดปริมาณคลอรีนรวม รุ่น HI711</a> , <a class="woocommerce-LoopProduct-link woocommerce-loop-product__link" href="https://www.hannathailand.com/product/hi726-checker-hc-nickel-hr/">เครื่องวัดปริมาณนิกเกิล ช่วงสูง รุ่น HI726</a> , <a class="woocommerce-LoopProduct-link woocommerce-loop-product__link" href="https://www.hannathailand.com/product/hi701-checker-hc-free-chlorine/">เครื่องวัดปริมาณคลอรีนอิสระ รุ่น HI701</a> , <a class="woocommerce-LoopProduct-link woocommerce-loop-product__link" href="https://www.hannathailand.com/product/hi7080l/">น้ำยามาตรฐานสอบเทียบ ค่ามาตรฐานความเค็ม</a> , <a class="woocommerce-LoopProduct-link woocommerce-loop-product__link" href="https://www.hannathailand.com/product/hi7090l/">น้ำยามาตรฐานสำหรับค่าโซเดียม</a> , <a class="woocommerce-LoopProduct-link woocommerce-loop-product__link" href="https://www.hannathailand.com/product/hi721-checker-hc-iron/">เครื่องวัดค่าเหล็ก รุ่น HI721</a> | https://www.hannathailand.com/wp-content/uploads/2022/06/hi700_400pxl-600x600.jpg , https://www.hannathailand.com/wp-content/uploads/2021/07/8-500x500.jpg , https://www.hannathailand.com/wp-content/uploads/2022/06/hi711_lg-600x600.jpg , https://www.hannathailand.com/wp-content/uploads/2022/06/miniphotometerfurnickelhoch841_11-600x600.jpg , https://www.hannathailand.com/wp-content/uploads/2021/11/hi701-500x500.jpg , https://www.hannathailand.com/wp-content/uploads/2021/07/11-500x500.jpg , https://www.hannathailand.com/wp-content/uploads/2021/07/12-500x500.jpg , https://www.hannathailand.com/wp-content/uploads/2022/06/miniphotometerfureisen832_11-600x600.jpg
289 | HI6003 – 3.000 pH@25°C – MQ – 500ml | สารละลาย , สินค้าทั้งหมด , เครื่องวัดความเป็นกรด-ด่าง/โออาร์พี | https://www.hannathailand.com/product-category/ph-meter/ | https://www.hannathailand.com/product/hi6003-3-000-ph25c-mq-500ml/ | HI6003 | 1,872.50 |  | <div aria-labelledby="tab-title-additional_information" class="woocommerce-Tabs-panel woocommerce-Tabs-panel--additional_information panel entry-content" id="tab-additional_information" role="tabpanel"> </div> | This line of buffers with millesimal accuracy (±0.002 pH), HI 60xx, has been prepared to meet the increasing need for assured accuracy in pH measurements. Each bottle of the series HI 60xx is provided with a certificate of analysis, prepared by comparison with NIST standards. The colors on the HI 60xx series packaging correspond to a given standard pH value. They make it easy and safe to identify the buffers to be used. | <div aria-labelledby="tab-title-description" class="woocommerce-Tabs-panel woocommerce-Tabs-panel--description panel entry-content active" id="tab-description" role="tabpanel"> <p>This line of buffers with millesimal accuracy (±0.002 pH), HI 60xx, has been prepared to meet the increasing need for assured accuracy in pH measurements. Each bottle of the series HI 60xx is provided with a certificate of analysis, prepared by comparison with NIST standards.</p> <p>The colors on the HI 60xx series packaging correspond to a given standard pH value. They make it easy and safe to identify the buffers to be used.</p> </div> | Buffer solution pH 3.000, 500 ml bottle, ± 0.002 pH, millesimal Quality with certificate of analysis | <div class="product-short-description"> <p>Buffer solution pH 3.000, 500 ml bottle, ± 0.002 pH, millesimal Quality with certificate of analysis</p> </div> | https://www.hannathailand.com/wp-content/uploads/2022/06/71hc7b5qull_aa1500_1.jpg | เครื่องวัดปริมาณแอมโมเนีย ช่วงต่ำ รุ่น HI700 , เครื่องวัดปริมาณซิลิกา ช่วงต่ำ ในตัวอย่างน้ำ รุ่น HI705 , เครื่องวัดปริมาณไนไตรท์ ช่วงต่ำ รุ่น HI707 , เครื่องวัดปริมาณนิกเกิล ช่วงสูง รุ่น HI726 , เครื่องวัดปริมาณฟอสเฟต ช่วงสูง รุ่น HI717 , น้ำยามาตรฐานสอบเทียบ ค่ามาตรฐานความเค็ม , เครื่องวัดปริมาณโครเมี่ยม ช่วงสูง รุ่น HI723 , เครื่องวัดปริมาณคลอรีนรวม รุ่น HI711 | <a class="woocommerce-LoopProduct-link woocommerce-loop-product__link" href="https://www.hannathailand.com/product/hi700-checker-hc-ammonia-lr/">เครื่องวัดปริมาณแอมโมเนีย ช่วงต่ำ รุ่น HI700</a> , <a class="woocommerce-LoopProduct-link woocommerce-loop-product__link" href="https://www.hannathailand.com/product/hi705-checker-hc-silica-lr/">เครื่องวัดปริมาณซิลิกา ช่วงต่ำ ในตัวอย่างน้ำ รุ่น HI705</a> , <a class="woocommerce-LoopProduct-link woocommerce-loop-product__link" href="https://www.hannathailand.com/product/hi707-checker-hc-nitrite-lr/">เครื่องวัดปริมาณไนไตรท์ ช่วงต่ำ รุ่น HI707</a> , <a class="woocommerce-LoopProduct-link woocommerce-loop-product__link" href="https://www.hannathailand.com/product/hi726-checker-hc-nickel-hr/">เครื่องวัดปริมาณนิกเกิล ช่วงสูง รุ่น HI726</a> , <a class="woocommerce-LoopProduct-link woocommerce-loop-product__link" href="https://www.hannathailand.com/product/hi717-checker-hc-phosphate-hr/">เครื่องวัดปริมาณฟอสเฟต ช่วงสูง รุ่น HI717</a> , <a class="woocommerce-LoopProduct-link woocommerce-loop-product__link" href="https://www.hannathailand.com/product/hi7080l/">น้ำยามาตรฐานสอบเทียบ ค่ามาตรฐานความเค็ม</a> , <a class="woocommerce-LoopProduct-link woocommerce-loop-product__link" href="https://www.hannathailand.com/product/hi723-checker-hc-chromium-vi-hr/">เครื่องวัดปริมาณโครเมี่ยม ช่วงสูง รุ่น HI723</a> , <a class="woocommerce-LoopProduct-link woocommerce-loop-product__link" href="https://www.hannathailand.com/product/hi711-checker-hc-total-chlorine/">เครื่องวัดปริมาณคลอรีนรวม รุ่น HI711</a> | https://www.hannathailand.com/wp-content/uploads/2022/06/hi700_400pxl-600x600.jpg , https://www.hannathailand.com/wp-content/uploads/2022/06/hi705400-600x600.jpg , https://www.hannathailand.com/wp-content/uploads/2022/06/hi707400-600x600.jpg , https://www.hannathailand.com/wp-content/uploads/2022/06/miniphotometerfurnickelhoch841_11-600x600.jpg , https://www.hannathailand.com/wp-content/uploads/2022/06/miniphotometerfurphosphathoch827_11-600x600.jpg , https://www.hannathailand.com/wp-content/uploads/2021/07/11-500x500.jpg , https://www.hannathailand.com/wp-content/uploads/2022/06/miniphotometerfurchromvihoch839_11-600x600.jpg , https://www.hannathailand.com/wp-content/uploads/2022/06/hi711_lg-600x600.jpg
290 | HI6004 – 4.010 pH@25°C – MQ – 500ml | สารละลาย , สินค้าทั้งหมด , เครื่องวัดความเป็นกรด-ด่าง/โออาร์พี | https://www.hannathailand.com/product-category/ph-meter/ | https://www.hannathailand.com/product/hi6004-4-010-ph25c-mq-500ml/ | HI6004 | 1,872.50 |  | <div aria-labelledby="tab-title-additional_information" class="woocommerce-Tabs-panel woocommerce-Tabs-panel--additional_information panel entry-content" id="tab-additional_information" role="tabpanel"> </div> | This line of buffers with millesimal accuracy (±0.002 pH), HI 60xx, has been prepared to meet the increasing need for assured accuracy in pH measurements. Each bottle of the series HI 60xx is provided with a certificate of analysis, prepared by comparison with NIST standards. The colors on the HI 60xx series packaging correspond to a given standard pH value. They make it easy and safe to identify the buffers to be used. | <div aria-labelledby="tab-title-description" class="woocommerce-Tabs-panel woocommerce-Tabs-panel--description panel entry-content active" id="tab-description" role="tabpanel"> <p>This line of buffers with millesimal accuracy (±0.002 pH), HI 60xx, has been prepared to meet the increasing need for assured accuracy in pH measurements. Each bottle of the series HI 60xx is provided with a certificate of analysis, prepared by comparison with NIST standards.</p> <p>The colors on the HI 60xx series packaging correspond to a given standard pH value. They make it easy and safe to identify the buffers to be used.</p> </div> | Buffer solution pH 4.010, 500 ml bottle, ± 0.002 pH, millesimal Quality with certificate of analysis | <div class="product-short-description"> <p>Buffer solution pH 4.010, 500 ml bottle, ± 0.002 pH, millesimal Quality with certificate of analysis</p> </div> | https://www.hannathailand.com/wp-content/uploads/2022/06/71yr2ozux8l_aa1500_1.jpg | เครื่องควบคุมค่าความนำไฟฟ้า , เครื่องวัดปริมาณไนไตรท์ ช่วงต่ำ รุ่น HI707 , เครื่องวัดปริมาณคลอรีนรวม รุ่น HI711 , เครื่องวัดปริมาณคลอรีนอิสระ รุ่น HI701 , เครื่องวัดปริมาณไนไตรท์ ช่วงสูง ในตัวอย่างน้ำ รุ่น HI708 , ซัลไฟด์สารต้านอนุมูลอิสระบัฟเฟอร์ , เครื่องวัดปริมาณฟลูออไรด์ ช่วงต่ำ รุ่น HI729 , น้ำยามาตรฐานสำหรับค่าโซเดียม | <a class="woocommerce-LoopProduct-link woocommerce-loop-product__link" href="https://www.hannathailand.com/product/hi8931cn/">เครื่องควบคุมค่าความนำไฟฟ้า</a> , <a class="woocommerce-LoopProduct-link woocommerce-loop-product__link" href="https://www.hannathailand.com/product/hi707-checker-hc-nitrite-lr/">เครื่องวัดปริมาณไนไตรท์ ช่วงต่ำ รุ่น HI707</a> , <a class="woocommerce-LoopProduct-link woocommerce-loop-product__link" href="https://www.hannathailand.com/product/hi711-checker-hc-total-chlorine/">เครื่องวัดปริมาณคลอรีนรวม รุ่น HI711</a> , <a class="woocommerce-LoopProduct-link woocommerce-loop-product__link" href="https://www.hannathailand.com/product/hi701-checker-hc-free-chlorine/">เครื่องวัดปริมาณคลอรีนอิสระ รุ่น HI701</a> , <a class="woocommerce-LoopProduct-link woocommerce-loop-product__link" href="https://www.hannathailand.com/product/hi708-checker-hc-nitrite-hr/">เครื่องวัดปริมาณไนไตรท์ ช่วงสูง ในตัวอย่างน้ำ รุ่น HI708</a> , <a class="woocommerce-LoopProduct-link woocommerce-loop-product__link" href="https://www.hannathailand.com/product/hi4015-00/">ซัลไฟด์สารต้านอนุมูลอิสระบัฟเฟอร์</a> , <a class="woocommerce-LoopProduct-link woocommerce-loop-product__link" href="https://www.hannathailand.com/product/hi729-checker-hc-fluoride-lr/">เครื่องวัดปริมาณฟลูออไรด์ ช่วงต่ำ รุ่น HI729</a> , <a class="woocommerce-LoopProduct-link woocommerce-loop-product__link" href="https://www.hannathailand.com/product/hi7090l/">น้ำยามาตรฐานสำหรับค่าโซเดียม</a> | https://www.hannathailand.com/wp-content/uploads/2021/07/2-500x500.jpg , https://www.hannathailand.com/wp-content/uploads/2022/06/hi707400-600x600.jpg , https://www.hannathailand.com/wp-content/uploads/2022/06/hi711_lg-600x600.jpg , https://www.hannathailand.com/wp-content/uploads/2021/11/hi701-500x500.jpg , https://www.hannathailand.com/wp-content/uploads/2022/06/miniphotometerfurnitrithoch2420_11-600x600.jpg , https://www.hannathailand.com/wp-content/uploads/2021/07/7-500x500.jpg , https://www.hannathailand.com/wp-content/uploads/2022/06/miniphotometerfurfluoridniedrig844_11-600x600.jpg , https://www.hannathailand.com/wp-content/uploads/2021/07/12-500x500.jpg
291 | HI6004-01 – 4.010 pH@25°C – MQ – 1000ml | สารละลาย , สินค้าทั้งหมด , เครื่องวัดความเป็นกรด-ด่าง/โออาร์พี | https://www.hannathailand.com/product-category/ph-meter/ | https://www.hannathailand.com/product/hi6004-01-4-010-ph25c-mq-1000ml/ | HI6004-01 | 2,407.50 |  | <div aria-labelledby="tab-title-additional_information" class="woocommerce-Tabs-panel woocommerce-Tabs-panel--additional_information panel entry-content" id="tab-additional_information" role="tabpanel"> </div> | General information about our pH buffers / calibration: Available grades: Technical Quality The buffer solutions of HANNA instruments include solutions from pH 1.00 to pH 13.00 and allow calibration over the entire pH scale with an accuracy of ± 0.01 pH. The buffer solution series is particularly suitable for pH measurements that require high accuracy. All solutions with certificate of analysis. Millesimal Quality Accuracy of ± 0.002 pH for calibration of measuring instruments with 0.001 resolution. All solutions in opaque packaging with certificate of analysis. Standard Quality Accuracy of ± 0.01 pH in different packaging, with or without a certificate of analysis. Available packages: Bottle: 230ml – 500ml – 1L Can: 3.78 L (gal) Individual portions – and virtually always fresh & no contamination risk Shelf life up to 5 years | <div aria-labelledby="tab-title-description" class="woocommerce-Tabs-panel woocommerce-Tabs-panel--description panel entry-content active" id="tab-description" role="tabpanel"> <p><span data-mce-style="text-decoration: underline;" style="text-decoration: underline;"><em></em></span></p> <p><span class="hps">General</span> <span class="hps">information about our</span> <span class="hps">pH</span> <span class="hps">buffers</span> <span class="hps">/</span> <span class="hps">calibration</span><span>:</span></p> <p><span data-mce-style="text-decoration: underline;" style="text-decoration: underline;"><em></em></span></p> <p><span class="hps">Available</span> <span class="hps">grades:</span></p> <p><span data-mce-style="text-decoration: underline;" style="text-decoration: underline;"><em></em></span></p> <p><strong><span class="hps">Technical</span> <span class="hps">Quality</span> </strong></p> <p><span data-mce-style="text-decoration: underline;" style="text-decoration: underline;"><em></em></span></p> <p><span class="hps">The buffer solutions</span> <span class="hps">of</span> <span class="hps">HANNA instruments</span> <span class="hps">include solutions</span> <span class="hps">from</span> <span class="hps">pH 1.00</span> <span class="hps">to pH</span> <span class="hps">13.00</span> <span class="hps">and</span> <span class="hps">allow</span> <span class="hps">calibration</span> <span class="hps">over the entire</span> <span class="hps">pH scale</span> <span class="hps">with an accuracy of</span> <span class="hps">±</span> <span class="hps">0.01 pH</span><span>.</span> <span class="hps">The buffer solution</span> <span class="hps">series</span> <span class="hps">is particularly suitable for</span> <span class="hps">pH measurements</span> <span class="hps">that require</span> <span class="hps">high accuracy</span><span>.</span> <span class="hps">All solutions</span> <span class="hps">with certificate of analysis</span><span>.</span></p> <p><span data-mce-style="text-decoration: underline;" style="text-decoration: underline;"><em></em></span></p> <p><strong><span class="hps">Millesimal</span> <span class="hps">Quality</span> </strong></p> <p><span data-mce-style="text-decoration: underline;" style="text-decoration: underline;"><em></em></span></p> <p><span class="hps">Accuracy</span> <span class="hps">of ±</span> <span class="hps">0.002</span> <span class="hps">pH</span> <span class="hps">for</span> <span class="hps">calibration</span> <span class="hps">of measuring instruments</span> <span class="hps">with 0.001</span> <span class="hps">resolution</span><span>.</span> <span class="hps">All solutions</span> <span class="hps">in</span> <span class="hps">opaque</span> <span class="hps">packaging</span> <span class="hps">with certificate of analysis</span><span>.</span></p> <p><span data-mce-style="text-decoration: underline;" style="text-decoration: underline;"><em></em></span></p> <p><strong><span class="hps">Standard Quality</span> </strong></p> <p><span data-mce-style="text-decoration: underline;" style="text-decoration: underline;"><em></em></span></p> <p><span class="hps">Accuracy</span> <span class="hps">of ±</span> <span class="hps">0.01 pH</span> <span class="hps">in different packaging</span><span>,</span> <span class="hps">with or without a</span> <span class="hps">certificate of analysis.</span></p> <p><span data-mce-style="text-decoration: underline;" style="text-decoration: underline;"><em></em></span></p> <p><span class="hps">Available</span> <span class="hps">packages</span><span>:</span> <span class="hps">Bottle</span><span>:</span> <span class="hps">230ml</span> <span class="hps">– 500ml –</span> <span class="hps">1L</span> <span class="hps">Can:</span> <span class="hps">3.78</span> <span class="hps">L</span> <span class="hps atn">(</span><span>gal</span><span>)</span> <span class="hps">Individual portions</span> <span class="hps">–</span> <span class="hps">and</span> <span class="hps">virtually</span> <span class="hps">always</span> <span class="hps">fresh</span> <span class="hps">&amp;</span> <span class="hps">no</span> <span class="hps">contamination</span> <span class="hps">risk</span> <span class="hps">Shelf life</span> <span class="hps">up to 5 years</span></p> <p><span data-mce-style="text-decoration: underline;" style="text-decoration: underline;"><em></em></span></p> </div> | Buffer Solution pH 4.010, ±0,002 pH, Millesimal Quality | <div class="product-short-description"> <p>Buffer Solution pH 4.010, ±0,002 pH, Millesimal Quality</p> </div> | https://www.hannathailand.com/wp-content/uploads/2022/06/71c3jjurcol_aa1500_1.jpg | เครื่องวัดปริมาณไนไตรท์ ช่วงสูง ในตัวอย่างน้ำ รุ่น HI708 , น้ำยามาตรฐานสำหรับค่าโซเดียม , เครื่องวัดปริมาณโครเมี่ยม ช่วงสูง รุ่น HI723 , น้ำยามาตรฐานสอบเทียบ ค่ามาตรฐานความเค็ม , เครื่องวัดปริมาณแอมโมเนีย ในน้ำ รุ่น HI715 , เครื่องควบคุมค่าความนำไฟฟ้า , เครื่องวัดคลอรีน , เครื่องวัดปริมาณฟอสฟอรัส ช่วงต่ำมาก รุ่น HI736 | <a class="woocommerce-LoopProduct-link woocommerce-loop-product__link" href="https://www.hannathailand.com/product/hi708-checker-hc-nitrite-hr/">เครื่องวัดปริมาณไนไตรท์ ช่วงสูง ในตัวอย่างน้ำ รุ่น HI708</a> , <a class="woocommerce-LoopProduct-link woocommerce-loop-product__link" href="https://www.hannathailand.com/product/hi7090l/">น้ำยามาตรฐานสำหรับค่าโซเดียม</a> , <a class="woocommerce-LoopProduct-link woocommerce-loop-product__link" href="https://www.hannathailand.com/product/hi723-checker-hc-chromium-vi-hr/">เครื่องวัดปริมาณโครเมี่ยม ช่วงสูง รุ่น HI723</a> , <a class="woocommerce-LoopProduct-link woocommerce-loop-product__link" href="https://www.hannathailand.com/product/hi7083l/">น้ำยามาตรฐานสอบเทียบ ค่ามาตรฐานความเค็ม</a> , <a class="woocommerce-LoopProduct-link woocommerce-loop-product__link" href="https://www.hannathailand.com/product/hi715-checker-hc-ammonia-mr/">เครื่องวัดปริมาณแอมโมเนีย ในน้ำ รุ่น HI715</a> , <a class="woocommerce-LoopProduct-link woocommerce-loop-product__link" href="https://www.hannathailand.com/product/hi8931cn/">เครื่องควบคุมค่าความนำไฟฟ้า</a> , <a class="woocommerce-LoopProduct-link woocommerce-loop-product__link" href="https://www.hannathailand.com/product/free-chlorine/">เครื่องวัดคลอรีน</a> , <a class="woocommerce-LoopProduct-link woocommerce-loop-product__link" href="https://www.hannathailand.com/product/phosphorous-marine/">เครื่องวัดปริมาณฟอสฟอรัส ช่วงต่ำมาก รุ่น HI736</a> | https://www.hannathailand.com/wp-content/uploads/2022/06/miniphotometerfurnitrithoch2420_11-600x600.jpg , https://www.hannathailand.com/wp-content/uploads/2021/07/12-500x500.jpg , https://www.hannathailand.com/wp-content/uploads/2022/06/miniphotometerfurchromvihoch839_11-600x600.jpg , https://www.hannathailand.com/wp-content/uploads/2021/07/10-500x500.jpg , https://www.hannathailand.com/wp-content/uploads/2022/06/miniphotometerfurammoniakmittel2416_11-600x600.jpg , https://www.hannathailand.com/wp-content/uploads/2021/07/2-500x500.jpg , https://www.hannathailand.com/wp-content/uploads/2021/07/1-500x500.jpg , https://www.hannathailand.com/wp-content/uploads/2021/12/HI736-600x600.jpg
292 | HI6007 – 7.010 pH@25°C – MQ – 500ml | สารละลาย , สินค้าทั้งหมด , เครื่องวัดความเป็นกรด-ด่าง/โออาร์พี | https://www.hannathailand.com/product-category/ph-meter/ | https://www.hannathailand.com/product/hi6007-7-010-ph25c-mq-500ml/ | HI6007 | 1,872.50 |  | <div aria-labelledby="tab-title-additional_information" class="woocommerce-Tabs-panel woocommerce-Tabs-panel--additional_information panel entry-content" id="tab-additional_information" role="tabpanel"> </div> | This line of buffers with millesimal accuracy (±0.002 pH), HI 60xx, has been prepared to meet the increasing need for assured accuracy in pH measurements. Each bottle of the series HI 60xx is provided with a certificate of analysis, prepared by comparison with NIST standards. The colors on the HI 60xx series packaging correspond to a given standard pH value. They make it easy and safe to identify the buffers to be used. | <div aria-labelledby="tab-title-description" class="woocommerce-Tabs-panel woocommerce-Tabs-panel--description panel entry-content active" id="tab-description" role="tabpanel"> <p>This line of buffers with millesimal accuracy (±0.002 pH), HI 60xx, has been prepared to meet the increasing need for assured accuracy in pH measurements. Each bottle of the series HI 60xx is provided with a certificate of analysis, prepared by comparison with NIST standards.</p> <p>The colors on the HI 60xx series packaging correspond to a given standard pH value. They make it easy and safe to identify the buffers to be used.</p> </div> | Buffer solution pH 7.010, 500 ml bottle, ± 0.002 pH, millesimal Quality with certificate of analysis | <div class="product-short-description"> <p>Buffer solution pH 7.010, 500 ml bottle, ± 0.002 pH, millesimal Quality with certificate of analysis</p> </div> | https://www.hannathailand.com/wp-content/uploads/2022/06/51b0ypmb4l_aa1000_1.jpg | เครื่องวัดปริมาณแอมโมเนีย ช่วงสูง รุ่น HI733 , น้ำยามาตรฐานสำหรับค่าโซเดียม , เครื่องวัดค่าเหล็ก รุ่น HI721 , เครื่องวัดปริมาณโครเมี่ยม ช่วงสูง รุ่น HI723 , เครื่องวัดปริมาณแอมโมเนีย ช่วงต่ำ รุ่น HI700 , เครื่องวัดสีในน้ำตัวอย่าง HI727 , เครื่องวัดปริมาณแอมโมเนีย ในน้ำ รุ่น HI715 , เครื่องวัดปริมาณนิกเกิล ช่วงสูง รุ่น HI726 | <a class="woocommerce-LoopProduct-link woocommerce-loop-product__link" href="https://www.hannathailand.com/product/hi733-checker-hc-ammonia-hr/">เครื่องวัดปริมาณแอมโมเนีย ช่วงสูง รุ่น HI733</a> , <a class="woocommerce-LoopProduct-link woocommerce-loop-product__link" href="https://www.hannathailand.com/product/hi7090l/">น้ำยามาตรฐานสำหรับค่าโซเดียม</a> , <a class="woocommerce-LoopProduct-link woocommerce-loop-product__link" href="https://www.hannathailand.com/product/hi721-checker-hc-iron/">เครื่องวัดค่าเหล็ก รุ่น HI721</a> , <a class="woocommerce-LoopProduct-link woocommerce-loop-product__link" href="https://www.hannathailand.com/product/hi723-checker-hc-chromium-vi-hr/">เครื่องวัดปริมาณโครเมี่ยม ช่วงสูง รุ่น HI723</a> , <a class="woocommerce-LoopProduct-link woocommerce-loop-product__link" href="https://www.hannathailand.com/product/hi700-checker-hc-ammonia-lr/">เครื่องวัดปริมาณแอมโมเนีย ช่วงต่ำ รุ่น HI700</a> , <a class="woocommerce-LoopProduct-link woocommerce-loop-product__link" href="https://www.hannathailand.com/product/hi727-checker-hc-color-of-water/">เครื่องวัดสีในน้ำตัวอย่าง HI727</a> , <a class="woocommerce-LoopProduct-link woocommerce-loop-product__link" href="https://www.hannathailand.com/product/hi715-checker-hc-ammonia-mr/">เครื่องวัดปริมาณแอมโมเนีย ในน้ำ รุ่น HI715</a> , <a class="woocommerce-LoopProduct-link woocommerce-loop-product__link" href="https://www.hannathailand.com/product/hi726-checker-hc-nickel-hr/">เครื่องวัดปริมาณนิกเกิล ช่วงสูง รุ่น HI726</a> | https://www.hannathailand.com/wp-content/uploads/2022/06/miniphotometerfurammoniumhoch2418_11-600x600.jpg , https://www.hannathailand.com/wp-content/uploads/2021/07/12-500x500.jpg , https://www.hannathailand.com/wp-content/uploads/2022/06/miniphotometerfureisen832_11-600x600.jpg , https://www.hannathailand.com/wp-content/uploads/2022/06/miniphotometerfurchromvihoch839_11-600x600.jpg , https://www.hannathailand.com/wp-content/uploads/2022/06/hi700_400pxl-600x600.jpg , https://www.hannathailand.com/wp-content/uploads/2022/06/miniphotometerfurfarbe843_11-600x600.jpg , https://www.hannathailand.com/wp-content/uploads/2022/06/miniphotometerfurammoniakmittel2416_11-600x600.jpg , https://www.hannathailand.com/wp-content/uploads/2022/06/miniphotometerfurnickelhoch841_11-600x600.jpg
293 | HI6007-01 – 7.010 pH@25°C – MQ – 1000ml | สารละลาย , สินค้าทั้งหมด , เครื่องวัดความเป็นกรด-ด่าง/โออาร์พี | https://www.hannathailand.com/product-category/ph-meter/ | https://www.hannathailand.com/product/hi6007-01-7-010-ph25c-mq-1000ml/ | HI6007-01 | 2,407.50 |  | <div aria-labelledby="tab-title-additional_information" class="woocommerce-Tabs-panel woocommerce-Tabs-panel--additional_information panel entry-content" id="tab-additional_information" role="tabpanel"> </div> | General information about our pH buffers / calibration: Available grades: Technical Quality The buffer solutions of HANNA instruments include solutions from pH 1.00 to pH 13.00 and allow calibration over the entire pH scale with an accuracy of ± 0.01 pH. The buffer solution series is particularly suitable for pH measurements that require high accuracy. All solutions with certificate of analysis. Millesimal Quality Accuracy of ± 0.002 pH for calibration of measuring instruments with 0.001 resolution. All solutions in opaque packaging with certificate of analysis. Standard Quality Accuracy of ± 0.01 pH in different packaging, with or without a certificate of analysis. Available packages: Bottle: 230ml – 500ml – 1L Can: 3.78 L (gal) Individual portions – and virtually always fresh & no contamination risk Shelf life up to 5 years | <div aria-labelledby="tab-title-description" class="woocommerce-Tabs-panel woocommerce-Tabs-panel--description panel entry-content active" id="tab-description" role="tabpanel"> <p><span data-mce-style="text-decoration: underline;" style="text-decoration: underline;"><em></em></span></p> <p><span class="hps">General</span> <span class="hps">information about our</span> <span class="hps">pH</span> <span class="hps">buffers</span> <span class="hps">/</span> <span class="hps">calibration</span><span>:</span></p> <p><span data-mce-style="text-decoration: underline;" style="text-decoration: underline;"><em></em></span></p> <p><span class="hps">Available</span> <span class="hps">grades:</span></p> <p><span data-mce-style="text-decoration: underline;" style="text-decoration: underline;"><em></em></span></p> <p><strong><span class="hps">Technical</span> <span class="hps">Quality</span> </strong></p> <p><span data-mce-style="text-decoration: underline;" style="text-decoration: underline;"><em></em></span></p> <p><span class="hps">The buffer solutions</span> <span class="hps">of</span> <span class="hps">HANNA instruments</span> <span class="hps">include solutions</span> <span class="hps">from</span> <span class="hps">pH 1.00</span> <span class="hps">to pH</span> <span class="hps">13.00</span> <span class="hps">and</span> <span class="hps">allow</span> <span class="hps">calibration</span> <span class="hps">over the entire</span> <span class="hps">pH scale</span> <span class="hps">with an accuracy of</span> <span class="hps">±</span> <span class="hps">0.01 pH</span><span>.</span> <span class="hps">The buffer solution</span> <span class="hps">series</span> <span class="hps">is particularly suitable for</span> <span class="hps">pH measurements</span> <span class="hps">that require</span> <span class="hps">high accuracy</span><span>.</span> <span class="hps">All solutions</span> <span class="hps">with certificate of analysis</span><span>.</span></p> <p><span data-mce-style="text-decoration: underline;" style="text-decoration: underline;"><em></em></span></p> <p><strong><span class="hps">Millesimal</span> <span class="hps">Quality</span> </strong></p> <p><span data-mce-style="text-decoration: underline;" style="text-decoration: underline;"><em></em></span></p> <p><span class="hps">Accuracy</span> <span class="hps">of ±</span> <span class="hps">0.002</span> <span class="hps">pH</span> <span class="hps">for</span> <span class="hps">calibration</span> <span class="hps">of measuring instruments</span> <span class="hps">with 0.001</span> <span class="hps">resolution</span><span>.</span> <span class="hps">All solutions</span> <span class="hps">in</span> <span class="hps">opaque</span> <span class="hps">packaging</span> <span class="hps">with certificate of analysis</span><span>.</span></p> <p><span data-mce-style="text-decoration: underline;" style="text-decoration: underline;"><em></em></span></p> <p><strong><span class="hps">Standard Quality</span> </strong></p> <p><span data-mce-style="text-decoration: underline;" style="text-decoration: underline;"><em></em></span></p> <p><span class="hps">Accuracy</span> <span class="hps">of ±</span> <span class="hps">0.01 pH</span> <span class="hps">in different packaging</span><span>,</span> <span class="hps">with or without a</span> <span class="hps">certificate of analysis.</span></p> <p><span data-mce-style="text-decoration: underline;" style="text-decoration: underline;"><em></em></span></p> <p><span class="hps">Available</span> <span class="hps">packages</span><span>:</span> <span class="hps">Bottle</span><span>:</span> <span class="hps">230ml</span> <span class="hps">– 500ml –</span> <span class="hps">1L</span> <span class="hps">Can:</span> <span class="hps">3.78</span> <span class="hps">L</span> <span class="hps atn">(</span><span>gal</span><span>)</span> <span class="hps">Individual portions</span> <span class="hps">–</span> <span class="hps">and</span> <span class="hps">virtually</span> <span class="hps">always</span> <span class="hps">fresh</span> <span class="hps">&amp;</span> <span class="hps">no</span> <span class="hps">contamination</span> <span class="hps">risk</span> <span class="hps">Shelf life</span> <span class="hps">up to 5 years</span></p> <p><span data-mce-style="text-decoration: underline;" style="text-decoration: underline;"><em></em></span></p> </div> | Buffer Solution pH 7.010, ±0,002 pH, Millesimal Quality | <div class="product-short-description"> <p>Buffer Solution pH 7.010, ±0,002 pH, Millesimal Quality</p> </div> | https://www.hannathailand.com/wp-content/uploads/2022/06/51b0ypmb4l_aa1000_151dc311b4b1ef.jpg | เครื่องวัดคลอรีน , เครื่องควบคุมค่าความนำไฟฟ้า , เครื่องวัดปริมาณนิกเกิล ช่วงสูง รุ่น HI726 , น้ำยามาตรฐานสอบเทียบ ค่ามาตรฐานความเค็ม , ซัลไฟด์สารต้านอนุมูลอิสระบัฟเฟอร์ , เครื่องวัดปริมาณโครเมี่ยม ช่วงสูง รุ่น HI723 , เครื่องวัดปริมาณซิลิกา ช่วงต่ำ ในตัวอย่างน้ำ รุ่น HI705 , เครื่องวัดปริมาณแอมโมเนีย ช่วงต่ำ รุ่น HI700 | <a class="woocommerce-LoopProduct-link woocommerce-loop-product__link" href="https://www.hannathailand.com/product/free-chlorine/">เครื่องวัดคลอรีน</a> , <a class="woocommerce-LoopProduct-link woocommerce-loop-product__link" href="https://www.hannathailand.com/product/hi8931cn/">เครื่องควบคุมค่าความนำไฟฟ้า</a> , <a class="woocommerce-LoopProduct-link woocommerce-loop-product__link" href="https://www.hannathailand.com/product/hi726-checker-hc-nickel-hr/">เครื่องวัดปริมาณนิกเกิล ช่วงสูง รุ่น HI726</a> , <a class="woocommerce-LoopProduct-link woocommerce-loop-product__link" href="https://www.hannathailand.com/product/hi7080l/">น้ำยามาตรฐานสอบเทียบ ค่ามาตรฐานความเค็ม</a> , <a class="woocommerce-LoopProduct-link woocommerce-loop-product__link" href="https://www.hannathailand.com/product/hi4015-00/">ซัลไฟด์สารต้านอนุมูลอิสระบัฟเฟอร์</a> , <a class="woocommerce-LoopProduct-link woocommerce-loop-product__link" href="https://www.hannathailand.com/product/hi723-checker-hc-chromium-vi-hr/">เครื่องวัดปริมาณโครเมี่ยม ช่วงสูง รุ่น HI723</a> , <a class="woocommerce-LoopProduct-link woocommerce-loop-product__link" href="https://www.hannathailand.com/product/hi705-checker-hc-silica-lr/">เครื่องวัดปริมาณซิลิกา ช่วงต่ำ ในตัวอย่างน้ำ รุ่น HI705</a> , <a class="woocommerce-LoopProduct-link woocommerce-loop-product__link" href="https://www.hannathailand.com/product/hi700-checker-hc-ammonia-lr/">เครื่องวัดปริมาณแอมโมเนีย ช่วงต่ำ รุ่น HI700</a> | https://www.hannathailand.com/wp-content/uploads/2021/07/1-500x500.jpg , https://www.hannathailand.com/wp-content/uploads/2021/07/2-500x500.jpg , https://www.hannathailand.com/wp-content/uploads/2022/06/miniphotometerfurnickelhoch841_11-600x600.jpg , https://www.hannathailand.com/wp-content/uploads/2021/07/11-500x500.jpg , https://www.hannathailand.com/wp-content/uploads/2021/07/7-500x500.jpg , https://www.hannathailand.com/wp-content/uploads/2022/06/miniphotometerfurchromvihoch839_11-600x600.jpg , https://www.hannathailand.com/wp-content/uploads/2022/06/hi705400-600x600.jpg , https://www.hannathailand.com/wp-content/uploads/2022/06/hi700_400pxl-600x600.jpg
294 | HI6010 – 10.010 pH@25°C – MQ – 500ml | สารละลาย , สินค้าทั้งหมด , เครื่องวัดความเป็นกรด-ด่าง/โออาร์พี | https://www.hannathailand.com/product-category/ph-meter/ | https://www.hannathailand.com/product/hi6010-10-010-ph25c-mq-500ml/ | HI6010 | 1,872.50 |  | <div aria-labelledby="tab-title-additional_information" class="woocommerce-Tabs-panel woocommerce-Tabs-panel--additional_information panel entry-content" id="tab-additional_information" role="tabpanel"> </div> | This line of buffers with millesimal accuracy (±0.002 pH), HI 60xx, has been prepared to meet the increasing need for assured accuracy in pH measurements. Each bottle of the series HI 60xx is provided with a certificate of analysis, prepared by comparison with NIST standards. The colors on the HI 60xx series packaging correspond to a given standard pH value. They make it easy and safe to identify the buffers to be used. | <div aria-labelledby="tab-title-description" class="woocommerce-Tabs-panel woocommerce-Tabs-panel--description panel entry-content active" id="tab-description" role="tabpanel"> <p>This line of buffers with millesimal accuracy (±0.002 pH), HI 60xx, has been prepared to meet the increasing need for assured accuracy in pH measurements. Each bottle of the series HI 60xx is provided with a certificate of analysis, prepared by comparison with NIST standards.</p> <p>The colors on the HI 60xx series packaging correspond to a given standard pH value. They make it easy and safe to identify the buffers to be used.</p> </div> | Buffer solution pH 10.010, 500 ml bottle, ± 0.002 pH, millesimal Quality with certificate of analysis | <div class="product-short-description"> <p>Buffer solution pH 10.010, 500 ml bottle, ± 0.002 pH, millesimal Quality with certificate of analysis</p> </div> | https://www.hannathailand.com/wp-content/uploads/2022/06/71gymzef8jl_aa1500_1.jpg | เครื่องวัดปริมาณแอมโมเนีย ในน้ำ รุ่น HI715 , เครื่องวัดปริมาณฟอสเฟต ช่วงสูง รุ่น HI717 , เครื่องวัดปริมาณนิกเกิล ช่วงสูง รุ่น HI726 , เครื่องวัดคลอรีน , น้ำยามาตรฐานสอบเทียบ , เครื่องวัดปริมาณโครเมี่ยม ช่วงสูง รุ่น HI723 , เครื่องวัดค่าเหล็ก รุ่น HI721 , ซัลไฟด์สารต้านอนุมูลอิสระบัฟเฟอร์ | <a class="woocommerce-LoopProduct-link woocommerce-loop-product__link" href="https://www.hannathailand.com/product/hi715-checker-hc-ammonia-mr/">เครื่องวัดปริมาณแอมโมเนีย ในน้ำ รุ่น HI715</a> , <a class="woocommerce-LoopProduct-link woocommerce-loop-product__link" href="https://www.hannathailand.com/product/hi717-checker-hc-phosphate-hr/">เครื่องวัดปริมาณฟอสเฟต ช่วงสูง รุ่น HI717</a> , <a class="woocommerce-LoopProduct-link woocommerce-loop-product__link" href="https://www.hannathailand.com/product/hi726-checker-hc-nickel-hr/">เครื่องวัดปริมาณนิกเกิล ช่วงสูง รุ่น HI726</a> , <a class="woocommerce-LoopProduct-link woocommerce-loop-product__link" href="https://www.hannathailand.com/product/free-chlorine/">เครื่องวัดคลอรีน</a> , <a class="woocommerce-LoopProduct-link woocommerce-loop-product__link" href="https://www.hannathailand.com/product/hi9828-25/">น้ำยามาตรฐานสอบเทียบ</a> , <a class="woocommerce-LoopProduct-link woocommerce-loop-product__link" href="https://www.hannathailand.com/product/hi723-checker-hc-chromium-vi-hr/">เครื่องวัดปริมาณโครเมี่ยม ช่วงสูง รุ่น HI723</a> , <a class="woocommerce-LoopProduct-link woocommerce-loop-product__link" href="https://www.hannathailand.com/product/hi721-checker-hc-iron/">เครื่องวัดค่าเหล็ก รุ่น HI721</a> , <a class="woocommerce-LoopProduct-link woocommerce-loop-product__link" href="https://www.hannathailand.com/product/hi4015-00/">ซัลไฟด์สารต้านอนุมูลอิสระบัฟเฟอร์</a> | https://www.hannathailand.com/wp-content/uploads/2022/06/miniphotometerfurammoniakmittel2416_11-600x600.jpg , https://www.hannathailand.com/wp-content/uploads/2022/06/miniphotometerfurphosphathoch827_11-600x600.jpg , https://www.hannathailand.com/wp-content/uploads/2022/06/miniphotometerfurnickelhoch841_11-600x600.jpg , https://www.hannathailand.com/wp-content/uploads/2021/07/1-500x500.jpg , https://www.hannathailand.com/wp-content/uploads/2021/07/8-500x500.jpg , https://www.hannathailand.com/wp-content/uploads/2022/06/miniphotometerfurchromvihoch839_11-600x600.jpg , https://www.hannathailand.com/wp-content/uploads/2022/06/miniphotometerfureisen832_11-600x600.jpg , https://www.hannathailand.com/wp-content/uploads/2021/07/7-500x500.jpg
295 | HI6010-01 – 10.010 pH@25°C – MQ – 1000ml | สารละลาย , สินค้าทั้งหมด , เครื่องวัดความเป็นกรด-ด่าง/โออาร์พี | https://www.hannathailand.com/product-category/ph-meter/ | https://www.hannathailand.com/product/hi6010-01-10-010-ph25c-mq-1000ml/ | HI6010-01 | 2,407.50 |  | <div aria-labelledby="tab-title-additional_information" class="woocommerce-Tabs-panel woocommerce-Tabs-panel--additional_information panel entry-content" id="tab-additional_information" role="tabpanel"> </div> | General information about our pH buffers / calibration: Available grades: Technical Quality The buffer solutions of HANNA instruments include solutions from pH 1.00 to pH 13.00 and allow calibration over the entire pH scale with an accuracy of ± 0.01 pH. The buffer solution series is particularly suitable for pH measurements that require high accuracy. All solutions with certificate of analysis. Millesimal Quality Accuracy of ± 0.002 pH for calibration of measuring instruments with 0.001 resolution. All solutions in opaque packaging with certificate of analysis. Standard Quality Accuracy of ± 0.01 pH in different packaging, with or without a certificate of analysis. Available packages: Bottle: 230ml – 500ml – 1L Can: 3.78 L (gal) Individual portions – and virtually always fresh & no contamination risk Shelf life up to 5 years | <div aria-labelledby="tab-title-description" class="woocommerce-Tabs-panel woocommerce-Tabs-panel--description panel entry-content active" id="tab-description" role="tabpanel"> <p><span data-mce-style="text-decoration: underline;" style="text-decoration: underline;"><em></em></span></p> <p><span class="hps">General</span> <span class="hps">information about our</span> <span class="hps">pH</span> <span class="hps">buffers</span> <span class="hps">/</span> <span class="hps">calibration</span><span>:</span></p> <p><span data-mce-style="text-decoration: underline;" style="text-decoration: underline;"><em></em></span></p> <p><span class="hps">Available</span> <span class="hps">grades:</span></p> <p><span data-mce-style="text-decoration: underline;" style="text-decoration: underline;"><em></em></span></p> <p><strong><span class="hps">Technical</span> <span class="hps">Quality</span> </strong></p> <p><span data-mce-style="text-decoration: underline;" style="text-decoration: underline;"><em></em></span></p> <p><span class="hps">The buffer solutions</span> <span class="hps">of</span> <span class="hps">HANNA instruments</span> <span class="hps">include solutions</span> <span class="hps">from</span> <span class="hps">pH 1.00</span> <span class="hps">to pH</span> <span class="hps">13.00</span> <span class="hps">and</span> <span class="hps">allow</span> <span class="hps">calibration</span> <span class="hps">over the entire</span> <span class="hps">pH scale</span> <span class="hps">with an accuracy of</span> <span class="hps">±</span> <span class="hps">0.01 pH</span><span>.</span> <span class="hps">The buffer solution</span> <span class="hps">series</span> <span class="hps">is particularly suitable for</span> <span class="hps">pH measurements</span> <span class="hps">that require</span> <span class="hps">high accuracy</span><span>.</span> <span class="hps">All solutions</span> <span class="hps">with certificate of analysis</span><span>.</span></p> <p><span data-mce-style="text-decoration: underline;" style="text-decoration: underline;"><em></em></span></p> <p><strong><span class="hps">Millesimal</span> <span class="hps">Quality</span> </strong></p> <p><span data-mce-style="text-decoration: underline;" style="text-decoration: underline;"><em></em></span></p> <p><span class="hps">Accuracy</span> <span class="hps">of ±</span> <span class="hps">0.002</span> <span class="hps">pH</span> <span class="hps">for</span> <span class="hps">calibration</span> <span class="hps">of measuring instruments</span> <span class="hps">with 0.001</span> <span class="hps">resolution</span><span>.</span> <span class="hps">All solutions</span> <span class="hps">in</span> <span class="hps">opaque</span> <span class="hps">packaging</span> <span class="hps">with certificate of analysis</span><span>.</span></p> <p><span data-mce-style="text-decoration: underline;" style="text-decoration: underline;"><em></em></span></p> <p><strong><span class="hps">Standard Quality</span> </strong></p> <p><span data-mce-style="text-decoration: underline;" style="text-decoration: underline;"><em></em></span></p> <p><span class="hps">Accuracy</span> <span class="hps">of ±</span> <span class="hps">0.01 pH</span> <span class="hps">in different packaging</span><span>,</span> <span class="hps">with or without a</span> <span class="hps">certificate of analysis.</span></p> <p><span data-mce-style="text-decoration: underline;" style="text-decoration: underline;"><em></em></span></p> <p><span class="hps">Available</span> <span class="hps">packages</span><span>:</span> <span class="hps">Bottle</span><span>:</span> <span class="hps">230ml</span> <span class="hps">– 500ml –</span> <span class="hps">1L</span> <span class="hps">Can:</span> <span class="hps">3.78</span> <span class="hps">L</span> <span class="hps atn">(</span><span>gal</span><span>)</span> <span class="hps">Individual portions</span> <span class="hps">–</span> <span class="hps">and</span> <span class="hps">virtually</span> <span class="hps">always</span> <span class="hps">fresh</span> <span class="hps">&amp;</span> <span class="hps">no</span> <span class="hps">contamination</span> <span class="hps">risk</span> <span class="hps">Shelf life</span> <span class="hps">up to 5 years</span></p> <p><span data-mce-style="text-decoration: underline;" style="text-decoration: underline;"><em></em></span></p> </div> | Buffer solution pH 10.010, ±0,002 pH, Millesimal Quality | <div class="product-short-description"> <p>Buffer solution pH 10.010, ±0,002 pH, Millesimal Quality </p> </div> | https://www.hannathailand.com/wp-content/uploads/2022/06/71drr7bv5l_aa1500_1.jpg | เครื่องวัดปริมาณฟอสเฟต ช่วงสูง รุ่น HI717 , ซัลไฟด์สารต้านอนุมูลอิสระบัฟเฟอร์ , เครื่องวัดปริมาณฟอสฟอรัส ช่วงสูง รุ่น HI706 , น้ำยามาตรฐานสอบเทียบ , เครื่องวัดคลอรีน , เครื่องวัดปริมาณไอโอดีน รุ่น HI718 , เครื่องควบคุมค่าความนำไฟฟ้า , เครื่องวัดปริมาณคลอรีนอิสระ รุ่น HI701 | <a class="woocommerce-LoopProduct-link woocommerce-loop-product__link" href="https://www.hannathailand.com/product/hi717-checker-hc-phosphate-hr/">เครื่องวัดปริมาณฟอสเฟต ช่วงสูง รุ่น HI717</a> , <a class="woocommerce-LoopProduct-link woocommerce-loop-product__link" href="https://www.hannathailand.com/product/hi4015-00/">ซัลไฟด์สารต้านอนุมูลอิสระบัฟเฟอร์</a> , <a class="woocommerce-LoopProduct-link woocommerce-loop-product__link" href="https://www.hannathailand.com/product/hi706-checker-hc-phosphorous-hr/">เครื่องวัดปริมาณฟอสฟอรัส ช่วงสูง รุ่น HI706</a> , <a class="woocommerce-LoopProduct-link woocommerce-loop-product__link" href="https://www.hannathailand.com/product/hi9828-25/">น้ำยามาตรฐานสอบเทียบ</a> , <a class="woocommerce-LoopProduct-link woocommerce-loop-product__link" href="https://www.hannathailand.com/product/free-chlorine/">เครื่องวัดคลอรีน</a> , <a class="woocommerce-LoopProduct-link woocommerce-loop-product__link" href="https://www.hannathailand.com/product/hi718-checker-hc-iodine/">เครื่องวัดปริมาณไอโอดีน รุ่น HI718</a> , <a class="woocommerce-LoopProduct-link woocommerce-loop-product__link" href="https://www.hannathailand.com/product/hi8931cn/">เครื่องควบคุมค่าความนำไฟฟ้า</a> , <a class="woocommerce-LoopProduct-link woocommerce-loop-product__link" href="https://www.hannathailand.com/product/hi701-checker-hc-free-chlorine/">เครื่องวัดปริมาณคลอรีนอิสระ รุ่น HI701</a> | https://www.hannathailand.com/wp-content/uploads/2022/06/miniphotometerfurphosphathoch827_11-600x600.jpg , https://www.hannathailand.com/wp-content/uploads/2021/07/7-500x500.jpg , https://www.hannathailand.com/wp-content/uploads/2022/06/hi706_400-600x600.jpg , https://www.hannathailand.com/wp-content/uploads/2021/07/8-500x500.jpg , https://www.hannathailand.com/wp-content/uploads/2021/07/1-500x500.jpg , https://www.hannathailand.com/wp-content/uploads/2022/06/miniphotometerfuriod829_11-600x600.jpg , https://www.hannathailand.com/wp-content/uploads/2021/07/2-500x500.jpg , https://www.hannathailand.com/wp-content/uploads/2021/11/hi701-500x500.jpg
296 | HI6011 – 11.000 pH@25°C – MQ – 500ml | สารละลาย , สินค้าทั้งหมด , เครื่องวัดความเป็นกรด-ด่าง/โออาร์พี | https://www.hannathailand.com/product-category/ph-meter/ | https://www.hannathailand.com/product/hi6011-11-000-ph25c-mq-500ml/ | HI6011 | 1,872.50 |  | <div aria-labelledby="tab-title-additional_information" class="woocommerce-Tabs-panel woocommerce-Tabs-panel--additional_information panel entry-content" id="tab-additional_information" role="tabpanel"> </div> | This line of buffers with millesimal accuracy (±0.002 pH), HI 60xx, has been prepared to meet the increasing need for assured accuracy in pH measurements. Each bottle of the series HI 60xx is provided with a certificate of analysis, prepared by comparison with NIST standards. The colors on the HI 60xx series packaging correspond to a given standard pH value. They make it easy and safe to identify the buffers to be used. | <div aria-labelledby="tab-title-description" class="woocommerce-Tabs-panel woocommerce-Tabs-panel--description panel entry-content active" id="tab-description" role="tabpanel"> <p>This line of buffers with millesimal accuracy (±0.002 pH), HI 60xx, has been prepared to meet the increasing need for assured accuracy in pH measurements. Each bottle of the series HI 60xx is provided with a certificate of analysis, prepared by comparison with NIST standards.</p> <p>The colors on the HI 60xx series packaging correspond to a given standard pH value. They make it easy and safe to identify the buffers to be used.</p> </div> | Buffer solution pH 11.000, 500 ml bottle, ± 0.002 pH, millesimal Quality with certificate of analysis | <div class="product-short-description"> <p>Buffer solution pH 11.000, 500 ml bottle, ± 0.002 pH, millesimal Quality with certificate of analysis</p> </div> | https://www.hannathailand.com/wp-content/uploads/2022/06/8137yiagbfl_aa1500_1.jpg | น้ำยามาตรฐานสำหรับค่าโซเดียม , เครื่องวัดปริมาณนิกเกิล ช่วงสูง รุ่น HI726 , เครื่องวัดปริมาณไนไตรท์ ช่วงสูง ในตัวอย่างน้ำ รุ่น HI708 , สารละลายมาตรฐานความขุ่น 20 NTU , เครื่องควบคุมค่าความนำไฟฟ้า , เครื่องวัดปริมาณแอมโมเนีย ช่วงสูง รุ่น HI733 , เครื่องวัดปริมาณฟลูออไรด์ ช่วงต่ำ รุ่น HI729 , เซ็นเซอร์วัดออกซิเจนในน้ำสำหรับ HI9829 มัลติพารามิเตอร์ | <a class="woocommerce-LoopProduct-link woocommerce-loop-product__link" href="https://www.hannathailand.com/product/hi7090l/">น้ำยามาตรฐานสำหรับค่าโซเดียม</a> , <a class="woocommerce-LoopProduct-link woocommerce-loop-product__link" href="https://www.hannathailand.com/product/hi726-checker-hc-nickel-hr/">เครื่องวัดปริมาณนิกเกิล ช่วงสูง รุ่น HI726</a> , <a class="woocommerce-LoopProduct-link woocommerce-loop-product__link" href="https://www.hannathailand.com/product/hi708-checker-hc-nitrite-hr/">เครื่องวัดปริมาณไนไตรท์ ช่วงสูง ในตัวอย่างน้ำ รุ่น HI708</a> , <a class="woocommerce-LoopProduct-link woocommerce-loop-product__link" href="https://www.hannathailand.com/product/hi93102-20/">สารละลายมาตรฐานความขุ่น 20 NTU</a> , <a class="woocommerce-LoopProduct-link woocommerce-loop-product__link" href="https://www.hannathailand.com/product/hi8931cn/">เครื่องควบคุมค่าความนำไฟฟ้า</a> , <a class="woocommerce-LoopProduct-link woocommerce-loop-product__link" href="https://www.hannathailand.com/product/hi733-checker-hc-ammonia-hr/">เครื่องวัดปริมาณแอมโมเนีย ช่วงสูง รุ่น HI733</a> , <a class="woocommerce-LoopProduct-link woocommerce-loop-product__link" href="https://www.hannathailand.com/product/hi729-checker-hc-fluoride-lr/">เครื่องวัดปริมาณฟลูออไรด์ ช่วงต่ำ รุ่น HI729</a> , <a class="woocommerce-LoopProduct-link woocommerce-loop-product__link" href="https://www.hannathailand.com/product/hi7609829-2/">เซ็นเซอร์วัดออกซิเจนในน้ำสำหรับ HI9829 มัลติพารามิเตอร์</a> | https://www.hannathailand.com/wp-content/uploads/2021/07/12-500x500.jpg , https://www.hannathailand.com/wp-content/uploads/2022/06/miniphotometerfurnickelhoch841_11-600x600.jpg , https://www.hannathailand.com/wp-content/uploads/2022/06/miniphotometerfurnitrithoch2420_11-600x600.jpg , https://www.hannathailand.com/wp-content/uploads/2021/07/9-500x500.jpg , https://www.hannathailand.com/wp-content/uploads/2021/07/2-500x500.jpg , https://www.hannathailand.com/wp-content/uploads/2022/06/miniphotometerfurammoniumhoch2418_11-600x600.jpg , https://www.hannathailand.com/wp-content/uploads/2022/06/miniphotometerfurfluoridniedrig844_11-600x600.jpg , https://www.hannathailand.com/wp-content/uploads/2021/07/5-500x500.jpg
297 | HI6012 – 12.000 pH@25°C – MQ – 500ml | สารละลาย , สินค้าทั้งหมด , เครื่องวัดความเป็นกรด-ด่าง/โออาร์พี | https://www.hannathailand.com/product-category/ph-meter/ | https://www.hannathailand.com/product/hi6012-12-000-ph25c-mq-500ml/ | HI6012 | 1,872.50 |  | <div aria-labelledby="tab-title-additional_information" class="woocommerce-Tabs-panel woocommerce-Tabs-panel--additional_information panel entry-content" id="tab-additional_information" role="tabpanel"> </div> | This line of buffers with millesimal accuracy (±0.002 pH), HI 60xx, has been prepared to meet the increasing need for assured accuracy in pH measurements. Each bottle of the series HI 60xx is provided with a certificate of analysis, prepared by comparison with NIST standards. The colors on the HI 60xx series packaging correspond to a given standard pH value. They make it easy and safe to identify the buffers to be used. | <div aria-labelledby="tab-title-description" class="woocommerce-Tabs-panel woocommerce-Tabs-panel--description panel entry-content active" id="tab-description" role="tabpanel"> <p>This line of buffers with millesimal accuracy (±0.002 pH), HI 60xx, has been prepared to meet the increasing need for assured accuracy in pH measurements. Each bottle of the series HI 60xx is provided with a certificate of analysis, prepared by comparison with NIST standards.</p> <p>The colors on the HI 60xx series packaging correspond to a given standard pH value. They make it easy and safe to identify the buffers to be used.</p> </div> | Buffer solution pH 12,000, 500 ml bottle, ± 0.002 pH, millesimal Quality with certificate of analysis | <div class="product-short-description"> <p>Buffer solution pH 12,000, 500 ml bottle, ± 0.002 pH, millesimal Quality with certificate of analysis</p> </div> | https://www.hannathailand.com/wp-content/uploads/2022/06/71stlz7qfl_aa1500_1.jpg | เครื่องวัดปริมาณฟอสฟอรัส ช่วงสูง รุ่น HI706 , เครื่องวัดปริมาณโบรมีน ในตัวอย่างน้ำ รุ่น HI716 , เครื่องวัดปริมาณคลอรีนรวม รุ่น HI711 , เครื่องวัดค่าเหล็ก รุ่น HI721 , น้ำยามาตรฐานสอบเทียบ ค่ามาตรฐานความเค็ม , เครื่องวัดปริมาณไนไตรท์ ช่วงต่ำ รุ่น HI707 , เครื่องวัดปริมาณฟอสเฟต ช่วงสูง รุ่น HI717 , น้ำยามาตรฐานสอบเทียบ | <a class="woocommerce-LoopProduct-link woocommerce-loop-product__link" href="https://www.hannathailand.com/product/hi706-checker-hc-phosphorous-hr/">เครื่องวัดปริมาณฟอสฟอรัส ช่วงสูง รุ่น HI706</a> , <a class="woocommerce-LoopProduct-link woocommerce-loop-product__link" href="https://www.hannathailand.com/product/hi716-checker-hc-bromine/">เครื่องวัดปริมาณโบรมีน ในตัวอย่างน้ำ รุ่น HI716</a> , <a class="woocommerce-LoopProduct-link woocommerce-loop-product__link" href="https://www.hannathailand.com/product/hi711-checker-hc-total-chlorine/">เครื่องวัดปริมาณคลอรีนรวม รุ่น HI711</a> , <a class="woocommerce-LoopProduct-link woocommerce-loop-product__link" href="https://www.hannathailand.com/product/hi721-checker-hc-iron/">เครื่องวัดค่าเหล็ก รุ่น HI721</a> , <a class="woocommerce-LoopProduct-link woocommerce-loop-product__link" href="https://www.hannathailand.com/product/hi7083l/">น้ำยามาตรฐานสอบเทียบ ค่ามาตรฐานความเค็ม</a> , <a class="woocommerce-LoopProduct-link woocommerce-loop-product__link" href="https://www.hannathailand.com/product/hi707-checker-hc-nitrite-lr/">เครื่องวัดปริมาณไนไตรท์ ช่วงต่ำ รุ่น HI707</a> , <a class="woocommerce-LoopProduct-link woocommerce-loop-product__link" href="https://www.hannathailand.com/product/hi717-checker-hc-phosphate-hr/">เครื่องวัดปริมาณฟอสเฟต ช่วงสูง รุ่น HI717</a> , <a class="woocommerce-LoopProduct-link woocommerce-loop-product__link" href="https://www.hannathailand.com/product/hi9828-25/">น้ำยามาตรฐานสอบเทียบ</a> | https://www.hannathailand.com/wp-content/uploads/2022/06/hi706_400-600x600.jpg , https://www.hannathailand.com/wp-content/uploads/2022/06/miniphotometerfurfreiesgesamtchlor704_11-600x600.jpg , https://www.hannathailand.com/wp-content/uploads/2022/06/hi711_lg-600x600.jpg , https://www.hannathailand.com/wp-content/uploads/2022/06/miniphotometerfureisen832_11-600x600.jpg , https://www.hannathailand.com/wp-content/uploads/2021/07/10-500x500.jpg , https://www.hannathailand.com/wp-content/uploads/2022/06/hi707400-600x600.jpg , https://www.hannathailand.com/wp-content/uploads/2022/06/miniphotometerfurphosphathoch827_11-600x600.jpg , https://www.hannathailand.com/wp-content/uploads/2021/07/8-500x500.jpg
298 | HI6013 – 13.000 pH@25°C – MQ – 500ml | สารละลาย , สินค้าทั้งหมด , เครื่องวัดความเป็นกรด-ด่าง/โออาร์พี | https://www.hannathailand.com/product-category/ph-meter/ | https://www.hannathailand.com/product/hi6013-13-000-ph25c-mq-500ml/ | HI6013 | 1,872.50 |  | <div aria-labelledby="tab-title-additional_information" class="woocommerce-Tabs-panel woocommerce-Tabs-panel--additional_information panel entry-content" id="tab-additional_information" role="tabpanel"> </div> | This line of buffers with millesimal accuracy (±0.002 pH), HI 60xx, has been prepared to meet the increasing need for assured accuracy in pH measurements. Each bottle of the series HI 60xx is provided with a certificate of analysis, prepared by comparison with NIST standards. The colors on the HI 60xx series packaging correspond to a given standard pH value. They make it easy and safe to identify the buffers to be used. | <div aria-labelledby="tab-title-description" class="woocommerce-Tabs-panel woocommerce-Tabs-panel--description panel entry-content active" id="tab-description" role="tabpanel"> <p>This line of buffers with millesimal accuracy (±0.002 pH), HI 60xx, has been prepared to meet the increasing need for assured accuracy in pH measurements. Each bottle of the series HI 60xx is provided with a certificate of analysis, prepared by comparison with NIST standards.</p> <p>The colors on the HI 60xx series packaging correspond to a given standard pH value. They make it easy and safe to identify the buffers to be used.</p> </div> | Buffer solution pH 13,000, 500 ml bottle, ± 0.002 pH, millesimal Quality with certificate of analysis | <div class="product-short-description"> <p>Buffer solution pH 13,000, 500 ml bottle, ± 0.002 pH, millesimal Quality with certificate of analysis</p> </div> | https://www.hannathailand.com/wp-content/uploads/2022/06/71admtaqll_aa1500_1.jpg | เครื่องวัดปริมาณนิกเกิล ช่วงสูง รุ่น HI726 , เครื่องวัดปริมาณคลอรีนรวม รุ่น HI711 , เครื่องวัดคลอรีน , เครื่องวัดปริมาณโบรมีน ในตัวอย่างน้ำ รุ่น HI716 , น้ำยามาตรฐานสอบเทียบ ค่ามาตรฐานความเค็ม , เครื่องวัดปริมาณไนไตรท์ ช่วงต่ำ รุ่น HI707 , เครื่องวัดปริมาณฟอสฟอรัส ช่วงต่ำมาก รุ่น HI736 , เครื่องวัดปริมาณซิลิกา ช่วงต่ำ ในตัวอย่างน้ำ รุ่น HI705 | <a class="woocommerce-LoopProduct-link woocommerce-loop-product__link" href="https://www.hannathailand.com/product/hi726-checker-hc-nickel-hr/">เครื่องวัดปริมาณนิกเกิล ช่วงสูง รุ่น HI726</a> , <a class="woocommerce-LoopProduct-link woocommerce-loop-product__link" href="https://www.hannathailand.com/product/hi711-checker-hc-total-chlorine/">เครื่องวัดปริมาณคลอรีนรวม รุ่น HI711</a> , <a class="woocommerce-LoopProduct-link woocommerce-loop-product__link" href="https://www.hannathailand.com/product/free-chlorine/">เครื่องวัดคลอรีน</a> , <a class="woocommerce-LoopProduct-link woocommerce-loop-product__link" href="https://www.hannathailand.com/product/hi716-checker-hc-bromine/">เครื่องวัดปริมาณโบรมีน ในตัวอย่างน้ำ รุ่น HI716</a> , <a class="woocommerce-LoopProduct-link woocommerce-loop-product__link" href="https://www.hannathailand.com/product/hi7080l/">น้ำยามาตรฐานสอบเทียบ ค่ามาตรฐานความเค็ม</a> , <a class="woocommerce-LoopProduct-link woocommerce-loop-product__link" href="https://www.hannathailand.com/product/hi707-checker-hc-nitrite-lr/">เครื่องวัดปริมาณไนไตรท์ ช่วงต่ำ รุ่น HI707</a> , <a class="woocommerce-LoopProduct-link woocommerce-loop-product__link" href="https://www.hannathailand.com/product/phosphorous-marine/">เครื่องวัดปริมาณฟอสฟอรัส ช่วงต่ำมาก รุ่น HI736</a> , <a class="woocommerce-LoopProduct-link woocommerce-loop-product__link" href="https://www.hannathailand.com/product/hi705-checker-hc-silica-lr/">เครื่องวัดปริมาณซิลิกา ช่วงต่ำ ในตัวอย่างน้ำ รุ่น HI705</a> | https://www.hannathailand.com/wp-content/uploads/2022/06/miniphotometerfurnickelhoch841_11-600x600.jpg , https://www.hannathailand.com/wp-content/uploads/2022/06/hi711_lg-600x600.jpg , https://www.hannathailand.com/wp-content/uploads/2021/07/1-500x500.jpg , https://www.hannathailand.com/wp-content/uploads/2022/06/miniphotometerfurfreiesgesamtchlor704_11-600x600.jpg , https://www.hannathailand.com/wp-content/uploads/2021/07/11-500x500.jpg , https://www.hannathailand.com/wp-content/uploads/2022/06/hi707400-600x600.jpg , https://www.hannathailand.com/wp-content/uploads/2021/12/HI736-600x600.jpg , https://www.hannathailand.com/wp-content/uploads/2022/06/hi705400-600x600.jpg
299 | HI6016 – 1.679 pH@25°C – MQ – 500ml | สารละลาย , สินค้าทั้งหมด , เครื่องวัดความเป็นกรด-ด่าง/โออาร์พี | https://www.hannathailand.com/product-category/ph-meter/ | https://www.hannathailand.com/product/hi6016-1-679-ph25c-mq-500ml/ | HI6016 | 1,872.50 |  | <div aria-labelledby="tab-title-additional_information" class="woocommerce-Tabs-panel woocommerce-Tabs-panel--additional_information panel entry-content" id="tab-additional_information" role="tabpanel"> </div> | This line of buffers with millesimal accuracy (±0.002 pH), HI 60xx, has been prepared to meet the increasing need for assured accuracy in pH measurements. Each bottle of the series HI 60xx is provided with a certificate of analysis, prepared by comparison with NIST standards. The colors on the HI 60xx series packaging correspond to a given standard pH value. They make it easy and safe to identify the buffers to be used. | <div aria-labelledby="tab-title-description" class="woocommerce-Tabs-panel woocommerce-Tabs-panel--description panel entry-content active" id="tab-description" role="tabpanel"> <p>This line of buffers with millesimal accuracy (±0.002 pH), HI 60xx, has been prepared to meet the increasing need for assured accuracy in pH measurements. Each bottle of the series HI 60xx is provided with a certificate of analysis, prepared by comparison with NIST standards.</p> <p>The colors on the HI 60xx series packaging correspond to a given standard pH value. They make it easy and safe to identify the buffers to be used.</p> </div> | Buffer solution pH 1.679, 500 ml bottle, ± 0.002 pH, millesimal Quality with certificate of analysis | <div class="product-short-description"> <p>Buffer solution pH 1.679, 500 ml bottle, ± 0.002 pH, millesimal Quality with certificate of analysis</p> </div> | https://www.hannathailand.com/wp-content/uploads/2022/06/51va7gjms8l_aa1000_1.jpg | เครื่องวัดปริมาณฟอสฟอรัส ช่วงสูง รุ่น HI706 , เครื่องวัดปริมาณแอมโมเนีย ช่วงต่ำ รุ่น HI700 , เครื่องควบคุมค่าความนำไฟฟ้า , สารละลายมาตรฐานความขุ่น 20 NTU , น้ำยามาตรฐานสอบเทียบ ค่ามาตรฐานความเค็ม , เครื่องวัดปริมาณฟอสเฟต ช่วงต่ำ รุ่น HI713 , น้ำยามาตรฐานสำหรับค่าโซเดียม , เครื่องวัดปริมาณฟอสฟอรัส ช่วงต่ำมาก รุ่น HI736 | <a class="woocommerce-LoopProduct-link woocommerce-loop-product__link" href="https://www.hannathailand.com/product/hi706-checker-hc-phosphorous-hr/">เครื่องวัดปริมาณฟอสฟอรัส ช่วงสูง รุ่น HI706</a> , <a class="woocommerce-LoopProduct-link woocommerce-loop-product__link" href="https://www.hannathailand.com/product/hi700-checker-hc-ammonia-lr/">เครื่องวัดปริมาณแอมโมเนีย ช่วงต่ำ รุ่น HI700</a> , <a class="woocommerce-LoopProduct-link woocommerce-loop-product__link" href="https://www.hannathailand.com/product/hi8931cn/">เครื่องควบคุมค่าความนำไฟฟ้า</a> , <a class="woocommerce-LoopProduct-link woocommerce-loop-product__link" href="https://www.hannathailand.com/product/hi93102-20/">สารละลายมาตรฐานความขุ่น 20 NTU</a> , <a class="woocommerce-LoopProduct-link woocommerce-loop-product__link" href="https://www.hannathailand.com/product/hi7080l/">น้ำยามาตรฐานสอบเทียบ ค่ามาตรฐานความเค็ม</a> , <a class="woocommerce-LoopProduct-link woocommerce-loop-product__link" href="https://www.hannathailand.com/product/hi713-checker-hc-phosphate-lr/">เครื่องวัดปริมาณฟอสเฟต ช่วงต่ำ รุ่น HI713</a> , <a class="woocommerce-LoopProduct-link woocommerce-loop-product__link" href="https://www.hannathailand.com/product/hi7090l/">น้ำยามาตรฐานสำหรับค่าโซเดียม</a> , <a class="woocommerce-LoopProduct-link woocommerce-loop-product__link" href="https://www.hannathailand.com/product/phosphorous-marine/">เครื่องวัดปริมาณฟอสฟอรัส ช่วงต่ำมาก รุ่น HI736</a> | https://www.hannathailand.com/wp-content/uploads/2022/06/hi706_400-600x600.jpg , https://www.hannathailand.com/wp-content/uploads/2022/06/hi700_400pxl-600x600.jpg , https://www.hannathailand.com/wp-content/uploads/2021/07/2-500x500.jpg , https://www.hannathailand.com/wp-content/uploads/2021/07/9-500x500.jpg , https://www.hannathailand.com/wp-content/uploads/2021/07/11-500x500.jpg , https://www.hannathailand.com/wp-content/uploads/2022/06/hi713_lg51caffcdce23e-600x600.jpg , https://www.hannathailand.com/wp-content/uploads/2021/07/12-500x500.jpg , https://www.hannathailand.com/wp-content/uploads/2021/12/HI736-600x600.jpg
300 | HI6074 – 7.400 pH@25°C – MQ – 500ml | สารละลาย , สินค้าทั้งหมด , เครื่องวัดความเป็นกรด-ด่าง/โออาร์พี | https://www.hannathailand.com/product-category/ph-meter/ | https://www.hannathailand.com/product/hi6074-7-400-ph25c-mq-500ml/ | HI6074 | 1,872.50 |  | <div aria-labelledby="tab-title-additional_information" class="woocommerce-Tabs-panel woocommerce-Tabs-panel--additional_information panel entry-content" id="tab-additional_information" role="tabpanel"> </div> | Generelle Informationen zu unseren pH Pufferlösungen/Kalibrierlösungen: Verfügbare Qualitäten: Technical Quality Die Pufferlösungen von HANNA instruments umfassen Lösungen von pH 1,00 bis pH 13,00 und ermöglichen Kalibrierungen über die gesamte pH-Skala mit einer Genauigkeit von ±0,01 pH. Die Pufferlösungsserie eignet sich besonders bei pH-Messungen, die eine hohe Messgenauigkeit erfordern. Alle Lösungen mit Analysezertifikat. Millesimal Quality Genauigkeit von ±0,002 pH für Kalibrierung von Messgeräten mit 0,001 Auflösung. Alle Lösungen in opaker Verpackung, mit Analysezertifikat. Standard QualityGenauigkeit von ±0,01 pH in verschiedenen Verpackungen, mit oder ohne Analysezertifikat. Verfügbare Packungen: Flaschen: 230ml – 500ml – 1L Kanister: 3.78 L (Gallone)Einzelportionen – praktisch & immer frisch & keine Kontaminations-Gefahr Haltbarkeit bis zu 5 Jahre | <div aria-labelledby="tab-title-description" class="woocommerce-Tabs-panel woocommerce-Tabs-panel--description panel entry-content active" id="tab-description" role="tabpanel"> <p><span style="text-decoration: underline;"><em>Generelle Informationen zu unseren pH Pufferlösungen/Kalibrierlösungen:</em></span></p> <p><strong>Verfügbare Qualitäten:</strong></p> <p style="padding-left: 30px;"><strong>Technical Quality <br/></strong>Die Pufferlösungen von <strong>HANNA instruments</strong> umfassen Lösungen von pH 1,00 bis pH 13,00 und ermöglichen Kalibrierungen über die gesamte pH-Skala mit einer Genauigkeit von ±0,01 pH. Die Pufferlösungsserie eignet sich besonders bei pH-Messungen, die eine hohe Messgenauigkeit erfordern. Alle Lösungen mit Analysezertifikat.</p> <p style="padding-left: 30px;"><strong>Millesimal Quality <br/></strong>Genauigkeit von ±0,002 pH für Kalibrierung von Messgeräten mit 0,001 Auflösung. Alle Lösungen in opaker Verpackung, mit Analysezertifikat.</p> <p style="padding-left: 30px;"><strong>Standard Quality<br/></strong>Genauigkeit von ±0,01 pH in verschiedenen Verpackungen, mit oder ohne Analysezertifikat.</p> <p><strong>Verfügbare Packungen:</strong></p> <p>Flaschen: 230ml – 500ml – 1L <br/>Kanister: 3.78 L (Gallone)<br/>Einzelportionen – praktisch &amp; immer frisch &amp; keine Kontaminations-Gefahr</p> <p><strong>Haltbarkeit bis zu 5 Jahre</strong></p> <p> </p> </div> | Pufferlösung pH 7.400, 500 ml Flasche, ±0,002 pH, Millesimal Quality mit Analysezertifikat | <div class="product-short-description"> <p>Pufferlösung pH 7.400, 500 ml Flasche, ±0,002 pH, Millesimal Quality mit Analysezertifikat</p> </div> | https://www.hannathailand.com/wp-content/uploads/2022/06/713wsk6url_aa1500_1.jpg | น้ำยามาตรฐานสอบเทียบ ค่ามาตรฐานความเค็ม , เครื่องวัดปริมาณแอมโมเนีย ในน้ำ รุ่น HI715 , เครื่องวัดปริมาณไอโอดีน รุ่น HI718 , เครื่องวัดปริมาณโบรมีน ในตัวอย่างน้ำ รุ่น HI716 , เครื่องวัดค่าเหล็ก รุ่น HI721 , เครื่องวัดปริมาณฟอสเฟต ช่วงสูง รุ่น HI717 , เซ็นเซอร์วัดออกซิเจนในน้ำสำหรับ HI9829 มัลติพารามิเตอร์ , เครื่องวัดปริมาณฟลูออไรด์ ช่วงต่ำ รุ่น HI729 | <a class="woocommerce-LoopProduct-link woocommerce-loop-product__link" href="https://www.hannathailand.com/product/hi7083l/">น้ำยามาตรฐานสอบเทียบ ค่ามาตรฐานความเค็ม</a> , <a class="woocommerce-LoopProduct-link woocommerce-loop-product__link" href="https://www.hannathailand.com/product/hi715-checker-hc-ammonia-mr/">เครื่องวัดปริมาณแอมโมเนีย ในน้ำ รุ่น HI715</a> , <a class="woocommerce-LoopProduct-link woocommerce-loop-product__link" href="https://www.hannathailand.com/product/hi718-checker-hc-iodine/">เครื่องวัดปริมาณไอโอดีน รุ่น HI718</a> , <a class="woocommerce-LoopProduct-link woocommerce-loop-product__link" href="https://www.hannathailand.com/product/hi716-checker-hc-bromine/">เครื่องวัดปริมาณโบรมีน ในตัวอย่างน้ำ รุ่น HI716</a> , <a class="woocommerce-LoopProduct-link woocommerce-loop-product__link" href="https://www.hannathailand.com/product/hi721-checker-hc-iron/">เครื่องวัดค่าเหล็ก รุ่น HI721</a> , <a class="woocommerce-LoopProduct-link woocommerce-loop-product__link" href="https://www.hannathailand.com/product/hi717-checker-hc-phosphate-hr/">เครื่องวัดปริมาณฟอสเฟต ช่วงสูง รุ่น HI717</a> , <a class="woocommerce-LoopProduct-link woocommerce-loop-product__link" href="https://www.hannathailand.com/product/hi7609829-2/">เซ็นเซอร์วัดออกซิเจนในน้ำสำหรับ HI9829 มัลติพารามิเตอร์</a> , <a class="woocommerce-LoopProduct-link woocommerce-loop-product__link" href="https://www.hannathailand.com/product/hi729-checker-hc-fluoride-lr/">เครื่องวัดปริมาณฟลูออไรด์ ช่วงต่ำ รุ่น HI729</a> | https://www.hannathailand.com/wp-content/uploads/2021/07/10-500x500.jpg , https://www.hannathailand.com/wp-content/uploads/2022/06/miniphotometerfurammoniakmittel2416_11-600x600.jpg , https://www.hannathailand.com/wp-content/uploads/2022/06/miniphotometerfuriod829_11-600x600.jpg , https://www.hannathailand.com/wp-content/uploads/2022/06/miniphotometerfurfreiesgesamtchlor704_11-600x600.jpg , https://www.hannathailand.com/wp-content/uploads/2022/06/miniphotometerfureisen832_11-600x600.jpg , https://www.hannathailand.com/wp-content/uploads/2022/06/miniphotometerfurphosphathoch827_11-600x600.jpg , https://www.hannathailand.com/wp-content/uploads/2021/07/5-500x500.jpg , https://www.hannathailand.com/wp-content/uploads/2022/06/miniphotometerfurfluoridniedrig844_11-600x600.jpg
301 | HI6091 – 9.177 pH@25°C – MQ – 500ml | สารละลาย , สินค้าทั้งหมด , เครื่องวัดความเป็นกรด-ด่าง/โออาร์พี | https://www.hannathailand.com/product-category/ph-meter/ | https://www.hannathailand.com/product/hi6091-9-177-ph25c-mq-500ml/ | HI6091 | 1,872.50 |  | <div aria-labelledby="tab-title-additional_information" class="woocommerce-Tabs-panel woocommerce-Tabs-panel--additional_information panel entry-content" id="tab-additional_information" role="tabpanel"> </div> | Generelle Informationen zu unseren pH Pufferlösungen/Kalibrierlösungen: Verfügbare Qualitäten: Technical Quality Die Pufferlösungen von HANNA instruments umfassen Lösungen von pH 1,00 bis pH 13,00 und ermöglichen Kalibrierungen über die gesamte pH-Skala mit einer Genauigkeit von ±0,01 pH. Die Pufferlösungsserie eignet sich besonders bei pH-Messungen, die eine hohe Messgenauigkeit erfordern. Alle Lösungen mit Analysezertifikat. Millesimal Quality Genauigkeit von ±0,002 pH für Kalibrierung von Messgeräten mit 0,001 Auflösung. Alle Lösungen in opaker Verpackung, mit Analysezertifikat. Standard QualityGenauigkeit von ±0,01 pH in verschiedenen Verpackungen, mit oder ohne Analysezertifikat. Verfügbare Packungen: Flaschen: 230ml – 500ml – 1L Kanister: 3.78 L (Gallone)Einzelportionen – praktisch & immer frisch & keine Kontaminations-Gefahr Haltbarkeit bis zu 5 Jahre | <div aria-labelledby="tab-title-description" class="woocommerce-Tabs-panel woocommerce-Tabs-panel--description panel entry-content active" id="tab-description" role="tabpanel"> <p><span style="text-decoration: underline;"><em>Generelle Informationen zu unseren pH Pufferlösungen/Kalibrierlösungen:</em></span></p> <p><strong>Verfügbare Qualitäten:</strong></p> <p style="padding-left: 30px;"><strong>Technical Quality <br/></strong>Die Pufferlösungen von <strong>HANNA instruments</strong> umfassen Lösungen von pH 1,00 bis pH 13,00 und ermöglichen Kalibrierungen über die gesamte pH-Skala mit einer Genauigkeit von ±0,01 pH. Die Pufferlösungsserie eignet sich besonders bei pH-Messungen, die eine hohe Messgenauigkeit erfordern. Alle Lösungen mit Analysezertifikat.</p> <p style="padding-left: 30px;"><strong>Millesimal Quality <br/></strong>Genauigkeit von ±0,002 pH für Kalibrierung von Messgeräten mit 0,001 Auflösung. Alle Lösungen in opaker Verpackung, mit Analysezertifikat.</p> <p style="padding-left: 30px;"><strong>Standard Quality<br/></strong>Genauigkeit von ±0,01 pH in verschiedenen Verpackungen, mit oder ohne Analysezertifikat.</p> <p><strong>Verfügbare Packungen:</strong></p> <p>Flaschen: 230ml – 500ml – 1L <br/>Kanister: 3.78 L (Gallone)<br/>Einzelportionen – praktisch &amp; immer frisch &amp; keine Kontaminations-Gefahr</p> <p><strong>Haltbarkeit bis zu 5 Jahre</strong></p> <p> </p> </div> | Pufferlösung pH 9.177, 500 ml Flasche, ±0,002 pH, Millesimal Quality mit Analysezertifikat | <div class="product-short-description"> <p>Pufferlösung pH 9.177, 500 ml Flasche, ±0,002 pH, Millesimal Quality mit Analysezertifikat</p> </div> | https://www.hannathailand.com/wp-content/uploads/2022/06/81cb5iytbol_aa1500_1.jpg | เครื่องวัดปริมาณฟอสเฟต ช่วงต่ำ รุ่น HI713 , ซัลไฟด์สารต้านอนุมูลอิสระบัฟเฟอร์ , เซ็นเซอร์วัดออกซิเจนในน้ำสำหรับ HI9829 มัลติพารามิเตอร์ , น้ำยามาตรฐานสอบเทียบ ค่ามาตรฐานความเค็ม , เครื่องวัดปริมาณฟอสฟอรัส ช่วงสูง รุ่น HI706 , เครื่องวัดปริมาณแอมโมเนีย ช่วงต่ำ รุ่น HI700 , เครื่องวัดปริมาณฟอสเฟต ช่วงสูง รุ่น HI717 , เครื่องวัดปริมาณนิกเกิล ช่วงสูง รุ่น HI726 | <a class="woocommerce-LoopProduct-link woocommerce-loop-product__link" href="https://www.hannathailand.com/product/hi713-checker-hc-phosphate-lr/">เครื่องวัดปริมาณฟอสเฟต ช่วงต่ำ รุ่น HI713</a> , <a class="woocommerce-LoopProduct-link woocommerce-loop-product__link" href="https://www.hannathailand.com/product/hi4015-00/">ซัลไฟด์สารต้านอนุมูลอิสระบัฟเฟอร์</a> , <a class="woocommerce-LoopProduct-link woocommerce-loop-product__link" href="https://www.hannathailand.com/product/hi7609829-2/">เซ็นเซอร์วัดออกซิเจนในน้ำสำหรับ HI9829 มัลติพารามิเตอร์</a> , <a class="woocommerce-LoopProduct-link woocommerce-loop-product__link" href="https://www.hannathailand.com/product/hi7083l/">น้ำยามาตรฐานสอบเทียบ ค่ามาตรฐานความเค็ม</a> , <a class="woocommerce-LoopProduct-link woocommerce-loop-product__link" href="https://www.hannathailand.com/product/hi706-checker-hc-phosphorous-hr/">เครื่องวัดปริมาณฟอสฟอรัส ช่วงสูง รุ่น HI706</a> , <a class="woocommerce-LoopProduct-link woocommerce-loop-product__link" href="https://www.hannathailand.com/product/hi700-checker-hc-ammonia-lr/">เครื่องวัดปริมาณแอมโมเนีย ช่วงต่ำ รุ่น HI700</a> , <a class="woocommerce-LoopProduct-link woocommerce-loop-product__link" href="https://www.hannathailand.com/product/hi717-checker-hc-phosphate-hr/">เครื่องวัดปริมาณฟอสเฟต ช่วงสูง รุ่น HI717</a> , <a class="woocommerce-LoopProduct-link woocommerce-loop-product__link" href="https://www.hannathailand.com/product/hi726-checker-hc-nickel-hr/">เครื่องวัดปริมาณนิกเกิล ช่วงสูง รุ่น HI726</a> | https://www.hannathailand.com/wp-content/uploads/2022/06/hi713_lg51caffcdce23e-600x600.jpg , https://www.hannathailand.com/wp-content/uploads/2021/07/7-500x500.jpg , https://www.hannathailand.com/wp-content/uploads/2021/07/5-500x500.jpg , https://www.hannathailand.com/wp-content/uploads/2021/07/10-500x500.jpg , https://www.hannathailand.com/wp-content/uploads/2022/06/hi706_400-600x600.jpg , https://www.hannathailand.com/wp-content/uploads/2022/06/hi700_400pxl-600x600.jpg , https://www.hannathailand.com/wp-content/uploads/2022/06/miniphotometerfurphosphathoch827_11-600x600.jpg , https://www.hannathailand.com/wp-content/uploads/2022/06/miniphotometerfurnickelhoch841_11-600x600.jpg
302 | HI6100205 – AmpHel Flat Tip (Acid with Fluoride ions) Process pH Electrode | วัดความเป็นกรด-ด่าง/โออาร์พี , สินค้าทั้งหมด , หัววัด , เครื่องควบคุมแบบต่อเนื่อง | https://www.hannathailand.com/product-category/pneumatics-control/ | https://www.hannathailand.com/product/hi6100205-amphel-flat-tip-acid-with-fluoride-ions-process-ph-electrode/ | HI6100205 | 13,910.00 |  | <div aria-labelledby="tab-title-additional_information" class="woocommerce-Tabs-panel woocommerce-Tabs-panel--additional_information panel entry-content" id="tab-additional_information" role="tabpanel"> </div> | AmpHel® amplified Matching pin Flat tip PVDF body AmpHel® pH Electrode for acid samples with fluoride ions (F-max 2 G/L, temperature max 60°C, pH > 2), with BNC connection and 5 m cable. Specification : Range 0-10 pH Body PVDF Junction double, PTFE Electrolyte polymer Glass Type HF Temperature -5 to 60°C Max Pressure 6 bar (87 psi) Connection BNC Cable 5 m | <div aria-labelledby="tab-title-description" class="woocommerce-Tabs-panel woocommerce-Tabs-panel--description panel entry-content active" id="tab-description" role="tabpanel"> <p>AmpHel® amplified</p> <ul> <li>Matching pin</li> <li>Flat tip</li> <li>PVDF body</li> </ul> <p> </p> <p>AmpHel<sup><span style="font-size: small;">®</span></sup> pH Electrode for acid samples with fluoride ions (F-max 2 G/L, temperature max 60°C, pH &gt; 2), with BNC connection and 5 m cable.</p> <p><strong>Specification :</strong></p> <table class="spec_table"> <tbody> <tr> <td><strong>Range</strong></td> <td> </td> <td><small><span style="font-size: small;">0-10 pH</span></small></td> </tr> <tr> <td><strong>Body</strong></td> <td> </td> <td><small><span style="font-size: small;">PVDF</span></small></td> </tr> <tr> <td><strong>Junction</strong></td> <td> </td> <td><small><span style="font-size: small;">double, PTFE</span></small></td> </tr> <tr> <td><strong>Electrolyte</strong></td> <td> </td> <td><small><span style="font-size: small;">polymer</span></small></td> </tr> <tr> <td><strong>Glass Type</strong></td> <td> </td> <td><small><span style="font-size: small;">HF</span></small></td> </tr> <tr> <td><strong>Temperature</strong></td> <td> </td> <td><small><span style="font-size: small;">-5 to 60°C</span></small></td> </tr> <tr> <td><strong>Max Pressure</strong></td> <td> </td> <td><small><span style="font-size: small;">6 bar (87 psi)</span></small></td> </tr> <tr> <td><strong>Connection</strong></td> <td> </td> <td><small><span style="font-size: small;">BNC</span></small></td> </tr> <tr> <td><strong>Cable</strong></td> <td> </td> <td><small><span style="font-size: small;">5 m</span></small></td> </tr> </tbody> </table> <p> </p> </div> | For acid samples with Fluoride ions, temperature max 60 deg cel | <div class="product-short-description"> <p>For acid samples with Fluoride ions, temperature max 60 deg cel</p> </div> | https://www.hannathailand.com/wp-content/uploads/2022/06/hi6100205.jpg | เครื่องวัดปริมาณแอมโมเนีย ในน้ำ รุ่น HI715 , น้ำยามาตรฐานสอบเทียบ , เครื่องวัดปริมาณนิกเกิล ช่วงสูง รุ่น HI726 , เครื่องวัดปริมาณโครเมี่ยม ช่วงสูง รุ่น HI723 , เซ็นเซอร์วัดออกซิเจนในน้ำสำหรับ HI9829 มัลติพารามิเตอร์ , เครื่องวัดสีในน้ำตัวอย่าง HI727 , เครื่องวัดปริมาณโบรมีน ในตัวอย่างน้ำ รุ่น HI716 , น้ำยามาตรฐานสำหรับค่าโซเดียม | <a class="woocommerce-LoopProduct-link woocommerce-loop-product__link" href="https://www.hannathailand.com/product/hi715-checker-hc-ammonia-mr/">เครื่องวัดปริมาณแอมโมเนีย ในน้ำ รุ่น HI715</a> , <a class="woocommerce-LoopProduct-link woocommerce-loop-product__link" href="https://www.hannathailand.com/product/hi9828-25/">น้ำยามาตรฐานสอบเทียบ</a> , <a class="woocommerce-LoopProduct-link woocommerce-loop-product__link" href="https://www.hannathailand.com/product/hi726-checker-hc-nickel-hr/">เครื่องวัดปริมาณนิกเกิล ช่วงสูง รุ่น HI726</a> , <a class="woocommerce-LoopProduct-link woocommerce-loop-product__link" href="https://www.hannathailand.com/product/hi723-checker-hc-chromium-vi-hr/">เครื่องวัดปริมาณโครเมี่ยม ช่วงสูง รุ่น HI723</a> , <a class="woocommerce-LoopProduct-link woocommerce-loop-product__link" href="https://www.hannathailand.com/product/hi7609829-2/">เซ็นเซอร์วัดออกซิเจนในน้ำสำหรับ HI9829 มัลติพารามิเตอร์</a> , <a class="woocommerce-LoopProduct-link woocommerce-loop-product__link" href="https://www.hannathailand.com/product/hi727-checker-hc-color-of-water/">เครื่องวัดสีในน้ำตัวอย่าง HI727</a> , <a class="woocommerce-LoopProduct-link woocommerce-loop-product__link" href="https://www.hannathailand.com/product/hi716-checker-hc-bromine/">เครื่องวัดปริมาณโบรมีน ในตัวอย่างน้ำ รุ่น HI716</a> , <a class="woocommerce-LoopProduct-link woocommerce-loop-product__link" href="https://www.hannathailand.com/product/hi7090l/">น้ำยามาตรฐานสำหรับค่าโซเดียม</a> | https://www.hannathailand.com/wp-content/uploads/2022/06/hi6100205-600x600.jpg , https://www.hannathailand.com/wp-content/uploads/2022/06/hi6100wiring-600x600.jpg , https://www.hannathailand.com/wp-content/uploads/2022/06/miniphotometerfurammoniakmittel2416_11-600x600.jpg , https://www.hannathailand.com/wp-content/uploads/2021/07/8-500x500.jpg , https://www.hannathailand.com/wp-content/uploads/2022/06/miniphotometerfurnickelhoch841_11-600x600.jpg , https://www.hannathailand.com/wp-content/uploads/2022/06/miniphotometerfurchromvihoch839_11-600x600.jpg , https://www.hannathailand.com/wp-content/uploads/2021/07/5-500x500.jpg , https://www.hannathailand.com/wp-content/uploads/2022/06/miniphotometerfurfarbe843_11-600x600.jpg , https://www.hannathailand.com/wp-content/uploads/2022/06/miniphotometerfurfreiesgesamtchlor704_11-600x600.jpg , https://www.hannathailand.com/wp-content/uploads/2021/07/12-500x500.jpg
303 | HI6100405 – AmpHel Flat Tip Process pH Electrode | วัดความเป็นกรด-ด่าง/โออาร์พี , สินค้าทั้งหมด , หัววัด , เครื่องควบคุมแบบต่อเนื่อง | https://www.hannathailand.com/product-category/pneumatics-control/ | https://www.hannathailand.com/product/hi6100405-amphel-flat-tip-process-ph-electrode/ | HI6100405 | 13,910.00 |  | <div aria-labelledby="tab-title-additional_information" class="woocommerce-Tabs-panel woocommerce-Tabs-panel--additional_information panel entry-content" id="tab-additional_information" role="tabpanel"> </div> | AmpHel® amplified Matching pin Flat tip PVDF body AmpHel® pH General Purpose Electrode with BNC connection and 5 m cable. Specification : Range 0-13 pH Body PVDF Junction double, PTFE Electrolyte polymer Glass Type general purpose Temperature -5 to 80 °C Max Pressure 6 bar (87 psi) Connection BNC Cable 5 m | <div aria-labelledby="tab-title-description" class="woocommerce-Tabs-panel woocommerce-Tabs-panel--description panel entry-content active" id="tab-description" role="tabpanel"> <p><strong>AmpHel® amplified</strong></p> <ul> <li>Matching pin</li> <li>Flat tip</li> <li>PVDF body</li> </ul> <p> </p> <p>AmpHel<sup><span style="font-size: small;">®</span></sup> pH General Purpose Electrode with BNC connection and 5 m cable.</p> <p><strong>Specification :</strong></p> <table class="spec_table"> <tbody> <tr> <td><strong>Range</strong></td> <td> </td> <td><small><span style="font-size: small;">0-13 pH</span></small></td> </tr> <tr> <td><strong>Body</strong></td> <td> </td> <td><small><span style="font-size: small;">PVDF</span></small></td> </tr> <tr> <td><strong>Junction</strong></td> <td> </td> <td><small><span style="font-size: small;">double, PTFE</span></small></td> </tr> <tr> <td><strong>Electrolyte</strong></td> <td> </td> <td><small><span style="font-size: small;">polymer</span></small></td> </tr> <tr> <td><strong>Glass Type</strong></td> <td> </td> <td><small><span style="font-size: small;">general purpose</span></small></td> </tr> <tr> <td><strong>Temperature</strong></td> <td> </td> <td><small><span style="font-size: small;">-5 to 80 °C</span></small></td> </tr> <tr> <td><strong>Max Pressure</strong></td> <td> </td> <td><small><span style="font-size: small;">6 bar (87 psi)</span></small></td> </tr> <tr> <td><strong>Connection</strong></td> <td> </td> <td><small><span style="font-size: small;">BNC</span></small></td> </tr> <tr> <td><strong>Cable</strong></td> <td> </td> <td><small><span style="font-size: small;">5 m</span></small></td> </tr> </tbody> </table> <p> </p> </div> | Industry electrode immersion of PVDF | <div class="product-short-description"> <p>Industry electrode immersion of PVDF</p> </div> | https://www.hannathailand.com/wp-content/uploads/2022/06/photometerfarbevonhonigbis150mmpfund1433_151e6eccd0d0c5.jpg | น้ำยามาตรฐานสำหรับค่าโซเดียม , เครื่องวัดปริมาณไนไตรท์ ช่วงต่ำ รุ่น HI707 , สารละลายมาตรฐานความขุ่น 20 NTU , เครื่องวัดปริมาณฟอสฟอรัส ช่วงสูง รุ่น HI706 , เครื่องวัดปริมาณคลอรีนรวม รุ่น HI711 , เครื่องวัดปริมาณแอมโมเนีย ช่วงสูง รุ่น HI733 , เครื่องวัดปริมาณโครเมี่ยม ช่วงสูง รุ่น HI723 , เครื่องวัดปริมาณซิลิกา ช่วงต่ำ ในตัวอย่างน้ำ รุ่น HI705 | <a class="woocommerce-LoopProduct-link woocommerce-loop-product__link" href="https://www.hannathailand.com/product/hi7090l/">น้ำยามาตรฐานสำหรับค่าโซเดียม</a> , <a class="woocommerce-LoopProduct-link woocommerce-loop-product__link" href="https://www.hannathailand.com/product/hi707-checker-hc-nitrite-lr/">เครื่องวัดปริมาณไนไตรท์ ช่วงต่ำ รุ่น HI707</a> , <a class="woocommerce-LoopProduct-link woocommerce-loop-product__link" href="https://www.hannathailand.com/product/hi93102-20/">สารละลายมาตรฐานความขุ่น 20 NTU</a> , <a class="woocommerce-LoopProduct-link woocommerce-loop-product__link" href="https://www.hannathailand.com/product/hi706-checker-hc-phosphorous-hr/">เครื่องวัดปริมาณฟอสฟอรัส ช่วงสูง รุ่น HI706</a> , <a class="woocommerce-LoopProduct-link woocommerce-loop-product__link" href="https://www.hannathailand.com/product/hi711-checker-hc-total-chlorine/">เครื่องวัดปริมาณคลอรีนรวม รุ่น HI711</a> , <a class="woocommerce-LoopProduct-link woocommerce-loop-product__link" href="https://www.hannathailand.com/product/hi733-checker-hc-ammonia-hr/">เครื่องวัดปริมาณแอมโมเนีย ช่วงสูง รุ่น HI733</a> , <a class="woocommerce-LoopProduct-link woocommerce-loop-product__link" href="https://www.hannathailand.com/product/hi723-checker-hc-chromium-vi-hr/">เครื่องวัดปริมาณโครเมี่ยม ช่วงสูง รุ่น HI723</a> , <a class="woocommerce-LoopProduct-link woocommerce-loop-product__link" href="https://www.hannathailand.com/product/hi705-checker-hc-silica-lr/">เครื่องวัดปริมาณซิลิกา ช่วงต่ำ ในตัวอย่างน้ำ รุ่น HI705</a> | https://www.hannathailand.com/wp-content/uploads/2022/06/photometerfarbevonhonigbis150mmpfund1433_151e6eccd0d0c5-600x600.jpg , https://www.hannathailand.com/wp-content/uploads/2022/06/hi6100wiring-600x600.jpg , https://www.hannathailand.com/wp-content/uploads/2021/07/12-500x500.jpg , https://www.hannathailand.com/wp-content/uploads/2022/06/hi707400-600x600.jpg , https://www.hannathailand.com/wp-content/uploads/2021/07/9-500x500.jpg , https://www.hannathailand.com/wp-content/uploads/2022/06/hi706_400-600x600.jpg , https://www.hannathailand.com/wp-content/uploads/2022/06/hi711_lg-600x600.jpg , https://www.hannathailand.com/wp-content/uploads/2022/06/miniphotometerfurammoniumhoch2418_11-600x600.jpg , https://www.hannathailand.com/wp-content/uploads/2022/06/miniphotometerfurchromvihoch839_11-600x600.jpg , https://www.hannathailand.com/wp-content/uploads/2022/06/hi705400-600x600.jpg
304 | HI61008xx – AmpHel Prozess pH Elektrode | วัดความเป็นกรด-ด่าง/โออาร์พี , สินค้าทั้งหมด , หัววัด , เครื่องควบคุมแบบต่อเนื่อง | https://www.hannathailand.com/product-category/pneumatics-control/ | https://www.hannathailand.com/product/hi61008xx-amphel-prozess-ph-elektrode/ | HI6100805 | 13,482.00 | น้ำหนัก 0.000 กก. Pt100 Sensor Ja, Nein | <div aria-labelledby="tab-title-additional_information" class="woocommerce-Tabs-panel woocommerce-Tabs-panel--additional_information panel entry-content" id="tab-additional_information" role="tabpanel"> <table class="woocommerce-product-attributes shop_attributes"> <tr class="woocommerce-product-attributes-item woocommerce-product-attributes-item--weight"> <th class="woocommerce-product-attributes-item__label">น้ำหนัก</th> <td class="woocommerce-product-attributes-item__value">0.000 กก.</td> </tr> <tr class="woocommerce-product-attributes-item woocommerce-product-attributes-item--attribute_pa_pt100-sensor"> <th class="woocommerce-product-attributes-item__label">Pt100 Sensor</th> <td class="woocommerce-product-attributes-item__value"><p>Ja, Nein</p> </td> </tr> </table> </div> | Eintauch Industrie Elektrode aus PVDF Diaphragma doppelt, PTFE Elektrolyt Polymer Max. Druck 6 bar Messbereiche Temperatur: 0 bis 100°C ; F-Max 2 G/L ; pH 0 bis 14pH Stecker BNC oder BNC+lead Kabel 5 Meter ATC Kein oder Pt100 | <div aria-labelledby="tab-title-description" class="woocommerce-Tabs-panel woocommerce-Tabs-panel--description panel entry-content active" id="tab-description" role="tabpanel"> <p><strong>Eintauch Industrie Elektrode aus PVDF</strong></p> <table border="0" cellpadding="0" cellspacing="0"> <colgroup> <col width="187"/> <col width="340"/></colgroup> <tbody> <tr> <td class="xl63" height="20" width="187">Diaphragma</td> <td class="xl64" width="340">doppelt, PTFE</td> </tr> <tr> <td class="xl63" height="20" width="187"><span style="color: #000000;">Elektrolyt</span></td> <td class="xl64" width="340">Polymer</td> </tr> <tr> <td class="xl63" height="20" width="187"><span style="color: #000000;">Max. Druck</span></td> <td class="xl64" width="340"><span style="color: #000000;">6 bar</span></td> </tr> <tr> <td class="xl63" height="20" width="187"><span style="color: #000000;">Messbereiche</span></td> <td><span style="color: #000000;">Temperatur: 0 bis 100°C ; F-Max 2 G/L ; pH 0 bis 14pH </span></td> </tr> <tr> <td class="xl63" height="20" width="187"><span style="color: #000000;">Stecker</span></td> <td class="xl64" width="340"> <p><span style="color: #000000;">BNC oder BNC+lead</span></p> </td> </tr> <tr> <td class="xl63" height="20" width="187"><span style="color: #000000;">Kabel</span></td> <td class="xl64" width="340"><span style="color: #000000;">5 Meter</span></td> </tr> <tr> <td class="xl63" height="20" width="187"><span style="color: #000000;">ATC</span></td> <td class="xl64" width="340"><span style="color: #000000;">Kein oder Pt100</span></td> </tr> </tbody> </table> </div> | Industrie Elektrode aus PVDF | <div class="product-short-description"> <p>Industrie Elektrode aus PVDF</p> </div> | https://www.hannathailand.com/wp-content/uploads/2021/12/photometerfarbevonhonigbis150mmpfund1433_151e6eccd0d0c5.jpg | เครื่องวัดปริมาณนิกเกิล ช่วงสูง รุ่น HI726 , เครื่องวัดปริมาณฟลูออไรด์ ช่วงต่ำ รุ่น HI729 , เครื่องวัดปริมาณไอโอดีน รุ่น HI718 , เซ็นเซอร์วัดออกซิเจนในน้ำสำหรับ HI9829 มัลติพารามิเตอร์ , เครื่องควบคุมค่าความนำไฟฟ้า , เครื่องวัดปริมาณโครเมี่ยม ช่วงสูง รุ่น HI723 , เครื่องวัดปริมาณฟอสเฟต ช่วงต่ำ รุ่น HI713 , เครื่องวัดปริมาณไนไตรท์ ช่วงสูง ในตัวอย่างน้ำ รุ่น HI708 | <a class="woocommerce-LoopProduct-link woocommerce-loop-product__link" href="https://www.hannathailand.com/product/hi726-checker-hc-nickel-hr/">เครื่องวัดปริมาณนิกเกิล ช่วงสูง รุ่น HI726</a> , <a class="woocommerce-LoopProduct-link woocommerce-loop-product__link" href="https://www.hannathailand.com/product/hi729-checker-hc-fluoride-lr/">เครื่องวัดปริมาณฟลูออไรด์ ช่วงต่ำ รุ่น HI729</a> , <a class="woocommerce-LoopProduct-link woocommerce-loop-product__link" href="https://www.hannathailand.com/product/hi718-checker-hc-iodine/">เครื่องวัดปริมาณไอโอดีน รุ่น HI718</a> , <a class="woocommerce-LoopProduct-link woocommerce-loop-product__link" href="https://www.hannathailand.com/product/hi7609829-2/">เซ็นเซอร์วัดออกซิเจนในน้ำสำหรับ HI9829 มัลติพารามิเตอร์</a> , <a class="woocommerce-LoopProduct-link woocommerce-loop-product__link" href="https://www.hannathailand.com/product/hi8931cn/">เครื่องควบคุมค่าความนำไฟฟ้า</a> , <a class="woocommerce-LoopProduct-link woocommerce-loop-product__link" href="https://www.hannathailand.com/product/hi723-checker-hc-chromium-vi-hr/">เครื่องวัดปริมาณโครเมี่ยม ช่วงสูง รุ่น HI723</a> , <a class="woocommerce-LoopProduct-link woocommerce-loop-product__link" href="https://www.hannathailand.com/product/hi713-checker-hc-phosphate-lr/">เครื่องวัดปริมาณฟอสเฟต ช่วงต่ำ รุ่น HI713</a> , <a class="woocommerce-LoopProduct-link woocommerce-loop-product__link" href="https://www.hannathailand.com/product/hi708-checker-hc-nitrite-hr/">เครื่องวัดปริมาณไนไตรท์ ช่วงสูง ในตัวอย่างน้ำ รุ่น HI708</a> | https://www.hannathailand.com/wp-content/uploads/2022/06/miniphotometerfurnickelhoch841_11-600x600.jpg , https://www.hannathailand.com/wp-content/uploads/2022/06/miniphotometerfurfluoridniedrig844_11-600x600.jpg , https://www.hannathailand.com/wp-content/uploads/2022/06/miniphotometerfuriod829_11-600x600.jpg , https://www.hannathailand.com/wp-content/uploads/2021/07/5-500x500.jpg , https://www.hannathailand.com/wp-content/uploads/2021/07/2-500x500.jpg , https://www.hannathailand.com/wp-content/uploads/2022/06/miniphotometerfurchromvihoch839_11-600x600.jpg , https://www.hannathailand.com/wp-content/uploads/2022/06/hi713_lg51caffcdce23e-600x600.jpg , https://www.hannathailand.com/wp-content/uploads/2022/06/miniphotometerfurnitrithoch2420_11-600x600.jpg
305 | HI61014xx – AmpHel Flat Tip PT100 Process pH Electrode | วัดความเป็นกรด-ด่าง/โออาร์พี , สินค้าทั้งหมด , หัววัด , เครื่องควบคุมแบบต่อเนื่อง | https://www.hannathailand.com/product-category/pneumatics-control/ | https://www.hannathailand.com/product/hi61014xx-amphel-flat-tip-pt100-process-ph-electrode/ | HI6101405 | 16,585.00 |  | <div aria-labelledby="tab-title-additional_information" class="woocommerce-Tabs-panel woocommerce-Tabs-panel--additional_information panel entry-content" id="tab-additional_information" role="tabpanel"> </div> | Eintauch Industrie Elektrode aus PVDF Diaphragma doppelt, PTFE Elektrolyt Polymer Max. Druck 6 bar Messbereiche Temperatur: -5 bis 60°C ; F-Max 2 G/L ; pH 0 bis 13pH Stecker BNC+Lead Kabel 5 Meter oder 15 Meter ATC Pt100 | <div aria-labelledby="tab-title-description" class="woocommerce-Tabs-panel woocommerce-Tabs-panel--description panel entry-content active" id="tab-description" role="tabpanel"> <p><strong>Eintauch Industrie Elektrode aus PVDF</strong></p> <table border="0" cellpadding="0" cellspacing="0"> <colgroup> <col width="187"/> <col width="340"/></colgroup> <tbody> <tr> <td class="xl63" height="20" width="187">Diaphragma</td> <td class="xl64" width="340">doppelt, PTFE</td> </tr> <tr> <td class="xl63" height="20" width="187"><span style="color: #000000;">Elektrolyt</span></td> <td class="xl64" width="340">Polymer</td> </tr> <tr> <td class="xl63" height="20" width="187"><span style="color: #000000;">Max. Druck</span></td> <td class="xl64" width="340"><span style="color: #000000;">6 bar</span></td> </tr> <tr> <td class="xl63" height="20" width="187"><span style="color: #000000;">Messbereiche</span></td> <td><span style="color: #000000;">Temperatur: -5 bis 60°C ; F-Max 2 G/L ; pH 0 bis 13pH </span></td> </tr> <tr> <td class="xl63" height="20" width="187"><span style="color: #000000;">Stecker</span></td> <td class="xl64" width="340"> <p><span style="color: #000000;">BNC+Lead</span></p> </td> </tr> <tr> <td class="xl63" height="20" width="187"><span style="color: #000000;">Kabel</span></td> <td class="xl64" width="340"><span style="color: #000000;">5 Meter oder 15 Meter</span></td> </tr> <tr> <td class="xl63" height="20" width="187"><span style="color: #000000;">ATC</span></td> <td class="xl64" width="340"><span style="color: #000000;">Pt100</span></td> </tr> </tbody> </table> </div> | Eintauch Industrie Elektrode aus PVDF | <div class="product-short-description"> <p>Eintauch Industrie Elektrode aus PVDF</p> </div> | https://www.hannathailand.com/wp-content/uploads/2022/06/photometerfarbevonhonigbis150mmpfund1433_151e6eccd0d0c5.jpg | เครื่องวัดคลอรีน , เครื่องวัดปริมาณฟลูออไรด์ ช่วงต่ำ รุ่น HI729 , เครื่องวัดปริมาณนิกเกิล ช่วงสูง รุ่น HI726 , เครื่องวัดปริมาณไนไตรท์ ช่วงต่ำ รุ่น HI707 , เครื่องวัดปริมาณไอโอดีน รุ่น HI718 , เครื่องวัดปริมาณฟอสฟอรัส ช่วงสูง รุ่น HI706 , เครื่องวัดปริมาณโบรมีน ในตัวอย่างน้ำ รุ่น HI716 , เครื่องวัดปริมาณโครเมี่ยม ช่วงสูง รุ่น HI723 | <a class="woocommerce-LoopProduct-link woocommerce-loop-product__link" href="https://www.hannathailand.com/product/free-chlorine/">เครื่องวัดคลอรีน</a> , <a class="woocommerce-LoopProduct-link woocommerce-loop-product__link" href="https://www.hannathailand.com/product/hi729-checker-hc-fluoride-lr/">เครื่องวัดปริมาณฟลูออไรด์ ช่วงต่ำ รุ่น HI729</a> , <a class="woocommerce-LoopProduct-link woocommerce-loop-product__link" href="https://www.hannathailand.com/product/hi726-checker-hc-nickel-hr/">เครื่องวัดปริมาณนิกเกิล ช่วงสูง รุ่น HI726</a> , <a class="woocommerce-LoopProduct-link woocommerce-loop-product__link" href="https://www.hannathailand.com/product/hi707-checker-hc-nitrite-lr/">เครื่องวัดปริมาณไนไตรท์ ช่วงต่ำ รุ่น HI707</a> , <a class="woocommerce-LoopProduct-link woocommerce-loop-product__link" href="https://www.hannathailand.com/product/hi718-checker-hc-iodine/">เครื่องวัดปริมาณไอโอดีน รุ่น HI718</a> , <a class="woocommerce-LoopProduct-link woocommerce-loop-product__link" href="https://www.hannathailand.com/product/hi706-checker-hc-phosphorous-hr/">เครื่องวัดปริมาณฟอสฟอรัส ช่วงสูง รุ่น HI706</a> , <a class="woocommerce-LoopProduct-link woocommerce-loop-product__link" href="https://www.hannathailand.com/product/hi716-checker-hc-bromine/">เครื่องวัดปริมาณโบรมีน ในตัวอย่างน้ำ รุ่น HI716</a> , <a class="woocommerce-LoopProduct-link woocommerce-loop-product__link" href="https://www.hannathailand.com/product/hi723-checker-hc-chromium-vi-hr/">เครื่องวัดปริมาณโครเมี่ยม ช่วงสูง รุ่น HI723</a> | https://www.hannathailand.com/wp-content/uploads/2022/06/photometerfarbevonhonigbis150mmpfund1433_151e6eccd0d0c5-600x600.jpg , https://www.hannathailand.com/wp-content/uploads/2021/12/hi6101wiring.jpg , https://www.hannathailand.com/wp-content/uploads/2021/07/1-500x500.jpg , https://www.hannathailand.com/wp-content/uploads/2022/06/miniphotometerfurfluoridniedrig844_11-600x600.jpg , https://www.hannathailand.com/wp-content/uploads/2022/06/miniphotometerfurnickelhoch841_11-600x600.jpg , https://www.hannathailand.com/wp-content/uploads/2022/06/hi707400-600x600.jpg , https://www.hannathailand.com/wp-content/uploads/2022/06/miniphotometerfuriod829_11-600x600.jpg , https://www.hannathailand.com/wp-content/uploads/2022/06/hi706_400-600x600.jpg , https://www.hannathailand.com/wp-content/uploads/2022/06/miniphotometerfurfreiesgesamtchlor704_11-600x600.jpg , https://www.hannathailand.com/wp-content/uploads/2022/06/miniphotometerfurchromvihoch839_11-600x600.jpg
306 | HI6124 – 12.450 pH@25°C – MQ – 500ml | สารละลาย , สินค้าทั้งหมด , เครื่องวัดความเป็นกรด-ด่าง/โออาร์พี | https://www.hannathailand.com/product-category/ph-meter/ | https://www.hannathailand.com/product/hi6124-12-450-ph25c-mq-500ml/ | HI6124 | 1,872.50 |  | <div aria-labelledby="tab-title-additional_information" class="woocommerce-Tabs-panel woocommerce-Tabs-panel--additional_information panel entry-content" id="tab-additional_information" role="tabpanel"> </div> | This line of buffers with millesimal accuracy (±0.002 pH), HI 60xx, has been prepared to meet the increasing need for assured accuracy in pH measurements. Each bottle of the series HI 60xx is provided with a certificate of analysis, prepared by comparison with NIST standards. The colors on the HI 60xx series packaging correspond to a given standard pH value. They make it easy and safe to identify the buffers to be used. This series is also available in handy sachets to perform accurate calibrations on-site or in the field. Single dose sachet solutions are safe, easy to carry and always fresh. Order Information: 500 mL bottle | <div aria-labelledby="tab-title-description" class="woocommerce-Tabs-panel woocommerce-Tabs-panel--description panel entry-content active" id="tab-description" role="tabpanel"> <p>This line of buffers with millesimal accuracy (±0.002 pH), HI 60xx, has been prepared to meet the increasing need for assured accuracy in pH measurements. Each bottle of the series HI 60xx is provided with a certificate of analysis, prepared by comparison with NIST standards.</p> <p>The colors on the HI 60xx series packaging correspond to a given standard pH value. They make it easy and safe to identify the buffers to be used.</p> <p>This series is also available in handy sachets to perform accurate calibrations on-site or in the field. Single dose sachet solutions are safe, easy to carry and always fresh.</p> <p> </p> <p><strong>Order Information:</strong><br/> 500 mL bottle</p> </div> | Buffer solution pH 12.450, 500 ml bottle, ± 0.002 pH, millesimal Quality with certificate of analysis | <div class="product-short-description"> <p>Buffer solution pH 12.450, 500 ml bottle, ± 0.002 pH, millesimal Quality with certificate of analysis</p> </div> | https://www.hannathailand.com/wp-content/uploads/2022/06/71jst5zn8l_aa1500_1.jpg | เครื่องวัดปริมาณไนไตรท์ ช่วงต่ำ รุ่น HI707 , น้ำยามาตรฐานสอบเทียบ ค่ามาตรฐานความเค็ม , เครื่องวัดปริมาณฟอสฟอรัส ช่วงสูง รุ่น HI706 , เครื่องวัดปริมาณฟอสเฟต ช่วงสูง รุ่น HI717 , เครื่องวัดค่าเหล็ก รุ่น HI721 , เครื่องวัดปริมาณโบรมีน ในตัวอย่างน้ำ รุ่น HI716 , เครื่องวัดปริมาณคลอรีนอิสระ รุ่น HI701 , น้ำยามาตรฐานสำหรับค่าโซเดียม | <a class="woocommerce-LoopProduct-link woocommerce-loop-product__link" href="https://www.hannathailand.com/product/hi707-checker-hc-nitrite-lr/">เครื่องวัดปริมาณไนไตรท์ ช่วงต่ำ รุ่น HI707</a> , <a class="woocommerce-LoopProduct-link woocommerce-loop-product__link" href="https://www.hannathailand.com/product/hi7080l/">น้ำยามาตรฐานสอบเทียบ ค่ามาตรฐานความเค็ม</a> , <a class="woocommerce-LoopProduct-link woocommerce-loop-product__link" href="https://www.hannathailand.com/product/hi706-checker-hc-phosphorous-hr/">เครื่องวัดปริมาณฟอสฟอรัส ช่วงสูง รุ่น HI706</a> , <a class="woocommerce-LoopProduct-link woocommerce-loop-product__link" href="https://www.hannathailand.com/product/hi717-checker-hc-phosphate-hr/">เครื่องวัดปริมาณฟอสเฟต ช่วงสูง รุ่น HI717</a> , <a class="woocommerce-LoopProduct-link woocommerce-loop-product__link" href="https://www.hannathailand.com/product/hi721-checker-hc-iron/">เครื่องวัดค่าเหล็ก รุ่น HI721</a> , <a class="woocommerce-LoopProduct-link woocommerce-loop-product__link" href="https://www.hannathailand.com/product/hi716-checker-hc-bromine/">เครื่องวัดปริมาณโบรมีน ในตัวอย่างน้ำ รุ่น HI716</a> , <a class="woocommerce-LoopProduct-link woocommerce-loop-product__link" href="https://www.hannathailand.com/product/hi701-checker-hc-free-chlorine/">เครื่องวัดปริมาณคลอรีนอิสระ รุ่น HI701</a> , <a class="woocommerce-LoopProduct-link woocommerce-loop-product__link" href="https://www.hannathailand.com/product/hi7090l/">น้ำยามาตรฐานสำหรับค่าโซเดียม</a> | https://www.hannathailand.com/wp-content/uploads/2022/06/hi707400-600x600.jpg , https://www.hannathailand.com/wp-content/uploads/2021/07/11-500x500.jpg , https://www.hannathailand.com/wp-content/uploads/2022/06/hi706_400-600x600.jpg , https://www.hannathailand.com/wp-content/uploads/2022/06/miniphotometerfurphosphathoch827_11-600x600.jpg , https://www.hannathailand.com/wp-content/uploads/2022/06/miniphotometerfureisen832_11-600x600.jpg , https://www.hannathailand.com/wp-content/uploads/2022/06/miniphotometerfurfreiesgesamtchlor704_11-600x600.jpg , https://www.hannathailand.com/wp-content/uploads/2021/11/hi701-500x500.jpg , https://www.hannathailand.com/wp-content/uploads/2021/07/12-500x500.jpg
307 | HI6200405 – AmpHel Process ORP Electrode | วัดความเป็นกรด-ด่าง/โออาร์พี , สินค้าทั้งหมด , หัววัด , เครื่องควบคุมแบบต่อเนื่อง | https://www.hannathailand.com/product-category/pneumatics-control/ | https://www.hannathailand.com/product/hi6200405-amphel-process-orp-electrode/ | HI6200405 | 14,445.00 |  | <div aria-labelledby="tab-title-additional_information" class="woocommerce-Tabs-panel woocommerce-Tabs-panel--additional_information panel entry-content" id="tab-additional_information" role="tabpanel"> </div> | AmpHel® amplified Matching pin Flat tip PVDF body AmpHel® ORP Platinum Type Electrode with BNC connection and 5 m cable. Specification : Body PEI Junction PTFE Electrolyte gel Glass Type platinum Temperature -5 to 80°C Max Pressure 3 bar (43.5 psi) Connection BNC Cable 5 m Battery internal | <div aria-labelledby="tab-title-description" class="woocommerce-Tabs-panel woocommerce-Tabs-panel--description panel entry-content active" id="tab-description" role="tabpanel"> <p><strong>AmpHel® amplified</strong></p> <ul> <li>Matching pin</li> <li>Flat tip</li> <li>PVDF body</li> </ul> <p> </p> <p>AmpHel<sup><span style="font-size: small;">®</span></sup> ORP Platinum Type Electrode with BNC connection and 5 m cable.</p> <p><strong>Specification :</strong></p> <table class="spec_table"> <tbody> <tr> <td><strong>Body</strong></td> <td> </td> <td><small><span style="font-size: small;">PEI</span></small></td> </tr> <tr> <td><strong>Junction</strong></td> <td> </td> <td><small><span style="font-size: small;">PTFE</span></small></td> </tr> <tr> <td><strong>Electrolyte</strong></td> <td> </td> <td><small><span style="font-size: small;">gel</span></small></td> </tr> <tr> <td><strong>Glass Type</strong></td> <td> </td> <td><small><span style="font-size: small;">platinum</span></small></td> </tr> <tr> <td><strong>Temperature</strong></td> <td> </td> <td><small><span style="font-size: small;">-5 to 80°C</span></small></td> </tr> <tr> <td><strong>Max Pressure</strong></td> <td> </td> <td><small><span style="font-size: small;">3 bar (43.5 psi)</span></small></td> </tr> <tr> <td><strong>Connection</strong></td> <td> </td> <td><small><span style="font-size: small;">BNC</span></small></td> </tr> <tr> <td><strong>Cable</strong></td> <td> </td> <td><small><span style="font-size: small;">5 m</span></small></td> </tr> <tr> <td><strong>Battery</strong></td> <td> </td> <td><small><span style="font-size: small;">internal</span></small></td> </tr> </tbody> </table> <p> </p> </div> | AmpHel® ORP Platinum Type Electrode with BNC connection and 5 m cable. | <div class="product-short-description"> <p>AmpHel® ORP Platinum Type Electrode with BNC connection and 5 m cable.</p> </div> | https://www.hannathailand.com/wp-content/uploads/2022/06/photometerfarbevonhonigbis150mmpfund1433_151e6eccd0d0c5.jpg | เครื่องวัดค่าเหล็ก รุ่น HI721 , เซ็นเซอร์วัดออกซิเจนในน้ำสำหรับ HI9829 มัลติพารามิเตอร์ , น้ำยามาตรฐานสอบเทียบ , เครื่องวัดคลอรีน , สารละลายมาตรฐานความขุ่น 20 NTU , เครื่องวัดปริมาณฟอสเฟต ช่วงต่ำ รุ่น HI713 , เครื่องวัดปริมาณนิกเกิล ช่วงสูง รุ่น HI726 , เครื่องวัดปริมาณฟอสฟอรัส ช่วงต่ำมาก รุ่น HI736 | <a class="woocommerce-LoopProduct-link woocommerce-loop-product__link" href="https://www.hannathailand.com/product/hi721-checker-hc-iron/">เครื่องวัดค่าเหล็ก รุ่น HI721</a> , <a class="woocommerce-LoopProduct-link woocommerce-loop-product__link" href="https://www.hannathailand.com/product/hi7609829-2/">เซ็นเซอร์วัดออกซิเจนในน้ำสำหรับ HI9829 มัลติพารามิเตอร์</a> , <a class="woocommerce-LoopProduct-link woocommerce-loop-product__link" href="https://www.hannathailand.com/product/hi9828-25/">น้ำยามาตรฐานสอบเทียบ</a> , <a class="woocommerce-LoopProduct-link woocommerce-loop-product__link" href="https://www.hannathailand.com/product/free-chlorine/">เครื่องวัดคลอรีน</a> , <a class="woocommerce-LoopProduct-link woocommerce-loop-product__link" href="https://www.hannathailand.com/product/hi93102-20/">สารละลายมาตรฐานความขุ่น 20 NTU</a> , <a class="woocommerce-LoopProduct-link woocommerce-loop-product__link" href="https://www.hannathailand.com/product/hi713-checker-hc-phosphate-lr/">เครื่องวัดปริมาณฟอสเฟต ช่วงต่ำ รุ่น HI713</a> , <a class="woocommerce-LoopProduct-link woocommerce-loop-product__link" href="https://www.hannathailand.com/product/hi726-checker-hc-nickel-hr/">เครื่องวัดปริมาณนิกเกิล ช่วงสูง รุ่น HI726</a> , <a class="woocommerce-LoopProduct-link woocommerce-loop-product__link" href="https://www.hannathailand.com/product/phosphorous-marine/">เครื่องวัดปริมาณฟอสฟอรัส ช่วงต่ำมาก รุ่น HI736</a> | https://www.hannathailand.com/wp-content/uploads/2022/06/photometerfarbevonhonigbis150mmpfund1433_151e6eccd0d0c5-600x600.jpg , https://www.hannathailand.com/wp-content/uploads/2022/06/hi6100wiring5286bcd0ac2d2-600x600.jpg , https://www.hannathailand.com/wp-content/uploads/2022/06/miniphotometerfureisen832_11-600x600.jpg , https://www.hannathailand.com/wp-content/uploads/2021/07/5-500x500.jpg , https://www.hannathailand.com/wp-content/uploads/2021/07/8-500x500.jpg , https://www.hannathailand.com/wp-content/uploads/2021/07/1-500x500.jpg , https://www.hannathailand.com/wp-content/uploads/2021/07/9-500x500.jpg , https://www.hannathailand.com/wp-content/uploads/2022/06/hi713_lg51caffcdce23e-600x600.jpg , https://www.hannathailand.com/wp-content/uploads/2022/06/miniphotometerfurnickelhoch841_11-600x600.jpg , https://www.hannathailand.com/wp-content/uploads/2021/12/HI736-600x600.jpg
308 | HI62911D – pH/°C Electrode | สารละลาย , สินค้าทั้งหมด , เครื่องวัดความเป็นกรด-ด่าง/โออาร์พี | https://www.hannathailand.com/product-category/ph-meter/ | https://www.hannathailand.com/product/hi62911d-phc-electrode/ | HI62911D | 10,165.00 |  | <div aria-labelledby="tab-title-additional_information" class="woocommerce-Tabs-panel woocommerce-Tabs-panel--additional_information panel entry-content" id="tab-additional_information" role="tabpanel"> </div> | pH / ° C electrode of titanium with PTFE diaphragm, designed for plating baths. Reference Double, Ag/AgCl Junction PTFE (PolyTetraFluoro-Ethylene) Connector DIN Electrolyte Polymer Max Pressure 3 bar Range 0 to 13 pH; 20 to 40°C (68 to 104°F) Tip Shape Flat Temperature Sensor Yes Amplifier Yes Body Material titanium body working as matching pin Cable 7-pole; 1 m (3.3′) | <div aria-labelledby="tab-title-description" class="woocommerce-Tabs-panel woocommerce-Tabs-panel--description panel entry-content active" id="tab-description" role="tabpanel"> <p><span class="hps">pH / ° C</span> <span class="hps">electrode</span> <span class="hps">of titanium</span> <span class="hps">with PTFE</span> <span class="hps">diaphragm,</span> <span class="hps">designed for</span> <span class="hps">plating baths</span>.</p> <table class="spec_table mceItemTable"> <tbody> <tr> <td>Reference</td> <td> </td> <td>Double, Ag/AgCl</td> </tr> <tr> <td>Junction</td> <td> </td> <td>PTFE (PolyTetraFluoro-Ethylene)</td> </tr> <tr> <td>Connector</td> <td> </td> <td>DIN</td> </tr> <tr> <td>Electrolyte</td> <td> </td> <td>Polymer</td> </tr> <tr> <td>Max Pressure</td> <td> </td> <td>3 bar</td> </tr> <tr> <td>Range</td> <td> </td> <td>0 to 13 pH; 20 to 40°C (68 to 104°F)</td> </tr> <tr> <td>Tip Shape</td> <td> </td> <td>Flat</td> </tr> <tr> <td>Temperature Sensor</td> <td> </td> <td>Yes</td> </tr> <tr> <td>Amplifier</td> <td> </td> <td>Yes</td> </tr> <tr> <td>Body Material</td> <td> </td> <td>titanium body working as matching pin</td> </tr> <tr> <td>Cable</td> <td> </td> <td>7-pole; 1 m (3.3′)</td> </tr> </tbody> </table> </div> | pH / ° C electrode of titanium with PTFE diaphragm, designed for plating baths. | <div class="product-short-description"> <p>pH / ° C electrode of titanium with PTFE diaphragm, designed for plating baths.</p> </div> | https://www.hannathailand.com/wp-content/uploads/2022/06/31gluhj8kul__sl500_aa300_51e17959ed97d.jpg | เครื่องวัดปริมาณฟอสเฟต ช่วงสูง รุ่น HI717 , เซ็นเซอร์วัดออกซิเจนในน้ำสำหรับ HI9829 มัลติพารามิเตอร์ , เครื่องวัดปริมาณฟลูออไรด์ ช่วงต่ำ รุ่น HI729 , เครื่องวัดปริมาณไนไตรท์ ช่วงสูง ในตัวอย่างน้ำ รุ่น HI708 , เครื่องควบคุมค่าความนำไฟฟ้า , เครื่องวัดปริมาณไนไตรท์ ช่วงต่ำ รุ่น HI707 , เครื่องวัดปริมาณแอมโมเนีย ในน้ำ รุ่น HI715 , เครื่องวัดปริมาณซิลิกา ช่วงต่ำ ในตัวอย่างน้ำ รุ่น HI705 | <a class="woocommerce-LoopProduct-link woocommerce-loop-product__link" href="https://www.hannathailand.com/product/hi717-checker-hc-phosphate-hr/">เครื่องวัดปริมาณฟอสเฟต ช่วงสูง รุ่น HI717</a> , <a class="woocommerce-LoopProduct-link woocommerce-loop-product__link" href="https://www.hannathailand.com/product/hi7609829-2/">เซ็นเซอร์วัดออกซิเจนในน้ำสำหรับ HI9829 มัลติพารามิเตอร์</a> , <a class="woocommerce-LoopProduct-link woocommerce-loop-product__link" href="https://www.hannathailand.com/product/hi729-checker-hc-fluoride-lr/">เครื่องวัดปริมาณฟลูออไรด์ ช่วงต่ำ รุ่น HI729</a> , <a class="woocommerce-LoopProduct-link woocommerce-loop-product__link" href="https://www.hannathailand.com/product/hi708-checker-hc-nitrite-hr/">เครื่องวัดปริมาณไนไตรท์ ช่วงสูง ในตัวอย่างน้ำ รุ่น HI708</a> , <a class="woocommerce-LoopProduct-link woocommerce-loop-product__link" href="https://www.hannathailand.com/product/hi8931cn/">เครื่องควบคุมค่าความนำไฟฟ้า</a> , <a class="woocommerce-LoopProduct-link woocommerce-loop-product__link" href="https://www.hannathailand.com/product/hi707-checker-hc-nitrite-lr/">เครื่องวัดปริมาณไนไตรท์ ช่วงต่ำ รุ่น HI707</a> , <a class="woocommerce-LoopProduct-link woocommerce-loop-product__link" href="https://www.hannathailand.com/product/hi715-checker-hc-ammonia-mr/">เครื่องวัดปริมาณแอมโมเนีย ในน้ำ รุ่น HI715</a> , <a class="woocommerce-LoopProduct-link woocommerce-loop-product__link" href="https://www.hannathailand.com/product/hi705-checker-hc-silica-lr/">เครื่องวัดปริมาณซิลิกา ช่วงต่ำ ในตัวอย่างน้ำ รุ่น HI705</a> | https://www.hannathailand.com/wp-content/uploads/2022/06/miniphotometerfurphosphathoch827_11-600x600.jpg , https://www.hannathailand.com/wp-content/uploads/2021/07/5-500x500.jpg , https://www.hannathailand.com/wp-content/uploads/2022/06/miniphotometerfurfluoridniedrig844_11-600x600.jpg , https://www.hannathailand.com/wp-content/uploads/2022/06/miniphotometerfurnitrithoch2420_11-600x600.jpg , https://www.hannathailand.com/wp-content/uploads/2021/07/2-500x500.jpg , https://www.hannathailand.com/wp-content/uploads/2022/06/hi707400-600x600.jpg , https://www.hannathailand.com/wp-content/uploads/2022/06/miniphotometerfurammoniakmittel2416_11-600x600.jpg , https://www.hannathailand.com/wp-content/uploads/2022/06/hi705400-600x600.jpg
309 | HI70000P – RfE – Standard Anwendung – 25x20ml | สารละลาย , สินค้าทั้งหมด , เครื่องวัดความเป็นกรด-ด่าง/โออาร์พี | https://www.hannathailand.com/product-category/ph-meter/ | https://www.hannathailand.com/product/hi70000p-rfe-standard-anwendung-25x20ml/ | HI70000P | 1,658.50 |  | <div aria-labelledby="tab-title-additional_information" class="woocommerce-Tabs-panel woocommerce-Tabs-panel--additional_information panel entry-content" id="tab-additional_information" role="tabpanel"> </div> | Reinigungslösung für Elektroden Standard-Anwendung, 25x 20ml Einwegbeutel | <div aria-labelledby="tab-title-description" class="woocommerce-Tabs-panel woocommerce-Tabs-panel--description panel entry-content active" id="tab-description" role="tabpanel"> <p>Reinigungslösung für Elektroden Standard-Anwendung, 25x 20ml Einwegbeutel</p> </div> | Reinigungslösung für Elektroden Standard-Anwendung, 25x 20ml Einwegbeutel | <div class="product-short-description"> <p>Reinigungslösung für Elektroden Standard-Anwendung, 25x 20ml Einwegbeutel</p> </div> | https://www.hannathailand.com/wp-content/uploads/2022/06/70000p.jpg | เครื่องวัดปริมาณนิกเกิล ช่วงสูง รุ่น HI726 , เครื่องวัดปริมาณคลอรีนอิสระ รุ่น HI701 , เครื่องวัดปริมาณซิลิกา ช่วงต่ำ ในตัวอย่างน้ำ รุ่น HI705 , ซัลไฟด์สารต้านอนุมูลอิสระบัฟเฟอร์ , เครื่องควบคุมค่าความนำไฟฟ้า , สารละลายมาตรฐานความขุ่น 20 NTU , เครื่องวัดปริมาณแอมโมเนีย ในน้ำ รุ่น HI715 , น้ำยามาตรฐานสอบเทียบ | <a class="woocommerce-LoopProduct-link woocommerce-loop-product__link" href="https://www.hannathailand.com/product/hi726-checker-hc-nickel-hr/">เครื่องวัดปริมาณนิกเกิล ช่วงสูง รุ่น HI726</a> , <a class="woocommerce-LoopProduct-link woocommerce-loop-product__link" href="https://www.hannathailand.com/product/hi701-checker-hc-free-chlorine/">เครื่องวัดปริมาณคลอรีนอิสระ รุ่น HI701</a> , <a class="woocommerce-LoopProduct-link woocommerce-loop-product__link" href="https://www.hannathailand.com/product/hi705-checker-hc-silica-lr/">เครื่องวัดปริมาณซิลิกา ช่วงต่ำ ในตัวอย่างน้ำ รุ่น HI705</a> , <a class="woocommerce-LoopProduct-link woocommerce-loop-product__link" href="https://www.hannathailand.com/product/hi4015-00/">ซัลไฟด์สารต้านอนุมูลอิสระบัฟเฟอร์</a> , <a class="woocommerce-LoopProduct-link woocommerce-loop-product__link" href="https://www.hannathailand.com/product/hi8931cn/">เครื่องควบคุมค่าความนำไฟฟ้า</a> , <a class="woocommerce-LoopProduct-link woocommerce-loop-product__link" href="https://www.hannathailand.com/product/hi93102-20/">สารละลายมาตรฐานความขุ่น 20 NTU</a> , <a class="woocommerce-LoopProduct-link woocommerce-loop-product__link" href="https://www.hannathailand.com/product/hi715-checker-hc-ammonia-mr/">เครื่องวัดปริมาณแอมโมเนีย ในน้ำ รุ่น HI715</a> , <a class="woocommerce-LoopProduct-link woocommerce-loop-product__link" href="https://www.hannathailand.com/product/hi9828-25/">น้ำยามาตรฐานสอบเทียบ</a> | https://www.hannathailand.com/wp-content/uploads/2022/06/miniphotometerfurnickelhoch841_11-600x600.jpg , https://www.hannathailand.com/wp-content/uploads/2021/11/hi701-500x500.jpg , https://www.hannathailand.com/wp-content/uploads/2022/06/hi705400-600x600.jpg , https://www.hannathailand.com/wp-content/uploads/2021/07/7-500x500.jpg , https://www.hannathailand.com/wp-content/uploads/2021/07/2-500x500.jpg , https://www.hannathailand.com/wp-content/uploads/2021/07/9-500x500.jpg , https://www.hannathailand.com/wp-content/uploads/2022/06/miniphotometerfurammoniakmittel2416_11-600x600.jpg , https://www.hannathailand.com/wp-content/uploads/2021/07/8-500x500.jpg
310 | HI70004C – 4.01 pH@25°C – SQ Zert. – 25x20ml | สารละลาย , สินค้าทั้งหมด , เครื่องวัดความเป็นกรด-ด่าง/โออาร์พี | https://www.hannathailand.com/product-category/ph-meter/ | https://www.hannathailand.com/product/hi70004c-4-01-ph25c-sq-zert-25x20ml/ | HI70004C | 2,033.00 |  | <div aria-labelledby="tab-title-additional_information" class="woocommerce-Tabs-panel woocommerce-Tabs-panel--additional_information panel entry-content" id="tab-additional_information" role="tabpanel"> </div> | Generelle Informationen zu unseren pH Pufferlösungen/Kalibrierlösungen: Verfügbare Qualitäten: Technical Quality Die Pufferlösungen von HANNA instruments umfassen Lösungen von pH 1,00 bis pH 13,00 und ermöglichen Kalibrierungen über die gesamte pH-Skala mit einer Genauigkeit von ±0,01 pH. Die Pufferlösungsserie eignet sich besonders bei pH-Messungen, die eine hohe Messgenauigkeit erfordern. Alle Lösungen mit Analysezertifikat. Millesimal Quality Genauigkeit von ±0,002 pH für Kalibrierung von Messgeräten mit 0,001 Auflösung. Alle Lösungen in opaker Verpackung, mit Analysezertifikat. Standard QualityGenauigkeit von ±0,01 pH in verschiedenen Verpackungen, mit oder ohne Analysezertifikat. Verfügbare Packungen: Flaschen: 230ml – 500ml – 1L Kanister: 3.78 L (Gallone)Einzelportionen – praktisch & immer frisch & keine Kontaminations-Gefahr Haltbarkeit bis zu 5 Jahre | <div aria-labelledby="tab-title-description" class="woocommerce-Tabs-panel woocommerce-Tabs-panel--description panel entry-content active" id="tab-description" role="tabpanel"> <p><span data-mce-style="text-decoration: underline;" style="text-decoration: underline;"><em>Generelle Informationen zu unseren pH Pufferlösungen/Kalibrierlösungen:</em></span></p> <p><strong>Verfügbare Qualitäten:</strong></p> <p style="padding-left: 30px;"><strong>Technical Quality <br/></strong>Die Pufferlösungen von <strong>HANNA instruments</strong> umfassen Lösungen von pH 1,00 bis pH 13,00 und ermöglichen Kalibrierungen über die gesamte pH-Skala mit einer Genauigkeit von ±0,01 pH. Die Pufferlösungsserie eignet sich besonders bei pH-Messungen, die eine hohe Messgenauigkeit erfordern. Alle Lösungen mit Analysezertifikat.</p> <p style="padding-left: 30px;"><strong>Millesimal Quality <br/></strong>Genauigkeit von ±0,002 pH für Kalibrierung von Messgeräten mit 0,001 Auflösung. Alle Lösungen in opaker Verpackung, mit Analysezertifikat.</p> <p style="padding-left: 30px;"><strong>Standard Quality<br/></strong>Genauigkeit von ±0,01 pH in verschiedenen Verpackungen, mit oder ohne Analysezertifikat.</p> <p><strong>Verfügbare Packungen:</strong></p> <p>Flaschen: 230ml – 500ml – 1L <br/>Kanister: 3.78 L (Gallone)<br/>Einzelportionen – praktisch &amp; immer frisch &amp; keine Kontaminations-Gefahr</p> <p><strong>Haltbarkeit bis zu 5 Jahre</strong></p> <p> </p> </div> | Pufferlösung pH 4.01, 25 Beutel à 20 ml, ±0,01pH, mit Analysenzertifikat Standard Qualität | <div class="product-short-description"> <p>Pufferlösung pH 4.01, 25 Beutel à 20 ml, ±0,01pH, mit Analysenzertifikat<br/> Standard Qualität</p> </div> | https://www.hannathailand.com/wp-content/uploads/2022/06/hanna20hi7000420phmetr20ph420202020ml_enl1.jpg | เครื่องวัดปริมาณแอมโมเนีย ในน้ำ รุ่น HI715 , เครื่องวัดปริมาณฟอสเฟต ช่วงสูง รุ่น HI717 , เครื่องวัดคลอรีน , เครื่องวัดปริมาณโบรมีน ในตัวอย่างน้ำ รุ่น HI716 , เครื่องวัดปริมาณฟอสฟอรัส ช่วงต่ำมาก รุ่น HI736 , เซ็นเซอร์วัดออกซิเจนในน้ำสำหรับ HI9829 มัลติพารามิเตอร์ , เครื่องวัดปริมาณฟอสเฟต ช่วงต่ำ รุ่น HI713 , เครื่องวัดสีในน้ำตัวอย่าง HI727 | <a class="woocommerce-LoopProduct-link woocommerce-loop-product__link" href="https://www.hannathailand.com/product/hi715-checker-hc-ammonia-mr/">เครื่องวัดปริมาณแอมโมเนีย ในน้ำ รุ่น HI715</a> , <a class="woocommerce-LoopProduct-link woocommerce-loop-product__link" href="https://www.hannathailand.com/product/hi717-checker-hc-phosphate-hr/">เครื่องวัดปริมาณฟอสเฟต ช่วงสูง รุ่น HI717</a> , <a class="woocommerce-LoopProduct-link woocommerce-loop-product__link" href="https://www.hannathailand.com/product/free-chlorine/">เครื่องวัดคลอรีน</a> , <a class="woocommerce-LoopProduct-link woocommerce-loop-product__link" href="https://www.hannathailand.com/product/hi716-checker-hc-bromine/">เครื่องวัดปริมาณโบรมีน ในตัวอย่างน้ำ รุ่น HI716</a> , <a class="woocommerce-LoopProduct-link woocommerce-loop-product__link" href="https://www.hannathailand.com/product/phosphorous-marine/">เครื่องวัดปริมาณฟอสฟอรัส ช่วงต่ำมาก รุ่น HI736</a> , <a class="woocommerce-LoopProduct-link woocommerce-loop-product__link" href="https://www.hannathailand.com/product/hi7609829-2/">เซ็นเซอร์วัดออกซิเจนในน้ำสำหรับ HI9829 มัลติพารามิเตอร์</a> , <a class="woocommerce-LoopProduct-link woocommerce-loop-product__link" href="https://www.hannathailand.com/product/hi713-checker-hc-phosphate-lr/">เครื่องวัดปริมาณฟอสเฟต ช่วงต่ำ รุ่น HI713</a> , <a class="woocommerce-LoopProduct-link woocommerce-loop-product__link" href="https://www.hannathailand.com/product/hi727-checker-hc-color-of-water/">เครื่องวัดสีในน้ำตัวอย่าง HI727</a> | https://www.hannathailand.com/wp-content/uploads/2022/06/miniphotometerfurammoniakmittel2416_11-600x600.jpg , https://www.hannathailand.com/wp-content/uploads/2022/06/miniphotometerfurphosphathoch827_11-600x600.jpg , https://www.hannathailand.com/wp-content/uploads/2021/07/1-500x500.jpg , https://www.hannathailand.com/wp-content/uploads/2022/06/miniphotometerfurfreiesgesamtchlor704_11-600x600.jpg , https://www.hannathailand.com/wp-content/uploads/2021/12/HI736-600x600.jpg , https://www.hannathailand.com/wp-content/uploads/2021/07/5-500x500.jpg , https://www.hannathailand.com/wp-content/uploads/2022/06/hi713_lg51caffcdce23e-600x600.jpg , https://www.hannathailand.com/wp-content/uploads/2022/06/miniphotometerfurfarbe843_11-600x600.jpg
311 | HI70004P – 4.01 pH@25°C – SQ – 25x20ml | สารละลาย , สินค้าทั้งหมด , เครื่องวัดความเป็นกรด-ด่าง/โออาร์พี | https://www.hannathailand.com/product-category/ph-meter/ | https://www.hannathailand.com/product/hi70004p-4-01-ph25c-sq-25x20ml/ | HI70004P | 1,765.50 |  | <div aria-labelledby="tab-title-additional_information" class="woocommerce-Tabs-panel woocommerce-Tabs-panel--additional_information panel entry-content" id="tab-additional_information" role="tabpanel"> </div> | General information about our pH buffers / calibration: Available grades: Technical Quality The buffer solutions of HANNA instruments include solutions from pH 1.00 to pH 13.00 and allow calibration over the entire pH scale with an accuracy of ± 0.01 pH. The buffer solution series is particularly suitable for pH measurements that require high accuracy. All solutions with certificate of analysis. Millesimal Quality Accuracy of ± 0.002 pH for calibration of measuring instruments with 0.001 resolution. All solutions in opaque packaging with certificate of analysis. Standard Quality Accuracy of ± 0.01 pH in different packaging, with or without a certificate of analysis. Available packages: Bottle: 230ml – 500ml – 1L Can: 3.78 L (gal) Individual portions – and virtually always fresh & no contamination risk Shelf life up to 5 years | <div aria-labelledby="tab-title-description" class="woocommerce-Tabs-panel woocommerce-Tabs-panel--description panel entry-content active" id="tab-description" role="tabpanel"> <p><span data-mce-style="text-decoration: underline;" style="text-decoration: underline;"><em><span class="hps">General</span> <span class="hps">information about our</span> <span class="hps">pH</span> <span class="hps">buffers</span> <span class="hps">/</span> <span class="hps">calibration</span><span>:</span></em></span></p> <p><span class="hps">Available</span> <span class="hps">grades:</span></p> <p><span data-mce-style="text-decoration: underline;" style="text-decoration: underline;"><em></em></span></p> <p><strong><span class="hps">Technical</span> <span class="hps">Quality</span> </strong></p> <p><span data-mce-style="text-decoration: underline;" style="text-decoration: underline;"><em></em></span></p> <p><span class="hps">The buffer solutions</span> <span class="hps">of</span> <span class="hps">HANNA instruments</span> <span class="hps">include solutions</span> <span class="hps">from</span> <span class="hps">pH 1.00</span> <span class="hps">to pH</span> <span class="hps">13.00</span> <span class="hps">and</span> <span class="hps">allow</span> <span class="hps">calibration</span> <span class="hps">over the entire</span> <span class="hps">pH scale</span> <span class="hps">with an accuracy of</span> <span class="hps">±</span> <span class="hps">0.01 pH</span><span>.</span> <span class="hps">The buffer solution</span> <span class="hps">series</span> <span class="hps">is particularly suitable for</span> <span class="hps">pH measurements</span> <span class="hps">that require</span> <span class="hps">high accuracy</span><span>.</span> <span class="hps">All solutions</span> <span class="hps">with certificate of analysis</span><span>.</span></p> <p><span data-mce-style="text-decoration: underline;" style="text-decoration: underline;"><em></em></span></p> <p><strong><span class="hps">Millesimal</span> <span class="hps">Quality</span> </strong></p> <p><span data-mce-style="text-decoration: underline;" style="text-decoration: underline;"><em></em></span></p> <p><span class="hps">Accuracy</span> <span class="hps">of ±</span> <span class="hps">0.002</span> <span class="hps">pH</span> <span class="hps">for</span> <span class="hps">calibration</span> <span class="hps">of measuring instruments</span> <span class="hps">with 0.001</span> <span class="hps">resolution</span><span>.</span> <span class="hps">All solutions</span> <span class="hps">in</span> <span class="hps">opaque</span> <span class="hps">packaging</span> <span class="hps">with certificate of analysis</span><span>.</span></p> <p><span data-mce-style="text-decoration: underline;" style="text-decoration: underline;"><em></em></span></p> <p> </p> <p><span data-mce-style="text-decoration: underline;" style="text-decoration: underline;"><em></em></span></p> <p><strong><span class="hps">Standard Quality</span> </strong> </p> <p><span data-mce-style="text-decoration: underline;" style="text-decoration: underline;"><em></em></span></p> <p><span class="hps">Accuracy</span> <span class="hps">of ±</span> <span class="hps">0.01 pH</span> <span class="hps">in different packaging</span><span>,</span> <span class="hps">with or without a</span> <span class="hps">certificate of analysis.</span></p> <p><span data-mce-style="text-decoration: underline;" style="text-decoration: underline;"><em></em></span></p> <p> </p> <p><span data-mce-style="text-decoration: underline;" style="text-decoration: underline;"><em></em></span></p> <p><span class="hps">Available</span> <span class="hps">packages</span><span>:</span> <span class="hps">Bottle</span><span>:</span> <span class="hps">230ml</span> <span class="hps">– 500ml –</span> <span class="hps">1L</span> <span class="hps">Can:</span> <span class="hps">3.78</span> <span class="hps">L</span> <span class="hps atn">(</span><span>gal</span><span>)</span> <span class="hps">Individual portions</span> <span class="hps">–</span> <span class="hps">and</span> <span class="hps">virtually</span> <span class="hps">always</span> <span class="hps">fresh</span> <span class="hps">&amp;</span> <span class="hps">no</span> <span class="hps">contamination</span> <span class="hps">risk</span> <span class="hps">Shelf life</span> <span class="hps">up to 5 years</span></p> <p><span data-mce-style="text-decoration: underline;" style="text-decoration: underline;"><em></em></span></p> <p><strong></strong></p> <p> </p> </div> | Buffer Solution pH 4.01, 25 packs, ±0,01pH, | <div class="product-short-description"> <p>Buffer Solution pH 4.01, 25 packs, ±0,01pH,</p> </div> | https://www.hannathailand.com/wp-content/uploads/2022/06/hanna20hi7000420phmetr20ph420202020ml_enl1.jpg | เครื่องวัดปริมาณคลอรีนรวม รุ่น HI711 , น้ำยามาตรฐานสำหรับค่าโซเดียม , เครื่องวัดปริมาณฟอสเฟต ช่วงต่ำ รุ่น HI713 , เครื่องควบคุมค่าความนำไฟฟ้า , เครื่องวัดปริมาณแอมโมเนีย ช่วงต่ำ รุ่น HI700 , น้ำยามาตรฐานสอบเทียบ ค่ามาตรฐานความเค็ม , น้ำยามาตรฐานสอบเทียบ , เครื่องวัดปริมาณแอมโมเนีย ในน้ำ รุ่น HI715 | <a class="woocommerce-LoopProduct-link woocommerce-loop-product__link" href="https://www.hannathailand.com/product/hi711-checker-hc-total-chlorine/">เครื่องวัดปริมาณคลอรีนรวม รุ่น HI711</a> , <a class="woocommerce-LoopProduct-link woocommerce-loop-product__link" href="https://www.hannathailand.com/product/hi7090l/">น้ำยามาตรฐานสำหรับค่าโซเดียม</a> , <a class="woocommerce-LoopProduct-link woocommerce-loop-product__link" href="https://www.hannathailand.com/product/hi713-checker-hc-phosphate-lr/">เครื่องวัดปริมาณฟอสเฟต ช่วงต่ำ รุ่น HI713</a> , <a class="woocommerce-LoopProduct-link woocommerce-loop-product__link" href="https://www.hannathailand.com/product/hi8931cn/">เครื่องควบคุมค่าความนำไฟฟ้า</a> , <a class="woocommerce-LoopProduct-link woocommerce-loop-product__link" href="https://www.hannathailand.com/product/hi700-checker-hc-ammonia-lr/">เครื่องวัดปริมาณแอมโมเนีย ช่วงต่ำ รุ่น HI700</a> , <a class="woocommerce-LoopProduct-link woocommerce-loop-product__link" href="https://www.hannathailand.com/product/hi7080l/">น้ำยามาตรฐานสอบเทียบ ค่ามาตรฐานความเค็ม</a> , <a class="woocommerce-LoopProduct-link woocommerce-loop-product__link" href="https://www.hannathailand.com/product/hi9828-25/">น้ำยามาตรฐานสอบเทียบ</a> , <a class="woocommerce-LoopProduct-link woocommerce-loop-product__link" href="https://www.hannathailand.com/product/hi715-checker-hc-ammonia-mr/">เครื่องวัดปริมาณแอมโมเนีย ในน้ำ รุ่น HI715</a> | https://www.hannathailand.com/wp-content/uploads/2022/06/hi711_lg-600x600.jpg , https://www.hannathailand.com/wp-content/uploads/2021/07/12-500x500.jpg , https://www.hannathailand.com/wp-content/uploads/2022/06/hi713_lg51caffcdce23e-600x600.jpg , https://www.hannathailand.com/wp-content/uploads/2021/07/2-500x500.jpg , https://www.hannathailand.com/wp-content/uploads/2022/06/hi700_400pxl-600x600.jpg , https://www.hannathailand.com/wp-content/uploads/2021/07/11-500x500.jpg , https://www.hannathailand.com/wp-content/uploads/2021/07/8-500x500.jpg , https://www.hannathailand.com/wp-content/uploads/2022/06/miniphotometerfurammoniakmittel2416_11-600x600.jpg
312 | HI70006C – 6.86 pH@25°C – SQ Zert. – 25x20ml | สารละลาย , สินค้าทั้งหมด , เครื่องวัดความเป็นกรด-ด่าง/โออาร์พี | https://www.hannathailand.com/product-category/ph-meter/ | https://www.hannathailand.com/product/hi70006c-6-86-ph25c-sq-zert-25x20ml/ | HI70006C | 2,033.00 |  | <div aria-labelledby="tab-title-additional_information" class="woocommerce-Tabs-panel woocommerce-Tabs-panel--additional_information panel entry-content" id="tab-additional_information" role="tabpanel"> </div> | Generelle Informationen zu unseren pH Pufferlösungen/Kalibrierlösungen: Verfügbare Qualitäten: Technical Quality Die Pufferlösungen von HANNA instruments umfassen Lösungen von pH 1,00 bis pH 13,00 und ermöglichen Kalibrierungen über die gesamte pH-Skala mit einer Genauigkeit von ±0,01 pH. Die Pufferlösungsserie eignet sich besonders bei pH-Messungen, die eine hohe Messgenauigkeit erfordern. Alle Lösungen mit Analysezertifikat. Millesimal Quality Genauigkeit von ±0,002 pH für Kalibrierung von Messgeräten mit 0,001 Auflösung. Alle Lösungen in opaker Verpackung, mit Analysezertifikat. Standard QualityGenauigkeit von ±0,01 pH in verschiedenen Verpackungen, mit oder ohne Analysezertifikat. Verfügbare Packungen: Flaschen: 230ml – 500ml – 1L Kanister: 3.78 L (Gallone)Einzelportionen – praktisch & immer frisch & keine Kontaminations-Gefahr Haltbarkeit bis zu 5 Jahre | <div aria-labelledby="tab-title-description" class="woocommerce-Tabs-panel woocommerce-Tabs-panel--description panel entry-content active" id="tab-description" role="tabpanel"> <p><span data-mce-style="text-decoration: underline;" style="text-decoration: underline;"><em>Generelle Informationen zu unseren pH Pufferlösungen/Kalibrierlösungen:</em></span></p> <p><strong>Verfügbare Qualitäten:</strong></p> <p style="padding-left: 30px;"><strong>Technical Quality <br/></strong>Die Pufferlösungen von <strong>HANNA instruments</strong> umfassen Lösungen von pH 1,00 bis pH 13,00 und ermöglichen Kalibrierungen über die gesamte pH-Skala mit einer Genauigkeit von ±0,01 pH. Die Pufferlösungsserie eignet sich besonders bei pH-Messungen, die eine hohe Messgenauigkeit erfordern. Alle Lösungen mit Analysezertifikat.</p> <p style="padding-left: 30px;"><strong>Millesimal Quality <br/></strong>Genauigkeit von ±0,002 pH für Kalibrierung von Messgeräten mit 0,001 Auflösung. Alle Lösungen in opaker Verpackung, mit Analysezertifikat.</p> <p style="padding-left: 30px;"><strong>Standard Quality<br/></strong>Genauigkeit von ±0,01 pH in verschiedenen Verpackungen, mit oder ohne Analysezertifikat.</p> <p><strong>Verfügbare Packungen:</strong></p> <p>Flaschen: 230ml – 500ml – 1L <br/>Kanister: 3.78 L (Gallone)<br/>Einzelportionen – praktisch &amp; immer frisch &amp; keine Kontaminations-Gefahr</p> <p><strong>Haltbarkeit bis zu 5 Jahre</strong></p> <p> </p> </div> | Pufferlösung pH 6.86, 25 Beutel à 20 ml, ±0,01pH, mit Analysenzertifikat Standard Qualität | <div class="product-short-description"> <p>Pufferlösung pH 6.86, 25 Beutel à 20 ml, ±0,01pH, mit Analysenzertifikat<br/> Standard Qualität</p> </div> | https://www.hannathailand.com/wp-content/uploads/2022/06/61wqsj0r7ll_aa1000_151d6971534948.jpg | เครื่องวัดปริมาณแอมโมเนีย ในน้ำ รุ่น HI715 , สารละลายมาตรฐานความขุ่น 20 NTU , เครื่องวัดปริมาณคลอรีนรวม รุ่น HI711 , เครื่องวัดปริมาณไนไตรท์ ช่วงต่ำ รุ่น HI707 , เครื่องวัดปริมาณแอมโมเนีย ช่วงสูง รุ่น HI733 , ซัลไฟด์สารต้านอนุมูลอิสระบัฟเฟอร์ , น้ำยามาตรฐานสอบเทียบ ค่ามาตรฐานความเค็ม , เครื่องวัดปริมาณไนไตรท์ ช่วงสูง ในตัวอย่างน้ำ รุ่น HI708 | <a class="woocommerce-LoopProduct-link woocommerce-loop-product__link" href="https://www.hannathailand.com/product/hi715-checker-hc-ammonia-mr/">เครื่องวัดปริมาณแอมโมเนีย ในน้ำ รุ่น HI715</a> , <a class="woocommerce-LoopProduct-link woocommerce-loop-product__link" href="https://www.hannathailand.com/product/hi93102-20/">สารละลายมาตรฐานความขุ่น 20 NTU</a> , <a class="woocommerce-LoopProduct-link woocommerce-loop-product__link" href="https://www.hannathailand.com/product/hi711-checker-hc-total-chlorine/">เครื่องวัดปริมาณคลอรีนรวม รุ่น HI711</a> , <a class="woocommerce-LoopProduct-link woocommerce-loop-product__link" href="https://www.hannathailand.com/product/hi707-checker-hc-nitrite-lr/">เครื่องวัดปริมาณไนไตรท์ ช่วงต่ำ รุ่น HI707</a> , <a class="woocommerce-LoopProduct-link woocommerce-loop-product__link" href="https://www.hannathailand.com/product/hi733-checker-hc-ammonia-hr/">เครื่องวัดปริมาณแอมโมเนีย ช่วงสูง รุ่น HI733</a> , <a class="woocommerce-LoopProduct-link woocommerce-loop-product__link" href="https://www.hannathailand.com/product/hi4015-00/">ซัลไฟด์สารต้านอนุมูลอิสระบัฟเฟอร์</a> , <a class="woocommerce-LoopProduct-link woocommerce-loop-product__link" href="https://www.hannathailand.com/product/hi7080l/">น้ำยามาตรฐานสอบเทียบ ค่ามาตรฐานความเค็ม</a> , <a class="woocommerce-LoopProduct-link woocommerce-loop-product__link" href="https://www.hannathailand.com/product/hi708-checker-hc-nitrite-hr/">เครื่องวัดปริมาณไนไตรท์ ช่วงสูง ในตัวอย่างน้ำ รุ่น HI708</a> | https://www.hannathailand.com/wp-content/uploads/2022/06/miniphotometerfurammoniakmittel2416_11-600x600.jpg , https://www.hannathailand.com/wp-content/uploads/2021/07/9-500x500.jpg , https://www.hannathailand.com/wp-content/uploads/2022/06/hi711_lg-600x600.jpg , https://www.hannathailand.com/wp-content/uploads/2022/06/hi707400-600x600.jpg , https://www.hannathailand.com/wp-content/uploads/2022/06/miniphotometerfurammoniumhoch2418_11-600x600.jpg , https://www.hannathailand.com/wp-content/uploads/2021/07/7-500x500.jpg , https://www.hannathailand.com/wp-content/uploads/2021/07/11-500x500.jpg , https://www.hannathailand.com/wp-content/uploads/2022/06/miniphotometerfurnitrithoch2420_11-600x600.jpg
313 | HI70007C – 7.01 pH@25°C – SQ Zert. – 25x20ml | สารละลาย , สินค้าทั้งหมด , เครื่องวัดความเป็นกรด-ด่าง/โออาร์พี | https://www.hannathailand.com/product-category/ph-meter/ | https://www.hannathailand.com/product/hi70007c-7-01-ph25c-sq-zert-25x20ml/ | HI70007C | 2,033.00 |  | <div aria-labelledby="tab-title-additional_information" class="woocommerce-Tabs-panel woocommerce-Tabs-panel--additional_information panel entry-content" id="tab-additional_information" role="tabpanel"> </div> | Generelle Informationen zu unseren pH Pufferlösungen/Kalibrierlösungen: Verfügbare Qualitäten: Technical Quality Die Pufferlösungen von HANNA instruments umfassen Lösungen von pH 1,00 bis pH 13,00 und ermöglichen Kalibrierungen über die gesamte pH-Skala mit einer Genauigkeit von ±0,01 pH. Die Pufferlösungsserie eignet sich besonders bei pH-Messungen, die eine hohe Messgenauigkeit erfordern. Alle Lösungen mit Analysezertifikat. Millesimal Quality Genauigkeit von ±0,002 pH für Kalibrierung von Messgeräten mit 0,001 Auflösung. Alle Lösungen in opaker Verpackung, mit Analysezertifikat. Standard QualityGenauigkeit von ±0,01 pH in verschiedenen Verpackungen, mit oder ohne Analysezertifikat. Verfügbare Packungen: Flaschen: 230ml – 500ml – 1L Kanister: 3.78 L (Gallone)Einzelportionen – praktisch & immer frisch & keine Kontaminations-Gefahr Haltbarkeit bis zu 5 Jahre | <div aria-labelledby="tab-title-description" class="woocommerce-Tabs-panel woocommerce-Tabs-panel--description panel entry-content active" id="tab-description" role="tabpanel"> <p><span data-mce-style="text-decoration: underline;" style="text-decoration: underline;"><em>Generelle Informationen zu unseren pH Pufferlösungen/Kalibrierlösungen:</em></span></p> <p><strong>Verfügbare Qualitäten:</strong></p> <p style="padding-left: 30px;"><strong>Technical Quality <br/></strong>Die Pufferlösungen von <strong>HANNA instruments</strong> umfassen Lösungen von pH 1,00 bis pH 13,00 und ermöglichen Kalibrierungen über die gesamte pH-Skala mit einer Genauigkeit von ±0,01 pH. Die Pufferlösungsserie eignet sich besonders bei pH-Messungen, die eine hohe Messgenauigkeit erfordern. Alle Lösungen mit Analysezertifikat.</p> <p style="padding-left: 30px;"><strong>Millesimal Quality <br/></strong>Genauigkeit von ±0,002 pH für Kalibrierung von Messgeräten mit 0,001 Auflösung. Alle Lösungen in opaker Verpackung, mit Analysezertifikat.</p> <p style="padding-left: 30px;"><strong>Standard Quality<br/></strong>Genauigkeit von ±0,01 pH in verschiedenen Verpackungen, mit oder ohne Analysezertifikat.</p> <p><strong>Verfügbare Packungen:</strong></p> <p>Flaschen: 230ml – 500ml – 1L <br/>Kanister: 3.78 L (Gallone)<br/>Einzelportionen – praktisch &amp; immer frisch &amp; keine Kontaminations-Gefahr</p> <p><strong>Haltbarkeit bis zu 5 Jahre</strong></p> <p> </p> </div> | Pufferlösung pH 7.01, 25 Beutel à 20 ml, ±0,01pH, mit Analysenzertifikat Standard Qualität | <div class="product-short-description"> <p>Pufferlösung pH 7.01, 25 Beutel à 20 ml, ±0,01pH, mit Analysenzertifikat<br/> Standard Qualität</p> </div> | https://www.hannathailand.com/wp-content/uploads/2022/06/hanna20hi7000720phmetr20ph20720202020ml151d697c958510.jpg | เครื่องวัดปริมาณฟลูออไรด์ ช่วงต่ำ รุ่น HI729 , เครื่องวัดปริมาณฟอสฟอรัส ช่วงสูง รุ่น HI706 , เครื่องวัดปริมาณโครเมี่ยม ช่วงสูง รุ่น HI723 , เครื่องวัดสีในน้ำตัวอย่าง HI727 , เครื่องวัดปริมาณไอโอดีน รุ่น HI718 , เครื่องควบคุมค่าความนำไฟฟ้า , เครื่องวัดปริมาณซิลิกา ช่วงต่ำ ในตัวอย่างน้ำ รุ่น HI705 , เครื่องวัดปริมาณฟอสฟอรัส ช่วงต่ำมาก รุ่น HI736 | <a class="woocommerce-LoopProduct-link woocommerce-loop-product__link" href="https://www.hannathailand.com/product/hi729-checker-hc-fluoride-lr/">เครื่องวัดปริมาณฟลูออไรด์ ช่วงต่ำ รุ่น HI729</a> , <a class="woocommerce-LoopProduct-link woocommerce-loop-product__link" href="https://www.hannathailand.com/product/hi706-checker-hc-phosphorous-hr/">เครื่องวัดปริมาณฟอสฟอรัส ช่วงสูง รุ่น HI706</a> , <a class="woocommerce-LoopProduct-link woocommerce-loop-product__link" href="https://www.hannathailand.com/product/hi723-checker-hc-chromium-vi-hr/">เครื่องวัดปริมาณโครเมี่ยม ช่วงสูง รุ่น HI723</a> , <a class="woocommerce-LoopProduct-link woocommerce-loop-product__link" href="https://www.hannathailand.com/product/hi727-checker-hc-color-of-water/">เครื่องวัดสีในน้ำตัวอย่าง HI727</a> , <a class="woocommerce-LoopProduct-link woocommerce-loop-product__link" href="https://www.hannathailand.com/product/hi718-checker-hc-iodine/">เครื่องวัดปริมาณไอโอดีน รุ่น HI718</a> , <a class="woocommerce-LoopProduct-link woocommerce-loop-product__link" href="https://www.hannathailand.com/product/hi8931cn/">เครื่องควบคุมค่าความนำไฟฟ้า</a> , <a class="woocommerce-LoopProduct-link woocommerce-loop-product__link" href="https://www.hannathailand.com/product/hi705-checker-hc-silica-lr/">เครื่องวัดปริมาณซิลิกา ช่วงต่ำ ในตัวอย่างน้ำ รุ่น HI705</a> , <a class="woocommerce-LoopProduct-link woocommerce-loop-product__link" href="https://www.hannathailand.com/product/phosphorous-marine/">เครื่องวัดปริมาณฟอสฟอรัส ช่วงต่ำมาก รุ่น HI736</a> | https://www.hannathailand.com/wp-content/uploads/2022/06/miniphotometerfurfluoridniedrig844_11-600x600.jpg , https://www.hannathailand.com/wp-content/uploads/2022/06/hi706_400-600x600.jpg , https://www.hannathailand.com/wp-content/uploads/2022/06/miniphotometerfurchromvihoch839_11-600x600.jpg , https://www.hannathailand.com/wp-content/uploads/2022/06/miniphotometerfurfarbe843_11-600x600.jpg , https://www.hannathailand.com/wp-content/uploads/2022/06/miniphotometerfuriod829_11-600x600.jpg , https://www.hannathailand.com/wp-content/uploads/2021/07/2-500x500.jpg , https://www.hannathailand.com/wp-content/uploads/2022/06/hi705400-600x600.jpg , https://www.hannathailand.com/wp-content/uploads/2021/12/HI736-600x600.jpg
314 | HI70007P – 7.01 pH@25°C – SQ – 25x20ml | สารละลาย , สินค้าทั้งหมด , เครื่องวัดความเป็นกรด-ด่าง/โออาร์พี | https://www.hannathailand.com/product-category/ph-meter/ | https://www.hannathailand.com/product/hi70007p-7-01-ph25c-sq-25x20ml/ | HI70007P | 1,765.50 |  | <div aria-labelledby="tab-title-additional_information" class="woocommerce-Tabs-panel woocommerce-Tabs-panel--additional_information panel entry-content" id="tab-additional_information" role="tabpanel"> </div> | General information about our pH buffers / calibration: Available grades: Technical Quality The buffer solutions of HANNA instruments include solutions from pH 1.00 to pH 13.00 and allow calibration over the entire pH scale with an accuracy of ± 0.01 pH. The buffer solution series is particularly suitable for pH measurements that require high accuracy. All solutions with certificate of analysis. Millesimal Quality Accuracy of ± 0.002 pH for calibration of measuring instruments with 0.001 resolution. All solutions in opaque packaging with certificate of analysis. Standard Quality Accuracy of ± 0.01 pH in different packaging, with or without a certificate of analysis. Available packages: Bottle: 230ml – 500ml – 1L Can: 3.78 L (gal) Individual portions – and virtually always fresh & no contamination risk Shelf life up to 5 years | <div aria-labelledby="tab-title-description" class="woocommerce-Tabs-panel woocommerce-Tabs-panel--description panel entry-content active" id="tab-description" role="tabpanel"> <p><span data-mce-style="text-decoration: underline;" style="text-decoration: underline;"><em><span class="hps">General</span> <span class="hps">information about our</span> <span class="hps">pH</span> <span class="hps">buffers</span> <span class="hps">/</span> <span class="hps">calibration</span><span>:</span></em></span></p> <p><span class="hps">Available</span> <span class="hps">grades:</span></p> <p><span data-mce-style="text-decoration: underline;" style="text-decoration: underline;"><em></em></span></p> <p><strong><span class="hps">Technical</span> <span class="hps">Quality</span> </strong></p> <p><span data-mce-style="text-decoration: underline;" style="text-decoration: underline;"><em></em></span></p> <p><span class="hps">The buffer solutions</span> <span class="hps">of</span> <span class="hps">HANNA instruments</span> <span class="hps">include solutions</span> <span class="hps">from</span> <span class="hps">pH 1.00</span> <span class="hps">to pH</span> <span class="hps">13.00</span> <span class="hps">and</span> <span class="hps">allow</span> <span class="hps">calibration</span> <span class="hps">over the entire</span> <span class="hps">pH scale</span> <span class="hps">with an accuracy of</span> <span class="hps">±</span> <span class="hps">0.01 pH</span><span>.</span> <span class="hps">The buffer solution</span> <span class="hps">series</span> <span class="hps">is particularly suitable for</span> <span class="hps">pH measurements</span> <span class="hps">that require</span> <span class="hps">high accuracy</span><span>.</span> <span class="hps">All solutions</span> <span class="hps">with certificate of analysis</span><span>.</span></p> <p><span data-mce-style="text-decoration: underline;" style="text-decoration: underline;"><em></em></span></p> <p><strong><span class="hps">Millesimal</span> <span class="hps">Quality</span> </strong></p> <p><span data-mce-style="text-decoration: underline;" style="text-decoration: underline;"><em></em></span></p> <p><span class="hps">Accuracy</span> <span class="hps">of ±</span> <span class="hps">0.002</span> <span class="hps">pH</span> <span class="hps">for</span> <span class="hps">calibration</span> <span class="hps">of measuring instruments</span> <span class="hps">with 0.001</span> <span class="hps">resolution</span><span>.</span> <span class="hps">All solutions</span> <span class="hps">in</span> <span class="hps">opaque</span> <span class="hps">packaging</span> <span class="hps">with certificate of analysis</span><span>.</span></p> <p><span data-mce-style="text-decoration: underline;" style="text-decoration: underline;"><em></em></span></p> <p> </p> <p><span data-mce-style="text-decoration: underline;" style="text-decoration: underline;"><em></em></span></p> <p><strong><span class="hps">Standard Quality</span> </strong> </p> <p><span data-mce-style="text-decoration: underline;" style="text-decoration: underline;"><em></em></span></p> <p><span class="hps">Accuracy</span> <span class="hps">of ±</span> <span class="hps">0.01 pH</span> <span class="hps">in different packaging</span><span>,</span> <span class="hps">with or without a</span> <span class="hps">certificate of analysis.</span></p> <p><span data-mce-style="text-decoration: underline;" style="text-decoration: underline;"><em></em></span></p> <p> </p> <p><span data-mce-style="text-decoration: underline;" style="text-decoration: underline;"><em></em></span></p> <p><span class="hps">Available</span> <span class="hps">packages</span><span>:</span> <span class="hps">Bottle</span><span>:</span> <span class="hps">230ml</span> <span class="hps">– 500ml –</span> <span class="hps">1L</span> <span class="hps">Can:</span> <span class="hps">3.78</span> <span class="hps">L</span> <span class="hps atn">(</span><span>gal</span><span>)</span> <span class="hps">Individual portions</span> <span class="hps">–</span> <span class="hps">and</span> <span class="hps">virtually</span> <span class="hps">always</span> <span class="hps">fresh</span> <span class="hps">&amp;</span> <span class="hps">no</span> <span class="hps">contamination</span> <span class="hps">risk</span> <span class="hps">Shelf life</span> <span class="hps">up to 5 years</span></p> <p><span data-mce-style="text-decoration: underline;" style="text-decoration: underline;"><em></em></span></p> </div> | Buffer Solution pH 7.01, 25 packs, ±0,01pH, | <div class="product-short-description"> <p>Buffer Solution pH 7.01, 25 packs, ±0,01pH,</p> </div> | https://www.hannathailand.com/wp-content/uploads/2022/06/hanna20hi7000720phmetr20ph20720202020ml1.jpg | เครื่องวัดปริมาณซิลิกา ช่วงต่ำ ในตัวอย่างน้ำ รุ่น HI705 , น้ำยามาตรฐานสอบเทียบ ค่ามาตรฐานความเค็ม , เครื่องวัดปริมาณโบรมีน ในตัวอย่างน้ำ รุ่น HI716 , เซ็นเซอร์วัดออกซิเจนในน้ำสำหรับ HI9829 มัลติพารามิเตอร์ , เครื่องวัดปริมาณแอมโมเนีย ในน้ำ รุ่น HI715 , เครื่องวัดปริมาณฟอสเฟต ช่วงต่ำ รุ่น HI713 , น้ำยามาตรฐานสำหรับค่าโซเดียม , เครื่องวัดปริมาณฟลูออไรด์ ช่วงต่ำ รุ่น HI729 | <a class="woocommerce-LoopProduct-link woocommerce-loop-product__link" href="https://www.hannathailand.com/product/hi705-checker-hc-silica-lr/">เครื่องวัดปริมาณซิลิกา ช่วงต่ำ ในตัวอย่างน้ำ รุ่น HI705</a> , <a class="woocommerce-LoopProduct-link woocommerce-loop-product__link" href="https://www.hannathailand.com/product/hi7080l/">น้ำยามาตรฐานสอบเทียบ ค่ามาตรฐานความเค็ม</a> , <a class="woocommerce-LoopProduct-link woocommerce-loop-product__link" href="https://www.hannathailand.com/product/hi716-checker-hc-bromine/">เครื่องวัดปริมาณโบรมีน ในตัวอย่างน้ำ รุ่น HI716</a> , <a class="woocommerce-LoopProduct-link woocommerce-loop-product__link" href="https://www.hannathailand.com/product/hi7609829-2/">เซ็นเซอร์วัดออกซิเจนในน้ำสำหรับ HI9829 มัลติพารามิเตอร์</a> , <a class="woocommerce-LoopProduct-link woocommerce-loop-product__link" href="https://www.hannathailand.com/product/hi715-checker-hc-ammonia-mr/">เครื่องวัดปริมาณแอมโมเนีย ในน้ำ รุ่น HI715</a> , <a class="woocommerce-LoopProduct-link woocommerce-loop-product__link" href="https://www.hannathailand.com/product/hi713-checker-hc-phosphate-lr/">เครื่องวัดปริมาณฟอสเฟต ช่วงต่ำ รุ่น HI713</a> , <a class="woocommerce-LoopProduct-link woocommerce-loop-product__link" href="https://www.hannathailand.com/product/hi7090l/">น้ำยามาตรฐานสำหรับค่าโซเดียม</a> , <a class="woocommerce-LoopProduct-link woocommerce-loop-product__link" href="https://www.hannathailand.com/product/hi729-checker-hc-fluoride-lr/">เครื่องวัดปริมาณฟลูออไรด์ ช่วงต่ำ รุ่น HI729</a> | https://www.hannathailand.com/wp-content/uploads/2022/06/hi705400-600x600.jpg , https://www.hannathailand.com/wp-content/uploads/2021/07/11-500x500.jpg , https://www.hannathailand.com/wp-content/uploads/2022/06/miniphotometerfurfreiesgesamtchlor704_11-600x600.jpg , https://www.hannathailand.com/wp-content/uploads/2021/07/5-500x500.jpg , https://www.hannathailand.com/wp-content/uploads/2022/06/miniphotometerfurammoniakmittel2416_11-600x600.jpg , https://www.hannathailand.com/wp-content/uploads/2022/06/hi713_lg51caffcdce23e-600x600.jpg , https://www.hannathailand.com/wp-content/uploads/2021/07/12-500x500.jpg , https://www.hannathailand.com/wp-content/uploads/2022/06/miniphotometerfurfluoridniedrig844_11-600x600.jpg
315 | HI70009C – 9.18 pH@25°C – SQ Zert. – 25x20ml | สารละลาย , สินค้าทั้งหมด , เครื่องวัดความเป็นกรด-ด่าง/โออาร์พี | https://www.hannathailand.com/product-category/ph-meter/ | https://www.hannathailand.com/product/hi70009c-9-18-ph25c-sq-zert-25x20ml/ | HI70009C | 2,033.00 |  | <div aria-labelledby="tab-title-additional_information" class="woocommerce-Tabs-panel woocommerce-Tabs-panel--additional_information panel entry-content" id="tab-additional_information" role="tabpanel"> </div> | Generelle Informationen zu unseren pH Pufferlösungen/Kalibrierlösungen: Verfügbare Qualitäten: Technical Quality Die Pufferlösungen von HANNA instruments umfassen Lösungen von pH 1,00 bis pH 13,00 und ermöglichen Kalibrierungen über die gesamte pH-Skala mit einer Genauigkeit von ±0,01 pH. Die Pufferlösungsserie eignet sich besonders bei pH-Messungen, die eine hohe Messgenauigkeit erfordern. Alle Lösungen mit Analysezertifikat. Millesimal Quality Genauigkeit von ±0,002 pH für Kalibrierung von Messgeräten mit 0,001 Auflösung. Alle Lösungen in opaker Verpackung, mit Analysezertifikat. Standard QualityGenauigkeit von ±0,01 pH in verschiedenen Verpackungen, mit oder ohne Analysezertifikat. Verfügbare Packungen: Flaschen: 230ml – 500ml – 1L Kanister: 3.78 L (Gallone)Einzelportionen – praktisch & immer frisch & keine Kontaminations-Gefahr Haltbarkeit bis zu 5 Jahre | <div aria-labelledby="tab-title-description" class="woocommerce-Tabs-panel woocommerce-Tabs-panel--description panel entry-content active" id="tab-description" role="tabpanel"> <p><span data-mce-style="text-decoration: underline;" style="text-decoration: underline;"><em>Generelle Informationen zu unseren pH Pufferlösungen/Kalibrierlösungen:</em></span></p> <p><strong>Verfügbare Qualitäten:</strong></p> <p style="padding-left: 30px;"><strong>Technical Quality <br/></strong>Die Pufferlösungen von <strong>HANNA instruments</strong> umfassen Lösungen von pH 1,00 bis pH 13,00 und ermöglichen Kalibrierungen über die gesamte pH-Skala mit einer Genauigkeit von ±0,01 pH. Die Pufferlösungsserie eignet sich besonders bei pH-Messungen, die eine hohe Messgenauigkeit erfordern. Alle Lösungen mit Analysezertifikat.</p> <p style="padding-left: 30px;"><strong>Millesimal Quality <br/></strong>Genauigkeit von ±0,002 pH für Kalibrierung von Messgeräten mit 0,001 Auflösung. Alle Lösungen in opaker Verpackung, mit Analysezertifikat.</p> <p style="padding-left: 30px;"><strong>Standard Quality<br/></strong>Genauigkeit von ±0,01 pH in verschiedenen Verpackungen, mit oder ohne Analysezertifikat.</p> <p><strong>Verfügbare Packungen:</strong></p> <p>Flaschen: 230ml – 500ml – 1L <br/>Kanister: 3.78 L (Gallone)<br/>Einzelportionen – praktisch &amp; immer frisch &amp; keine Kontaminations-Gefahr</p> <p><strong>Haltbarkeit bis zu 5 Jahre</strong></p> <p> </p> </div> | Pufferlösung pH 9.18, 25 Beutel à 20 ml, ±0,01pH, mit Analysenzertifikat Standard Qualität | <div class="product-short-description"> <p>Pufferlösung pH 9.18, 25 Beutel à 20 ml, ±0,01pH, mit Analysenzertifikat<br/> Standard Qualität</p> </div> | https://www.hannathailand.com/wp-content/uploads/2022/06/81oxltmd4l_aa1500_151d699aa7bdb6.jpg | เครื่องวัดปริมาณคลอรีนอิสระ รุ่น HI701 , เครื่องวัดปริมาณแอมโมเนีย ช่วงต่ำ รุ่น HI700 , น้ำยามาตรฐานสอบเทียบ , เครื่องวัดค่าเหล็ก รุ่น HI721 , เครื่องวัดปริมาณแอมโมเนีย ช่วงสูง รุ่น HI733 , เครื่องวัดปริมาณนิกเกิล ช่วงสูง รุ่น HI726 , น้ำยามาตรฐานสอบเทียบ ค่ามาตรฐานความเค็ม , เครื่องวัดปริมาณคลอรีนรวม รุ่น HI711 | <a class="woocommerce-LoopProduct-link woocommerce-loop-product__link" href="https://www.hannathailand.com/product/hi701-checker-hc-free-chlorine/">เครื่องวัดปริมาณคลอรีนอิสระ รุ่น HI701</a> , <a class="woocommerce-LoopProduct-link woocommerce-loop-product__link" href="https://www.hannathailand.com/product/hi700-checker-hc-ammonia-lr/">เครื่องวัดปริมาณแอมโมเนีย ช่วงต่ำ รุ่น HI700</a> , <a class="woocommerce-LoopProduct-link woocommerce-loop-product__link" href="https://www.hannathailand.com/product/hi9828-25/">น้ำยามาตรฐานสอบเทียบ</a> , <a class="woocommerce-LoopProduct-link woocommerce-loop-product__link" href="https://www.hannathailand.com/product/hi721-checker-hc-iron/">เครื่องวัดค่าเหล็ก รุ่น HI721</a> , <a class="woocommerce-LoopProduct-link woocommerce-loop-product__link" href="https://www.hannathailand.com/product/hi733-checker-hc-ammonia-hr/">เครื่องวัดปริมาณแอมโมเนีย ช่วงสูง รุ่น HI733</a> , <a class="woocommerce-LoopProduct-link woocommerce-loop-product__link" href="https://www.hannathailand.com/product/hi726-checker-hc-nickel-hr/">เครื่องวัดปริมาณนิกเกิล ช่วงสูง รุ่น HI726</a> , <a class="woocommerce-LoopProduct-link woocommerce-loop-product__link" href="https://www.hannathailand.com/product/hi7083l/">น้ำยามาตรฐานสอบเทียบ ค่ามาตรฐานความเค็ม</a> , <a class="woocommerce-LoopProduct-link woocommerce-loop-product__link" href="https://www.hannathailand.com/product/hi711-checker-hc-total-chlorine/">เครื่องวัดปริมาณคลอรีนรวม รุ่น HI711</a> | https://www.hannathailand.com/wp-content/uploads/2021/11/hi701-500x500.jpg , https://www.hannathailand.com/wp-content/uploads/2022/06/hi700_400pxl-600x600.jpg , https://www.hannathailand.com/wp-content/uploads/2021/07/8-500x500.jpg , https://www.hannathailand.com/wp-content/uploads/2022/06/miniphotometerfureisen832_11-600x600.jpg , https://www.hannathailand.com/wp-content/uploads/2022/06/miniphotometerfurammoniumhoch2418_11-600x600.jpg , https://www.hannathailand.com/wp-content/uploads/2022/06/miniphotometerfurnickelhoch841_11-600x600.jpg , https://www.hannathailand.com/wp-content/uploads/2021/07/10-500x500.jpg , https://www.hannathailand.com/wp-content/uploads/2022/06/hi711_lg-600x600.jpg
316 | HI70009P – 9.18 pH@25°C – SQ – 25x20ml | สารละลาย , สินค้าทั้งหมด , เครื่องวัดความเป็นกรด-ด่าง/โออาร์พี | https://www.hannathailand.com/product-category/ph-meter/ | https://www.hannathailand.com/product/hi70009p-9-18-ph25c-sq-25x20ml/ | HI70009P | 1,765.50 |  | <div aria-labelledby="tab-title-additional_information" class="woocommerce-Tabs-panel woocommerce-Tabs-panel--additional_information panel entry-content" id="tab-additional_information" role="tabpanel"> </div> | Generelle Informationen zu unseren pH Pufferlösungen/Kalibrierlösungen: Verfügbare Qualitäten: Technical Quality Die Pufferlösungen von HANNA instruments umfassen Lösungen von pH 1,00 bis pH 13,00 und ermöglichen Kalibrierungen über die gesamte pH-Skala mit einer Genauigkeit von ±0,01 pH. Die Pufferlösungsserie eignet sich besonders bei pH-Messungen, die eine hohe Messgenauigkeit erfordern. Alle Lösungen mit Analysezertifikat. Millesimal Quality Genauigkeit von ±0,002 pH für Kalibrierung von Messgeräten mit 0,001 Auflösung. Alle Lösungen in opaker Verpackung, mit Analysezertifikat. Standard QualityGenauigkeit von ±0,01 pH in verschiedenen Verpackungen, mit oder ohne Analysezertifikat. Verfügbare Packungen: Flaschen: 230ml – 500ml – 1L Kanister: 3.78 L (Gallone)Einzelportionen – praktisch & immer frisch & keine Kontaminations-Gefahr Haltbarkeit bis zu 5 Jahre | <div aria-labelledby="tab-title-description" class="woocommerce-Tabs-panel woocommerce-Tabs-panel--description panel entry-content active" id="tab-description" role="tabpanel"> <p><span data-mce-style="text-decoration: underline;" style="text-decoration: underline;"><em>Generelle Informationen zu unseren pH Pufferlösungen/Kalibrierlösungen:</em></span></p> <p><strong>Verfügbare Qualitäten:</strong></p> <p style="padding-left: 30px;"><strong>Technical Quality <br/></strong>Die Pufferlösungen von <strong>HANNA instruments</strong> umfassen Lösungen von pH 1,00 bis pH 13,00 und ermöglichen Kalibrierungen über die gesamte pH-Skala mit einer Genauigkeit von ±0,01 pH. Die Pufferlösungsserie eignet sich besonders bei pH-Messungen, die eine hohe Messgenauigkeit erfordern. Alle Lösungen mit Analysezertifikat.</p> <p style="padding-left: 30px;"><strong>Millesimal Quality <br/></strong>Genauigkeit von ±0,002 pH für Kalibrierung von Messgeräten mit 0,001 Auflösung. Alle Lösungen in opaker Verpackung, mit Analysezertifikat.</p> <p style="padding-left: 30px;"><strong>Standard Quality<br/></strong>Genauigkeit von ±0,01 pH in verschiedenen Verpackungen, mit oder ohne Analysezertifikat.</p> <p><strong>Verfügbare Packungen:</strong></p> <p>Flaschen: 230ml – 500ml – 1L <br/>Kanister: 3.78 L (Gallone)<br/>Einzelportionen – praktisch &amp; immer frisch &amp; keine Kontaminations-Gefahr</p> <p><strong>Haltbarkeit bis zu 5 Jahre</strong></p> <p> </p> </div> | Pufferlösung pH 9.18, 25 Beutel à 20 ml, ±0,01pH, Standard Qualität | <div class="product-short-description"> <p>Pufferlösung pH 9.18, 25 Beutel à 20 ml, ±0,01pH,<br/> Standard Qualität</p> </div> | https://www.hannathailand.com/wp-content/uploads/2022/06/81oxltmd4l_aa1500_1.jpg | เครื่องวัดปริมาณแอมโมเนีย ช่วงต่ำ รุ่น HI700 , น้ำยามาตรฐานสำหรับค่าโซเดียม , เครื่องวัดคลอรีน , เครื่องวัดปริมาณฟอสเฟต ช่วงสูง รุ่น HI717 , เครื่องวัดสีในน้ำตัวอย่าง HI727 , เครื่องวัดปริมาณนิกเกิล ช่วงสูง รุ่น HI726 , น้ำยามาตรฐานสอบเทียบ ค่ามาตรฐานความเค็ม , เครื่องวัดปริมาณฟอสฟอรัส ช่วงต่ำมาก รุ่น HI736 | <a class="woocommerce-LoopProduct-link woocommerce-loop-product__link" href="https://www.hannathailand.com/product/hi700-checker-hc-ammonia-lr/">เครื่องวัดปริมาณแอมโมเนีย ช่วงต่ำ รุ่น HI700</a> , <a class="woocommerce-LoopProduct-link woocommerce-loop-product__link" href="https://www.hannathailand.com/product/hi7090l/">น้ำยามาตรฐานสำหรับค่าโซเดียม</a> , <a class="woocommerce-LoopProduct-link woocommerce-loop-product__link" href="https://www.hannathailand.com/product/free-chlorine/">เครื่องวัดคลอรีน</a> , <a class="woocommerce-LoopProduct-link woocommerce-loop-product__link" href="https://www.hannathailand.com/product/hi717-checker-hc-phosphate-hr/">เครื่องวัดปริมาณฟอสเฟต ช่วงสูง รุ่น HI717</a> , <a class="woocommerce-LoopProduct-link woocommerce-loop-product__link" href="https://www.hannathailand.com/product/hi727-checker-hc-color-of-water/">เครื่องวัดสีในน้ำตัวอย่าง HI727</a> , <a class="woocommerce-LoopProduct-link woocommerce-loop-product__link" href="https://www.hannathailand.com/product/hi726-checker-hc-nickel-hr/">เครื่องวัดปริมาณนิกเกิล ช่วงสูง รุ่น HI726</a> , <a class="woocommerce-LoopProduct-link woocommerce-loop-product__link" href="https://www.hannathailand.com/product/hi7080l/">น้ำยามาตรฐานสอบเทียบ ค่ามาตรฐานความเค็ม</a> , <a class="woocommerce-LoopProduct-link woocommerce-loop-product__link" href="https://www.hannathailand.com/product/phosphorous-marine/">เครื่องวัดปริมาณฟอสฟอรัส ช่วงต่ำมาก รุ่น HI736</a> | https://www.hannathailand.com/wp-content/uploads/2022/06/hi700_400pxl-600x600.jpg , https://www.hannathailand.com/wp-content/uploads/2021/07/12-500x500.jpg , https://www.hannathailand.com/wp-content/uploads/2021/07/1-500x500.jpg , https://www.hannathailand.com/wp-content/uploads/2022/06/miniphotometerfurphosphathoch827_11-600x600.jpg , https://www.hannathailand.com/wp-content/uploads/2022/06/miniphotometerfurfarbe843_11-600x600.jpg , https://www.hannathailand.com/wp-content/uploads/2022/06/miniphotometerfurnickelhoch841_11-600x600.jpg , https://www.hannathailand.com/wp-content/uploads/2021/07/11-500x500.jpg , https://www.hannathailand.com/wp-content/uploads/2021/12/HI736-600x600.jpg
317 | HI70010C – 10.01 pH@25°C – SQ Zert. – 25x20ml | สารละลาย , สินค้าทั้งหมด , เครื่องวัดความเป็นกรด-ด่าง/โออาร์พี | https://www.hannathailand.com/product-category/ph-meter/ | https://www.hannathailand.com/product/hi70010c-10-01-ph25c-sq-zert-25x20ml/ | HI70010C | 42.80 |  | <div aria-labelledby="tab-title-additional_information" class="woocommerce-Tabs-panel woocommerce-Tabs-panel--additional_information panel entry-content" id="tab-additional_information" role="tabpanel"> </div> | Generelle Informationen zu unseren pH Pufferlösungen/Kalibrierlösungen: Verfügbare Qualitäten: Technical Quality Die Pufferlösungen von HANNA instruments umfassen Lösungen von pH 1,00 bis pH 13,00 und ermöglichen Kalibrierungen über die gesamte pH-Skala mit einer Genauigkeit von ±0,01 pH. Die Pufferlösungsserie eignet sich besonders bei pH-Messungen, die eine hohe Messgenauigkeit erfordern. Alle Lösungen mit Analysezertifikat. Millesimal Quality Genauigkeit von ±0,002 pH für Kalibrierung von Messgeräten mit 0,001 Auflösung. Alle Lösungen in opaker Verpackung, mit Analysezertifikat. Standard QualityGenauigkeit von ±0,01 pH in verschiedenen Verpackungen, mit oder ohne Analysezertifikat. Verfügbare Packungen: Flaschen: 230ml – 500ml – 1L Kanister: 3.78 L (Gallone)Einzelportionen – praktisch & immer frisch & keine Kontaminations-Gefahr Haltbarkeit bis zu 5 Jahre | <div aria-labelledby="tab-title-description" class="woocommerce-Tabs-panel woocommerce-Tabs-panel--description panel entry-content active" id="tab-description" role="tabpanel"> <p><span data-mce-style="text-decoration: underline;" style="text-decoration: underline;"><em>Generelle Informationen zu unseren pH Pufferlösungen/Kalibrierlösungen:</em></span></p> <p><strong>Verfügbare Qualitäten:</strong></p> <p style="padding-left: 30px;"><strong>Technical Quality <br/></strong>Die Pufferlösungen von <strong>HANNA instruments</strong> umfassen Lösungen von pH 1,00 bis pH 13,00 und ermöglichen Kalibrierungen über die gesamte pH-Skala mit einer Genauigkeit von ±0,01 pH. Die Pufferlösungsserie eignet sich besonders bei pH-Messungen, die eine hohe Messgenauigkeit erfordern. Alle Lösungen mit Analysezertifikat.</p> <p style="padding-left: 30px;"><strong>Millesimal Quality <br/></strong>Genauigkeit von ±0,002 pH für Kalibrierung von Messgeräten mit 0,001 Auflösung. Alle Lösungen in opaker Verpackung, mit Analysezertifikat.</p> <p style="padding-left: 30px;"><strong>Standard Quality<br/></strong>Genauigkeit von ±0,01 pH in verschiedenen Verpackungen, mit oder ohne Analysezertifikat.</p> <p><strong>Verfügbare Packungen:</strong></p> <p>Flaschen: 230ml – 500ml – 1L <br/>Kanister: 3.78 L (Gallone)<br/>Einzelportionen – praktisch &amp; immer frisch &amp; keine Kontaminations-Gefahr</p> <p><strong>Haltbarkeit bis zu 5 Jahre</strong></p> <p> </p> </div> | Pufferlösung pH 10.01, 25 Beutel à 20 ml, ±0,01pH, mit Analysenzertifikat Standard Qualität | <div class="product-short-description"> <p>Pufferlösung pH 10.01, 25 Beutel à 20 ml, ±0,01pH, mit Analysenzertifikat<br/> Standard Qualität</p> </div> | https://www.hannathailand.com/wp-content/uploads/2022/06/81oxltmd4l_aa1500_151d69a672aad4.jpg | น้ำยามาตรฐานสำหรับค่าโซเดียม , เครื่องวัดปริมาณฟอสเฟต ช่วงต่ำ รุ่น HI713 , เครื่องวัดค่าเหล็ก รุ่น HI721 , เครื่องวัดปริมาณแอมโมเนีย ในน้ำ รุ่น HI715 , เครื่องวัดปริมาณซิลิกา ช่วงต่ำ ในตัวอย่างน้ำ รุ่น HI705 , น้ำยามาตรฐานสอบเทียบ ค่ามาตรฐานความเค็ม , เครื่องวัดสีในน้ำตัวอย่าง HI727 , เครื่องควบคุมค่าความนำไฟฟ้า | <a class="woocommerce-LoopProduct-link woocommerce-loop-product__link" href="https://www.hannathailand.com/product/hi7090l/">น้ำยามาตรฐานสำหรับค่าโซเดียม</a> , <a class="woocommerce-LoopProduct-link woocommerce-loop-product__link" href="https://www.hannathailand.com/product/hi713-checker-hc-phosphate-lr/">เครื่องวัดปริมาณฟอสเฟต ช่วงต่ำ รุ่น HI713</a> , <a class="woocommerce-LoopProduct-link woocommerce-loop-product__link" href="https://www.hannathailand.com/product/hi721-checker-hc-iron/">เครื่องวัดค่าเหล็ก รุ่น HI721</a> , <a class="woocommerce-LoopProduct-link woocommerce-loop-product__link" href="https://www.hannathailand.com/product/hi715-checker-hc-ammonia-mr/">เครื่องวัดปริมาณแอมโมเนีย ในน้ำ รุ่น HI715</a> , <a class="woocommerce-LoopProduct-link woocommerce-loop-product__link" href="https://www.hannathailand.com/product/hi705-checker-hc-silica-lr/">เครื่องวัดปริมาณซิลิกา ช่วงต่ำ ในตัวอย่างน้ำ รุ่น HI705</a> , <a class="woocommerce-LoopProduct-link woocommerce-loop-product__link" href="https://www.hannathailand.com/product/hi7083l/">น้ำยามาตรฐานสอบเทียบ ค่ามาตรฐานความเค็ม</a> , <a class="woocommerce-LoopProduct-link woocommerce-loop-product__link" href="https://www.hannathailand.com/product/hi727-checker-hc-color-of-water/">เครื่องวัดสีในน้ำตัวอย่าง HI727</a> , <a class="woocommerce-LoopProduct-link woocommerce-loop-product__link" href="https://www.hannathailand.com/product/hi8931cn/">เครื่องควบคุมค่าความนำไฟฟ้า</a> | https://www.hannathailand.com/wp-content/uploads/2021/07/12-500x500.jpg , https://www.hannathailand.com/wp-content/uploads/2022/06/hi713_lg51caffcdce23e-600x600.jpg , https://www.hannathailand.com/wp-content/uploads/2022/06/miniphotometerfureisen832_11-600x600.jpg , https://www.hannathailand.com/wp-content/uploads/2022/06/miniphotometerfurammoniakmittel2416_11-600x600.jpg , https://www.hannathailand.com/wp-content/uploads/2022/06/hi705400-600x600.jpg , https://www.hannathailand.com/wp-content/uploads/2021/07/10-500x500.jpg , https://www.hannathailand.com/wp-content/uploads/2022/06/miniphotometerfurfarbe843_11-600x600.jpg , https://www.hannathailand.com/wp-content/uploads/2021/07/2-500x500.jpg
318 | HI70010P – 10.01 pH@25°C – SQ – 25x20ml | สารละลาย , สินค้าทั้งหมด , เครื่องวัดความเป็นกรด-ด่าง/โออาร์พี | https://www.hannathailand.com/product-category/ph-meter/ | https://www.hannathailand.com/product/hi70010p-10-01-ph25c-sq-25x20ml/ | HI70010P | 1,765.50 |  | <div aria-labelledby="tab-title-additional_information" class="woocommerce-Tabs-panel woocommerce-Tabs-panel--additional_information panel entry-content" id="tab-additional_information" role="tabpanel"> </div> | General information about our pH buffers / calibration: Available grades: Technical Quality The buffer solutions of HANNA instruments include solutions from pH 1.00 to pH 13.00 and allow calibration over the entire pH scale with an accuracy of ± 0.01 pH. The buffer solution series is particularly suitable for pH measurements that require high accuracy. All solutions with certificate of analysis. Millesimal Quality Accuracy of ± 0.002 pH for calibration of measuring instruments with 0.001 resolution. All solutions in opaque packaging with certificate of analysis. Standard Quality Accuracy of ± 0.01 pH in different packaging, with or without a certificate of analysis. Available packages: Bottle: 230ml – 500ml – 1L Can: 3.78 L (gal) Individual portions – and virtually always fresh & no contamination risk Shelf life up to 5 years | <div aria-labelledby="tab-title-description" class="woocommerce-Tabs-panel woocommerce-Tabs-panel--description panel entry-content active" id="tab-description" role="tabpanel"> <p><span data-mce-style="text-decoration: underline;" style="text-decoration: underline;"><em><span class="hps">General</span> <span class="hps">information about our</span> <span class="hps">pH</span> <span class="hps">buffers</span> <span class="hps">/</span> <span class="hps">calibration</span><span>:</span></em></span></p> <p><span class="hps">Available</span> <span class="hps">grades:</span></p> <p><span data-mce-style="text-decoration: underline;" style="text-decoration: underline;"><em></em></span></p> <p><strong><span class="hps">Technical</span> <span class="hps">Quality</span> </strong></p> <p><span data-mce-style="text-decoration: underline;" style="text-decoration: underline;"><em></em></span></p> <p><span class="hps">The buffer solutions</span> <span class="hps">of</span> <span class="hps">HANNA instruments</span> <span class="hps">include solutions</span> <span class="hps">from</span> <span class="hps">pH 1.00</span> <span class="hps">to pH</span> <span class="hps">13.00</span> <span class="hps">and</span> <span class="hps">allow</span> <span class="hps">calibration</span> <span class="hps">over the entire</span> <span class="hps">pH scale</span> <span class="hps">with an accuracy of</span> <span class="hps">±</span> <span class="hps">0.01 pH</span><span>.</span> <span class="hps">The buffer solution</span> <span class="hps">series</span> <span class="hps">is particularly suitable for</span> <span class="hps">pH measurements</span> <span class="hps">that require</span> <span class="hps">high accuracy</span><span>.</span> <span class="hps">All solutions</span> <span class="hps">with certificate of analysis</span><span>.</span></p> <p><span data-mce-style="text-decoration: underline;" style="text-decoration: underline;"><em></em></span></p> <p><strong><span class="hps">Millesimal</span> <span class="hps">Quality</span> </strong></p> <p><span data-mce-style="text-decoration: underline;" style="text-decoration: underline;"><em></em></span></p> <p><span class="hps">Accuracy</span> <span class="hps">of ±</span> <span class="hps">0.002</span> <span class="hps">pH</span> <span class="hps">for</span> <span class="hps">calibration</span> <span class="hps">of measuring instruments</span> <span class="hps">with 0.001</span> <span class="hps">resolution</span><span>.</span> <span class="hps">All solutions</span> <span class="hps">in</span> <span class="hps">opaque</span> <span class="hps">packaging</span> <span class="hps">with certificate of analysis</span><span>.</span></p> <p><span data-mce-style="text-decoration: underline;" style="text-decoration: underline;"><em></em></span></p> <p> </p> <p><span data-mce-style="text-decoration: underline;" style="text-decoration: underline;"><em></em></span></p> <p><strong><span class="hps">Standard Quality</span> </strong> </p> <p><span data-mce-style="text-decoration: underline;" style="text-decoration: underline;"><em></em></span></p> <p><span class="hps">Accuracy</span> <span class="hps">of ±</span> <span class="hps">0.01 pH</span> <span class="hps">in different packaging</span><span>,</span> <span class="hps">with or without a</span> <span class="hps">certificate of analysis.</span></p> <p><span data-mce-style="text-decoration: underline;" style="text-decoration: underline;"><em></em></span></p> <p> </p> <p><span data-mce-style="text-decoration: underline;" style="text-decoration: underline;"><em></em></span></p> <p><span class="hps">Available</span> <span class="hps">packages</span><span>:</span> <span class="hps">Bottle</span><span>:</span> <span class="hps">230ml</span> <span class="hps">– 500ml –</span> <span class="hps">1L</span> <span class="hps">Can:</span> <span class="hps">3.78</span> <span class="hps">L</span> <span class="hps atn">(</span><span>gal</span><span>)</span> <span class="hps">Individual portions</span> <span class="hps">–</span> <span class="hps">and</span> <span class="hps">virtually</span> <span class="hps">always</span> <span class="hps">fresh</span> <span class="hps">&amp;</span> <span class="hps">no</span> <span class="hps">contamination</span> <span class="hps">risk</span> <span class="hps">Shelf life</span> <span class="hps">up to 5 years</span></p> <p><span data-mce-style="text-decoration: underline;" style="text-decoration: underline;"><em></em></span></p> </div> | Buffer Solution pH 10.01, 25 packs,l ±0,01pH, | <div class="product-short-description"> <p>Buffer Solution pH 10.01, 25 packs,l ±0,01pH,</p> </div> | https://www.hannathailand.com/wp-content/uploads/2022/06/71hgfdn4yl_aa1500_1.jpg | น้ำยามาตรฐานสอบเทียบ , เครื่องวัดปริมาณไนไตรท์ ช่วงต่ำ รุ่น HI707 , เครื่องวัดปริมาณแอมโมเนีย ช่วงต่ำ รุ่น HI700 , เครื่องวัดปริมาณฟลูออไรด์ ช่วงต่ำ รุ่น HI729 , เครื่องวัดปริมาณคลอรีนอิสระ รุ่น HI701 , เครื่องวัดปริมาณโครเมี่ยม ช่วงสูง รุ่น HI723 , น้ำยามาตรฐานสำหรับค่าโซเดียม , ซัลไฟด์สารต้านอนุมูลอิสระบัฟเฟอร์ | <a class="woocommerce-LoopProduct-link woocommerce-loop-product__link" href="https://www.hannathailand.com/product/hi9828-25/">น้ำยามาตรฐานสอบเทียบ</a> , <a class="woocommerce-LoopProduct-link woocommerce-loop-product__link" href="https://www.hannathailand.com/product/hi707-checker-hc-nitrite-lr/">เครื่องวัดปริมาณไนไตรท์ ช่วงต่ำ รุ่น HI707</a> , <a class="woocommerce-LoopProduct-link woocommerce-loop-product__link" href="https://www.hannathailand.com/product/hi700-checker-hc-ammonia-lr/">เครื่องวัดปริมาณแอมโมเนีย ช่วงต่ำ รุ่น HI700</a> , <a class="woocommerce-LoopProduct-link woocommerce-loop-product__link" href="https://www.hannathailand.com/product/hi729-checker-hc-fluoride-lr/">เครื่องวัดปริมาณฟลูออไรด์ ช่วงต่ำ รุ่น HI729</a> , <a class="woocommerce-LoopProduct-link woocommerce-loop-product__link" href="https://www.hannathailand.com/product/hi701-checker-hc-free-chlorine/">เครื่องวัดปริมาณคลอรีนอิสระ รุ่น HI701</a> , <a class="woocommerce-LoopProduct-link woocommerce-loop-product__link" href="https://www.hannathailand.com/product/hi723-checker-hc-chromium-vi-hr/">เครื่องวัดปริมาณโครเมี่ยม ช่วงสูง รุ่น HI723</a> , <a class="woocommerce-LoopProduct-link woocommerce-loop-product__link" href="https://www.hannathailand.com/product/hi7090l/">น้ำยามาตรฐานสำหรับค่าโซเดียม</a> , <a class="woocommerce-LoopProduct-link woocommerce-loop-product__link" href="https://www.hannathailand.com/product/hi4015-00/">ซัลไฟด์สารต้านอนุมูลอิสระบัฟเฟอร์</a> | https://www.hannathailand.com/wp-content/uploads/2021/07/8-500x500.jpg , https://www.hannathailand.com/wp-content/uploads/2022/06/hi707400-600x600.jpg , https://www.hannathailand.com/wp-content/uploads/2022/06/hi700_400pxl-600x600.jpg , https://www.hannathailand.com/wp-content/uploads/2022/06/miniphotometerfurfluoridniedrig844_11-600x600.jpg , https://www.hannathailand.com/wp-content/uploads/2021/11/hi701-500x500.jpg , https://www.hannathailand.com/wp-content/uploads/2022/06/miniphotometerfurchromvihoch839_11-600x600.jpg , https://www.hannathailand.com/wp-content/uploads/2021/07/12-500x500.jpg , https://www.hannathailand.com/wp-content/uploads/2021/07/7-500x500.jpg
319 | HI70030C – EC 12880 µS/cm@25°C Zert. – 25x20ml | สินค้าทั้งหมด , เครื่องวัดการนำไฟฟ้า/ของแข็งละลายในน้ำ , สารละลาย | https://www.hannathailand.com/product-category/tds-meter/tds-solution/ | https://www.hannathailand.com/product/hi70030c-ec-12880-%c2%b5scm25c-zert-25x20ml/ | HI70030C | 2,033.00 |  | <div aria-labelledby="tab-title-additional_information" class="woocommerce-Tabs-panel woocommerce-Tabs-panel--additional_information panel entry-content" id="tab-additional_information" role="tabpanel"> </div> | Leitfähigkeitslösung 12880 µS/cm zur Kalibration mit Analysenzertifikat. Einzelportionen – praktisch & immer frisch & keine Kontaminations-Gefahr. | <div aria-labelledby="tab-title-description" class="woocommerce-Tabs-panel woocommerce-Tabs-panel--description panel entry-content active" id="tab-description" role="tabpanel"> <p>Leitfähigkeitslösung 12880 µS/cm zur Kalibration mit Analysenzertifikat.</p> <p><span>Einzelportionen – praktisch &amp; immer frisch &amp; keine Kontaminations-Gefahr.</span></p> <p></p> </div> | Standard-Leitfähigkeitslösung 12880 µS/cm mit Analysenzertifikat. Einzelportionen – praktisch & immer frisch & keine Kontaminations-Gefahr. | <div class="product-short-description"> <p>Standard-Leitfähigkeitslösung 12880 µS/cm mit Analysenzertifikat.<br/> Einzelportionen – praktisch &amp; immer frisch &amp; keine Kontaminations-Gefahr.</p> </div> | https://www.hannathailand.com/wp-content/uploads/2022/06/kalibrierlosung1288mscmbeutel25x20ml2288_11.jpg | เครื่องวัดปริมาณแอมโมเนีย ในน้ำ รุ่น HI715 , เครื่องวัดปริมาณซิลิกา ช่วงต่ำ ในตัวอย่างน้ำ รุ่น HI705 , น้ำยามาตรฐานสอบเทียบ ค่ามาตรฐานความเค็ม , เครื่องวัดปริมาณไนไตรท์ ช่วงต่ำ รุ่น HI707 , ซัลไฟด์สารต้านอนุมูลอิสระบัฟเฟอร์ , เครื่องวัดปริมาณฟลูออไรด์ ช่วงต่ำ รุ่น HI729 , เครื่องวัดปริมาณโครเมี่ยม ช่วงสูง รุ่น HI723 , เครื่องวัดปริมาณฟอสเฟต ช่วงสูง รุ่น HI717 | <a class="woocommerce-LoopProduct-link woocommerce-loop-product__link" href="https://www.hannathailand.com/product/hi715-checker-hc-ammonia-mr/">เครื่องวัดปริมาณแอมโมเนีย ในน้ำ รุ่น HI715</a> , <a class="woocommerce-LoopProduct-link woocommerce-loop-product__link" href="https://www.hannathailand.com/product/hi705-checker-hc-silica-lr/">เครื่องวัดปริมาณซิลิกา ช่วงต่ำ ในตัวอย่างน้ำ รุ่น HI705</a> , <a class="woocommerce-LoopProduct-link woocommerce-loop-product__link" href="https://www.hannathailand.com/product/hi7080l/">น้ำยามาตรฐานสอบเทียบ ค่ามาตรฐานความเค็ม</a> , <a class="woocommerce-LoopProduct-link woocommerce-loop-product__link" href="https://www.hannathailand.com/product/hi707-checker-hc-nitrite-lr/">เครื่องวัดปริมาณไนไตรท์ ช่วงต่ำ รุ่น HI707</a> , <a class="woocommerce-LoopProduct-link woocommerce-loop-product__link" href="https://www.hannathailand.com/product/hi4015-00/">ซัลไฟด์สารต้านอนุมูลอิสระบัฟเฟอร์</a> , <a class="woocommerce-LoopProduct-link woocommerce-loop-product__link" href="https://www.hannathailand.com/product/hi729-checker-hc-fluoride-lr/">เครื่องวัดปริมาณฟลูออไรด์ ช่วงต่ำ รุ่น HI729</a> , <a class="woocommerce-LoopProduct-link woocommerce-loop-product__link" href="https://www.hannathailand.com/product/hi723-checker-hc-chromium-vi-hr/">เครื่องวัดปริมาณโครเมี่ยม ช่วงสูง รุ่น HI723</a> , <a class="woocommerce-LoopProduct-link woocommerce-loop-product__link" href="https://www.hannathailand.com/product/hi717-checker-hc-phosphate-hr/">เครื่องวัดปริมาณฟอสเฟต ช่วงสูง รุ่น HI717</a> | https://www.hannathailand.com/wp-content/uploads/2022/06/miniphotometerfurammoniakmittel2416_11-600x600.jpg , https://www.hannathailand.com/wp-content/uploads/2022/06/hi705400-600x600.jpg , https://www.hannathailand.com/wp-content/uploads/2021/07/11-500x500.jpg , https://www.hannathailand.com/wp-content/uploads/2022/06/hi707400-600x600.jpg , https://www.hannathailand.com/wp-content/uploads/2021/07/7-500x500.jpg , https://www.hannathailand.com/wp-content/uploads/2022/06/miniphotometerfurfluoridniedrig844_11-600x600.jpg , https://www.hannathailand.com/wp-content/uploads/2022/06/miniphotometerfurchromvihoch839_11-600x600.jpg , https://www.hannathailand.com/wp-content/uploads/2022/06/miniphotometerfurphosphathoch827_11-600x600.jpg
320 | HI70030P – EC 12880 µS/cm@25°C – 25x20ml | สินค้าทั้งหมด , เครื่องวัดการนำไฟฟ้า/ของแข็งละลายในน้ำ , สารละลาย | https://www.hannathailand.com/product-category/tds-meter/tds-solution/ | https://www.hannathailand.com/product/hi70030p-ec-12880-%c2%b5scm25c-25x20ml/ | HI70030P | 1,765.50 |  | <div aria-labelledby="tab-title-additional_information" class="woocommerce-Tabs-panel woocommerce-Tabs-panel--additional_information panel entry-content" id="tab-additional_information" role="tabpanel"> </div> | Conductivity Solution 12880 µS/cm for Calibration.Individual portions – and virtually always fresh & no contamination risk. | <div aria-labelledby="tab-title-description" class="woocommerce-Tabs-panel woocommerce-Tabs-panel--description panel entry-content active" id="tab-description" role="tabpanel"> <p>Conductivity Solution 12880 µS/cm for Calibration.<br/><span class="hps">Individual portions</span> <span class="hps">–</span> <span class="hps">and</span> <span class="hps">virtually</span> <span class="hps">always</span> <span class="hps">fresh</span> <span class="hps">&amp;</span> <span class="hps">no</span> <span class="hps">contamination</span> <span class="hps">risk.</span></p> <p></p> </div> | virtually always fresh & no contamination risk | <div class="product-short-description"> <p>virtually always fresh &amp; no contamination risk</p> </div> | https://www.hannathailand.com/wp-content/uploads/2022/06/kalibrierlosung1288mscmbeutel25x20ml2288_11.jpg | เครื่องวัดปริมาณไนไตรท์ ช่วงสูง ในตัวอย่างน้ำ รุ่น HI708 , น้ำยามาตรฐานสอบเทียบ ค่ามาตรฐานความเค็ม , เครื่องวัดปริมาณฟอสเฟต ช่วงสูง รุ่น HI717 , เครื่องวัดปริมาณฟอสฟอรัส ช่วงสูง รุ่น HI706 , น้ำยามาตรฐานสอบเทียบ , เครื่องวัดปริมาณแอมโมเนีย ในน้ำ รุ่น HI715 , เครื่องวัดปริมาณคลอรีนอิสระ รุ่น HI701 , สารละลายมาตรฐานความขุ่น 20 NTU | <a class="woocommerce-LoopProduct-link woocommerce-loop-product__link" href="https://www.hannathailand.com/product/hi708-checker-hc-nitrite-hr/">เครื่องวัดปริมาณไนไตรท์ ช่วงสูง ในตัวอย่างน้ำ รุ่น HI708</a> , <a class="woocommerce-LoopProduct-link woocommerce-loop-product__link" href="https://www.hannathailand.com/product/hi7083l/">น้ำยามาตรฐานสอบเทียบ ค่ามาตรฐานความเค็ม</a> , <a class="woocommerce-LoopProduct-link woocommerce-loop-product__link" href="https://www.hannathailand.com/product/hi717-checker-hc-phosphate-hr/">เครื่องวัดปริมาณฟอสเฟต ช่วงสูง รุ่น HI717</a> , <a class="woocommerce-LoopProduct-link woocommerce-loop-product__link" href="https://www.hannathailand.com/product/hi706-checker-hc-phosphorous-hr/">เครื่องวัดปริมาณฟอสฟอรัส ช่วงสูง รุ่น HI706</a> , <a class="woocommerce-LoopProduct-link woocommerce-loop-product__link" href="https://www.hannathailand.com/product/hi9828-25/">น้ำยามาตรฐานสอบเทียบ</a> , <a class="woocommerce-LoopProduct-link woocommerce-loop-product__link" href="https://www.hannathailand.com/product/hi715-checker-hc-ammonia-mr/">เครื่องวัดปริมาณแอมโมเนีย ในน้ำ รุ่น HI715</a> , <a class="woocommerce-LoopProduct-link woocommerce-loop-product__link" href="https://www.hannathailand.com/product/hi701-checker-hc-free-chlorine/">เครื่องวัดปริมาณคลอรีนอิสระ รุ่น HI701</a> , <a class="woocommerce-LoopProduct-link woocommerce-loop-product__link" href="https://www.hannathailand.com/product/hi93102-20/">สารละลายมาตรฐานความขุ่น 20 NTU</a> | https://www.hannathailand.com/wp-content/uploads/2022/06/miniphotometerfurnitrithoch2420_11-600x600.jpg , https://www.hannathailand.com/wp-content/uploads/2021/07/10-500x500.jpg , https://www.hannathailand.com/wp-content/uploads/2022/06/miniphotometerfurphosphathoch827_11-600x600.jpg , https://www.hannathailand.com/wp-content/uploads/2022/06/hi706_400-600x600.jpg , https://www.hannathailand.com/wp-content/uploads/2021/07/8-500x500.jpg , https://www.hannathailand.com/wp-content/uploads/2022/06/miniphotometerfurammoniakmittel2416_11-600x600.jpg , https://www.hannathailand.com/wp-content/uploads/2021/11/hi701-500x500.jpg , https://www.hannathailand.com/wp-content/uploads/2021/07/9-500x500.jpg
321 | HI70031C – EC 1413 µS/cm@25°C Zert. – 25x20ml | สินค้าทั้งหมด , เครื่องวัดการนำไฟฟ้า/ของแข็งละลายในน้ำ , สารละลาย | https://www.hannathailand.com/product-category/tds-meter/tds-solution/ | https://www.hannathailand.com/product/hi70031c-ec-1413-%c2%b5scm25c-zert-25x20ml/ | HI70031C | 2,033.00 |  | <div aria-labelledby="tab-title-additional_information" class="woocommerce-Tabs-panel woocommerce-Tabs-panel--additional_information panel entry-content" id="tab-additional_information" role="tabpanel"> </div> | Leitfähigkeitslösung 1413 µS/cm zur Kalibration mit Analysenzertifikat. Einzelportionen – praktisch & immer frisch & keine Kontaminations-Gefahr. | <div aria-labelledby="tab-title-description" class="woocommerce-Tabs-panel woocommerce-Tabs-panel--description panel entry-content active" id="tab-description" role="tabpanel"> <p>Leitfähigkeitslösung 1413 µS/cm zur Kalibration mit Analysenzertifikat.</p> <p><span>Einzelportionen – praktisch &amp; immer frisch &amp; keine Kontaminations-Gefahr.</span></p> <p></p> </div> | Standard-Leitfähigkeitslösung 1413 µS/cm mit Analysenzertifikat. Einzelportionen – praktisch & immer frisch & keine Kontaminations-Gefahr. | <div class="product-short-description"> <p>Standard-Leitfähigkeitslösung 1413 µS/cm mit Analysenzertifikat.<br/> Einzelportionen – praktisch &amp; immer frisch &amp; keine Kontaminations-Gefahr.</p> </div> | https://www.hannathailand.com/wp-content/uploads/2022/06/kalibrierlosung1413scmbeutel25x20ml2291_1151d81189b6af8.jpg | น้ำยามาตรฐานสอบเทียบ ค่ามาตรฐานความเค็ม , เครื่องวัดปริมาณไอโอดีน รุ่น HI718 , สารละลายมาตรฐานความขุ่น 20 NTU , เครื่องวัดปริมาณโครเมี่ยม ช่วงสูง รุ่น HI723 , เครื่องควบคุมค่าความนำไฟฟ้า , น้ำยามาตรฐานสอบเทียบ ค่ามาตรฐานความเค็ม , น้ำยามาตรฐานสอบเทียบ , เซ็นเซอร์วัดออกซิเจนในน้ำสำหรับ HI9829 มัลติพารามิเตอร์ | <a class="woocommerce-LoopProduct-link woocommerce-loop-product__link" href="https://www.hannathailand.com/product/hi7083l/">น้ำยามาตรฐานสอบเทียบ ค่ามาตรฐานความเค็ม</a> , <a class="woocommerce-LoopProduct-link woocommerce-loop-product__link" href="https://www.hannathailand.com/product/hi718-checker-hc-iodine/">เครื่องวัดปริมาณไอโอดีน รุ่น HI718</a> , <a class="woocommerce-LoopProduct-link woocommerce-loop-product__link" href="https://www.hannathailand.com/product/hi93102-20/">สารละลายมาตรฐานความขุ่น 20 NTU</a> , <a class="woocommerce-LoopProduct-link woocommerce-loop-product__link" href="https://www.hannathailand.com/product/hi723-checker-hc-chromium-vi-hr/">เครื่องวัดปริมาณโครเมี่ยม ช่วงสูง รุ่น HI723</a> , <a class="woocommerce-LoopProduct-link woocommerce-loop-product__link" href="https://www.hannathailand.com/product/hi8931cn/">เครื่องควบคุมค่าความนำไฟฟ้า</a> , <a class="woocommerce-LoopProduct-link woocommerce-loop-product__link" href="https://www.hannathailand.com/product/hi7080l/">น้ำยามาตรฐานสอบเทียบ ค่ามาตรฐานความเค็ม</a> , <a class="woocommerce-LoopProduct-link woocommerce-loop-product__link" href="https://www.hannathailand.com/product/hi9828-25/">น้ำยามาตรฐานสอบเทียบ</a> , <a class="woocommerce-LoopProduct-link woocommerce-loop-product__link" href="https://www.hannathailand.com/product/hi7609829-2/">เซ็นเซอร์วัดออกซิเจนในน้ำสำหรับ HI9829 มัลติพารามิเตอร์</a> | https://www.hannathailand.com/wp-content/uploads/2021/07/10-500x500.jpg , https://www.hannathailand.com/wp-content/uploads/2022/06/miniphotometerfuriod829_11-600x600.jpg , https://www.hannathailand.com/wp-content/uploads/2021/07/9-500x500.jpg , https://www.hannathailand.com/wp-content/uploads/2022/06/miniphotometerfurchromvihoch839_11-600x600.jpg , https://www.hannathailand.com/wp-content/uploads/2021/07/2-500x500.jpg , https://www.hannathailand.com/wp-content/uploads/2021/07/11-500x500.jpg , https://www.hannathailand.com/wp-content/uploads/2021/07/8-500x500.jpg , https://www.hannathailand.com/wp-content/uploads/2021/07/5-500x500.jpg
322 | HI70031P – EC 1413 µS/cm@25°C – 25x20ml | สินค้าทั้งหมด , เครื่องวัดการนำไฟฟ้า/ของแข็งละลายในน้ำ , สารละลาย | https://www.hannathailand.com/product-category/tds-meter/tds-solution/ | https://www.hannathailand.com/product/hi70031p-ec-1413-%c2%b5scm25c-25x20ml/ | HI70031P | 1,765.50 |  | <div aria-labelledby="tab-title-additional_information" class="woocommerce-Tabs-panel woocommerce-Tabs-panel--additional_information panel entry-content" id="tab-additional_information" role="tabpanel"> </div> | Conductivity solution 1413 ĩS / cm for calibration. Individual portions – and virtually always fresh & no contamination risk. | <div aria-labelledby="tab-title-description" class="woocommerce-Tabs-panel woocommerce-Tabs-panel--description panel entry-content active" id="tab-description" role="tabpanel"> <p><span class="hps">Conductivity</span> <span class="hps">solution</span> <span class="hps">1413</span> <span class="hps">ĩS</span> <span class="hps">/ cm</span> <span class="hps">for calibration</span><span>.</span> <span class="hps">Individual portions</span> <span class="hps">–</span> <span class="hps">and</span> <span class="hps">virtually</span> <span class="hps">always</span> <span class="hps">fresh</span> <span class="hps">&amp;</span> <span class="hps">no</span> <span class="hps">contamination</span> <span class="hps">risk.</span></p> <p></p> </div> | virtually always fresh & no contamination risk. | <div class="product-short-description"> <p>virtually always fresh &amp; no contamination risk.</p> </div> | https://www.hannathailand.com/wp-content/uploads/2022/06/kalibrierlosung1413scmbeutel25x20ml2291_11.jpg | เครื่องควบคุมค่าความนำไฟฟ้า , เครื่องวัดปริมาณฟอสฟอรัส ช่วงต่ำมาก รุ่น HI736 , เซ็นเซอร์วัดออกซิเจนในน้ำสำหรับ HI9829 มัลติพารามิเตอร์ , น้ำยามาตรฐานสอบเทียบ , เครื่องวัดปริมาณฟอสเฟต ช่วงต่ำ รุ่น HI713 , เครื่องวัดปริมาณฟอสเฟต ช่วงสูง รุ่น HI717 , เครื่องวัดปริมาณคลอรีนรวม รุ่น HI711 , เครื่องวัดปริมาณนิกเกิล ช่วงสูง รุ่น HI726 | <a class="woocommerce-LoopProduct-link woocommerce-loop-product__link" href="https://www.hannathailand.com/product/hi8931cn/">เครื่องควบคุมค่าความนำไฟฟ้า</a> , <a class="woocommerce-LoopProduct-link woocommerce-loop-product__link" href="https://www.hannathailand.com/product/phosphorous-marine/">เครื่องวัดปริมาณฟอสฟอรัส ช่วงต่ำมาก รุ่น HI736</a> , <a class="woocommerce-LoopProduct-link woocommerce-loop-product__link" href="https://www.hannathailand.com/product/hi7609829-2/">เซ็นเซอร์วัดออกซิเจนในน้ำสำหรับ HI9829 มัลติพารามิเตอร์</a> , <a class="woocommerce-LoopProduct-link woocommerce-loop-product__link" href="https://www.hannathailand.com/product/hi9828-25/">น้ำยามาตรฐานสอบเทียบ</a> , <a class="woocommerce-LoopProduct-link woocommerce-loop-product__link" href="https://www.hannathailand.com/product/hi713-checker-hc-phosphate-lr/">เครื่องวัดปริมาณฟอสเฟต ช่วงต่ำ รุ่น HI713</a> , <a class="woocommerce-LoopProduct-link woocommerce-loop-product__link" href="https://www.hannathailand.com/product/hi717-checker-hc-phosphate-hr/">เครื่องวัดปริมาณฟอสเฟต ช่วงสูง รุ่น HI717</a> , <a class="woocommerce-LoopProduct-link woocommerce-loop-product__link" href="https://www.hannathailand.com/product/hi711-checker-hc-total-chlorine/">เครื่องวัดปริมาณคลอรีนรวม รุ่น HI711</a> , <a class="woocommerce-LoopProduct-link woocommerce-loop-product__link" href="https://www.hannathailand.com/product/hi726-checker-hc-nickel-hr/">เครื่องวัดปริมาณนิกเกิล ช่วงสูง รุ่น HI726</a> | https://www.hannathailand.com/wp-content/uploads/2021/07/2-500x500.jpg , https://www.hannathailand.com/wp-content/uploads/2021/12/HI736-600x600.jpg , https://www.hannathailand.com/wp-content/uploads/2021/07/5-500x500.jpg , https://www.hannathailand.com/wp-content/uploads/2021/07/8-500x500.jpg , https://www.hannathailand.com/wp-content/uploads/2022/06/hi713_lg51caffcdce23e-600x600.jpg , https://www.hannathailand.com/wp-content/uploads/2022/06/miniphotometerfurphosphathoch827_11-600x600.jpg , https://www.hannathailand.com/wp-content/uploads/2022/06/hi711_lg-600x600.jpg , https://www.hannathailand.com/wp-content/uploads/2022/06/miniphotometerfurnickelhoch841_11-600x600.jpg
323 | HI70032C – 1382 mg/l (ppm) TDS@25°C Cert. – 25x20ml | สารละลาย , สินค้าทั้งหมด , เครื่องวัดการนำไฟฟ้า/ของแข็งละลายในน้ำ | https://www.hannathailand.com/product-category/tds-meter/ | https://www.hannathailand.com/product/hi70032c-1382-mgl-ppm-tds25c-cert-25x20ml/ | HI70032C | 2,033.00 |  | <div aria-labelledby="tab-title-additional_information" class="woocommerce-Tabs-panel woocommerce-Tabs-panel--additional_information panel entry-content" id="tab-additional_information" role="tabpanel"> </div> | TDS (total dissolved substances) solution 1382 mg / L (ppm) for calibration with certificate of analysis. Individual portions – convenient & always fresh & no contamination risk. | <div aria-labelledby="tab-title-description" class="woocommerce-Tabs-panel woocommerce-Tabs-panel--description panel entry-content active" id="tab-description" role="tabpanel"> <p><span class="hps">TDS</span> <span class="hps">(total</span> <span class="hps">dissolved substances</span><span>)</span> <span class="hps">solution</span> <span class="hps">1382</span> <span class="hps">mg</span> <span class="hps atn">/ L (</span><span>ppm)</span> <span class="hps">for calibration</span> <span class="hps">with</span> <span class="hps">certificate of analysis</span><span>.</span> <br/><span class="hps">Individual portions</span> <span class="hps">–</span> <span class="hps">convenient</span> <span class="hps">&amp;</span> <span class="hps">always fresh</span> <span class="hps">&amp;</span> <span class="hps">no</span> <span class="hps">contamination</span> <span class="hps">risk.</span></p> <p> </p> </div> | TDS (total dissolved substances) solution 1382 mg / L (ppm) for calibration with certificate of analysis. Individual portions – convenient & always fresh & no contamination risk. | <div class="product-short-description"> <p>TDS (total dissolved substances) solution 1382 mg / L (ppm) for calibration with certificate of analysis.<br/> Individual portions – convenient &amp; always fresh &amp; no contamination risk.</p> </div> | https://www.hannathailand.com/wp-content/uploads/2022/06/71hj8emexal151d8193ea9ac7.jpg | น้ำยามาตรฐานสอบเทียบ , เครื่องวัดปริมาณไนไตรท์ ช่วงต่ำ รุ่น HI707 , เครื่องวัดปริมาณไนไตรท์ ช่วงสูง ในตัวอย่างน้ำ รุ่น HI708 , ซัลไฟด์สารต้านอนุมูลอิสระบัฟเฟอร์ , สารละลายมาตรฐานความขุ่น 20 NTU , น้ำยามาตรฐานสำหรับค่าโซเดียม , เครื่องวัดปริมาณโบรมีน ในตัวอย่างน้ำ รุ่น HI716 , น้ำยามาตรฐานสอบเทียบ ค่ามาตรฐานความเค็ม | <a class="woocommerce-LoopProduct-link woocommerce-loop-product__link" href="https://www.hannathailand.com/product/hi9828-25/">น้ำยามาตรฐานสอบเทียบ</a> , <a class="woocommerce-LoopProduct-link woocommerce-loop-product__link" href="https://www.hannathailand.com/product/hi707-checker-hc-nitrite-lr/">เครื่องวัดปริมาณไนไตรท์ ช่วงต่ำ รุ่น HI707</a> , <a class="woocommerce-LoopProduct-link woocommerce-loop-product__link" href="https://www.hannathailand.com/product/hi708-checker-hc-nitrite-hr/">เครื่องวัดปริมาณไนไตรท์ ช่วงสูง ในตัวอย่างน้ำ รุ่น HI708</a> , <a class="woocommerce-LoopProduct-link woocommerce-loop-product__link" href="https://www.hannathailand.com/product/hi4015-00/">ซัลไฟด์สารต้านอนุมูลอิสระบัฟเฟอร์</a> , <a class="woocommerce-LoopProduct-link woocommerce-loop-product__link" href="https://www.hannathailand.com/product/hi93102-20/">สารละลายมาตรฐานความขุ่น 20 NTU</a> , <a class="woocommerce-LoopProduct-link woocommerce-loop-product__link" href="https://www.hannathailand.com/product/hi7090l/">น้ำยามาตรฐานสำหรับค่าโซเดียม</a> , <a class="woocommerce-LoopProduct-link woocommerce-loop-product__link" href="https://www.hannathailand.com/product/hi716-checker-hc-bromine/">เครื่องวัดปริมาณโบรมีน ในตัวอย่างน้ำ รุ่น HI716</a> , <a class="woocommerce-LoopProduct-link woocommerce-loop-product__link" href="https://www.hannathailand.com/product/hi7083l/">น้ำยามาตรฐานสอบเทียบ ค่ามาตรฐานความเค็ม</a> | https://www.hannathailand.com/wp-content/uploads/2021/07/8-500x500.jpg , https://www.hannathailand.com/wp-content/uploads/2022/06/hi707400-600x600.jpg , https://www.hannathailand.com/wp-content/uploads/2022/06/miniphotometerfurnitrithoch2420_11-600x600.jpg , https://www.hannathailand.com/wp-content/uploads/2021/07/7-500x500.jpg , https://www.hannathailand.com/wp-content/uploads/2021/07/9-500x500.jpg , https://www.hannathailand.com/wp-content/uploads/2021/07/12-500x500.jpg , https://www.hannathailand.com/wp-content/uploads/2022/06/miniphotometerfurfreiesgesamtchlor704_11-600x600.jpg , https://www.hannathailand.com/wp-content/uploads/2021/07/10-500x500.jpg
324 | HI70032P – 1382 mg/l (ppm) TDS@25°C – 25x20ml | สารละลาย , สินค้าทั้งหมด , เครื่องวัดการนำไฟฟ้า/ของแข็งละลายในน้ำ | https://www.hannathailand.com/product-category/tds-meter/ | https://www.hannathailand.com/product/hi70032p-1382-mgl-ppm-tds25c-25x20ml/ | HI70032P | 1,765.50 |  | <div aria-labelledby="tab-title-additional_information" class="woocommerce-Tabs-panel woocommerce-Tabs-panel--additional_information panel entry-content" id="tab-additional_information" role="tabpanel"> </div> | TDS (total dissolved solids) solution 1382 mg / / L (ppm) for calibration. Individual portions – and virtually always fresh & no contamination risk. | <div aria-labelledby="tab-title-description" class="woocommerce-Tabs-panel woocommerce-Tabs-panel--description panel entry-content active" id="tab-description" role="tabpanel"> <p><span class="hps">TDS</span> <span class="hps">(total</span> <span class="hps">dissolved solids</span><span>)</span> <span class="hps">solution</span> <span class="hps">1382</span> <span class="hps">mg</span> <span class="hps">/ / L</span> <span class="hps">(ppm</span><span>)</span> <span class="hps">for calibration</span><span>.</span> <span class="hps">Individual portions</span> <span class="hps">–</span> <span class="hps">and</span> <span class="hps">virtually</span> <span class="hps">always</span> <span class="hps">fresh</span> <span class="hps">&amp;</span> <span class="hps">no</span> <span class="hps">contamination</span> <span class="hps">risk.</span></p> <p></p> </div> | virtually always fresh & no contamination risk. | <div class="product-short-description"> <p>virtually always fresh &amp; no contamination risk.</p> </div> | https://www.hannathailand.com/wp-content/uploads/2022/06/71hj8emexal1.jpg | เครื่องวัดปริมาณโครเมี่ยม ช่วงสูง รุ่น HI723 , ซัลไฟด์สารต้านอนุมูลอิสระบัฟเฟอร์ , เซ็นเซอร์วัดออกซิเจนในน้ำสำหรับ HI9829 มัลติพารามิเตอร์ , เครื่องวัดสีในน้ำตัวอย่าง HI727 , เครื่องวัดปริมาณนิกเกิล ช่วงสูง รุ่น HI726 , เครื่องวัดปริมาณฟอสฟอรัส ช่วงต่ำมาก รุ่น HI736 , เครื่องวัดปริมาณฟอสเฟต ช่วงต่ำ รุ่น HI713 , เครื่องวัดปริมาณคลอรีนรวม รุ่น HI711 | <a class="woocommerce-LoopProduct-link woocommerce-loop-product__link" href="https://www.hannathailand.com/product/hi723-checker-hc-chromium-vi-hr/">เครื่องวัดปริมาณโครเมี่ยม ช่วงสูง รุ่น HI723</a> , <a class="woocommerce-LoopProduct-link woocommerce-loop-product__link" href="https://www.hannathailand.com/product/hi4015-00/">ซัลไฟด์สารต้านอนุมูลอิสระบัฟเฟอร์</a> , <a class="woocommerce-LoopProduct-link woocommerce-loop-product__link" href="https://www.hannathailand.com/product/hi7609829-2/">เซ็นเซอร์วัดออกซิเจนในน้ำสำหรับ HI9829 มัลติพารามิเตอร์</a> , <a class="woocommerce-LoopProduct-link woocommerce-loop-product__link" href="https://www.hannathailand.com/product/hi727-checker-hc-color-of-water/">เครื่องวัดสีในน้ำตัวอย่าง HI727</a> , <a class="woocommerce-LoopProduct-link woocommerce-loop-product__link" href="https://www.hannathailand.com/product/hi726-checker-hc-nickel-hr/">เครื่องวัดปริมาณนิกเกิล ช่วงสูง รุ่น HI726</a> , <a class="woocommerce-LoopProduct-link woocommerce-loop-product__link" href="https://www.hannathailand.com/product/phosphorous-marine/">เครื่องวัดปริมาณฟอสฟอรัส ช่วงต่ำมาก รุ่น HI736</a> , <a class="woocommerce-LoopProduct-link woocommerce-loop-product__link" href="https://www.hannathailand.com/product/hi713-checker-hc-phosphate-lr/">เครื่องวัดปริมาณฟอสเฟต ช่วงต่ำ รุ่น HI713</a> , <a class="woocommerce-LoopProduct-link woocommerce-loop-product__link" href="https://www.hannathailand.com/product/hi711-checker-hc-total-chlorine/">เครื่องวัดปริมาณคลอรีนรวม รุ่น HI711</a> | https://www.hannathailand.com/wp-content/uploads/2022/06/miniphotometerfurchromvihoch839_11-600x600.jpg , https://www.hannathailand.com/wp-content/uploads/2021/07/7-500x500.jpg , https://www.hannathailand.com/wp-content/uploads/2021/07/5-500x500.jpg , https://www.hannathailand.com/wp-content/uploads/2022/06/miniphotometerfurfarbe843_11-600x600.jpg , https://www.hannathailand.com/wp-content/uploads/2022/06/miniphotometerfurnickelhoch841_11-600x600.jpg , https://www.hannathailand.com/wp-content/uploads/2021/12/HI736-600x600.jpg , https://www.hannathailand.com/wp-content/uploads/2022/06/hi713_lg51caffcdce23e-600x600.jpg , https://www.hannathailand.com/wp-content/uploads/2022/06/hi711_lg-600x600.jpg
325 | HI70038C – 6.44 g/l (ppt) TDS@25°C Zert. – 25x20ml | สารละลาย , สินค้าทั้งหมด , เครื่องวัดการนำไฟฟ้า/ของแข็งละลายในน้ำ | https://www.hannathailand.com/product-category/tds-meter/ | https://www.hannathailand.com/product/hi70038c-6-44-gl-ppt-tds25c-zert-25x20ml/ | HI70038C | 2,033.00 |  | <div aria-labelledby="tab-title-additional_information" class="woocommerce-Tabs-panel woocommerce-Tabs-panel--additional_information panel entry-content" id="tab-additional_information" role="tabpanel"> </div> | TDS (total gelöste Stoffe) Lösung 6.44 g/L (ppt) zur Kalibration mit ANalysenzertifikat.Einzelportionen – praktisch & immer frisch & keine Kontaminations-Gefahr. | <div aria-labelledby="tab-title-description" class="woocommerce-Tabs-panel woocommerce-Tabs-panel--description panel entry-content active" id="tab-description" role="tabpanel"> <p>TDS (total gelöste Stoffe) Lösung 6.44 g/L (ppt) zur Kalibration mit ANalysenzertifikat.<br/><span>Einzelportionen – praktisch &amp; immer frisch &amp; keine Kontaminations-Gefahr.</span></p> <p></p> </div> | Standard-Lösung TDS 6.44 g/L (ppt) – 25x 20ml – mit Analysenzertifikat. Einzelportionen – praktisch & immer frisch & keine Kontaminations-Gefahr. | <div class="product-short-description"> <p>Standard-Lösung TDS 6.44 g/L (ppt) – 25x 20ml – mit Analysenzertifikat.<br/> Einzelportionen – praktisch &amp; immer frisch &amp; keine Kontaminations-Gefahr.</p> </div> | https://www.hannathailand.com/wp-content/uploads/2022/06/hi70038p1.jpg | น้ำยามาตรฐานสอบเทียบ , น้ำยามาตรฐานสอบเทียบ ค่ามาตรฐานความเค็ม , เครื่องวัดปริมาณโครเมี่ยม ช่วงสูง รุ่น HI723 , เครื่องวัดปริมาณแอมโมเนีย ช่วงต่ำ รุ่น HI700 , ซัลไฟด์สารต้านอนุมูลอิสระบัฟเฟอร์ , สารละลายมาตรฐานความขุ่น 20 NTU , เครื่องวัดปริมาณแอมโมเนีย ช่วงสูง รุ่น HI733 , เซ็นเซอร์วัดออกซิเจนในน้ำสำหรับ HI9829 มัลติพารามิเตอร์ | <a class="woocommerce-LoopProduct-link woocommerce-loop-product__link" href="https://www.hannathailand.com/product/hi9828-25/">น้ำยามาตรฐานสอบเทียบ</a> , <a class="woocommerce-LoopProduct-link woocommerce-loop-product__link" href="https://www.hannathailand.com/product/hi7080l/">น้ำยามาตรฐานสอบเทียบ ค่ามาตรฐานความเค็ม</a> , <a class="woocommerce-LoopProduct-link woocommerce-loop-product__link" href="https://www.hannathailand.com/product/hi723-checker-hc-chromium-vi-hr/">เครื่องวัดปริมาณโครเมี่ยม ช่วงสูง รุ่น HI723</a> , <a class="woocommerce-LoopProduct-link woocommerce-loop-product__link" href="https://www.hannathailand.com/product/hi700-checker-hc-ammonia-lr/">เครื่องวัดปริมาณแอมโมเนีย ช่วงต่ำ รุ่น HI700</a> , <a class="woocommerce-LoopProduct-link woocommerce-loop-product__link" href="https://www.hannathailand.com/product/hi4015-00/">ซัลไฟด์สารต้านอนุมูลอิสระบัฟเฟอร์</a> , <a class="woocommerce-LoopProduct-link woocommerce-loop-product__link" href="https://www.hannathailand.com/product/hi93102-20/">สารละลายมาตรฐานความขุ่น 20 NTU</a> , <a class="woocommerce-LoopProduct-link woocommerce-loop-product__link" href="https://www.hannathailand.com/product/hi733-checker-hc-ammonia-hr/">เครื่องวัดปริมาณแอมโมเนีย ช่วงสูง รุ่น HI733</a> , <a class="woocommerce-LoopProduct-link woocommerce-loop-product__link" href="https://www.hannathailand.com/product/hi7609829-2/">เซ็นเซอร์วัดออกซิเจนในน้ำสำหรับ HI9829 มัลติพารามิเตอร์</a> | https://www.hannathailand.com/wp-content/uploads/2021/07/8-500x500.jpg , https://www.hannathailand.com/wp-content/uploads/2021/07/11-500x500.jpg , https://www.hannathailand.com/wp-content/uploads/2022/06/miniphotometerfurchromvihoch839_11-600x600.jpg , https://www.hannathailand.com/wp-content/uploads/2022/06/hi700_400pxl-600x600.jpg , https://www.hannathailand.com/wp-content/uploads/2021/07/7-500x500.jpg , https://www.hannathailand.com/wp-content/uploads/2021/07/9-500x500.jpg , https://www.hannathailand.com/wp-content/uploads/2022/06/miniphotometerfurammoniumhoch2418_11-600x600.jpg , https://www.hannathailand.com/wp-content/uploads/2021/07/5-500x500.jpg
326 | HI70038P – 6.44 g/l (ppt) TDS@25°C – 25x20ml | สารละลาย , สินค้าทั้งหมด , เครื่องวัดการนำไฟฟ้า/ของแข็งละลายในน้ำ | https://www.hannathailand.com/product-category/tds-meter/ | https://www.hannathailand.com/product/hi70038p-6-44-gl-ppt-tds25c-25x20ml/ | HI70038P | 1,765.50 |  | <div aria-labelledby="tab-title-additional_information" class="woocommerce-Tabs-panel woocommerce-Tabs-panel--additional_information panel entry-content" id="tab-additional_information" role="tabpanel"> </div> | TDS (total dissolved solids) solution 6:44 g / L (ppt) for calibration. Individual portions – and virtually always fresh & no contamination risk. | <div aria-labelledby="tab-title-description" class="woocommerce-Tabs-panel woocommerce-Tabs-panel--description panel entry-content active" id="tab-description" role="tabpanel"> <p><span class="hps">TDS</span> <span class="hps">(total</span> <span class="hps">dissolved solids</span><span>)</span> <span class="hps">solution</span> <span class="hps">6:44</span> <span class="hps atn">g / L (</span><span>ppt)</span> <span class="hps">for calibration</span><span>.</span> <span class="hps">Individual portions</span> <span class="hps">–</span> <span class="hps">and</span> <span class="hps">virtually</span> <span class="hps">always</span> <span class="hps">fresh</span> <span class="hps">&amp;</span> <span class="hps">no</span> <span class="hps">contamination</span> <span class="hps">risk.</span></p> <p></p> </div> | virtually always fresh & no contamination risk. | <div class="product-short-description"> <p>virtually always fresh &amp; no contamination risk.</p> </div> | https://www.hannathailand.com/wp-content/uploads/2022/06/hi70038p1.jpg | น้ำยามาตรฐานสำหรับค่าโซเดียม , เครื่องวัดปริมาณนิกเกิล ช่วงสูง รุ่น HI726 , เครื่องวัดปริมาณโครเมี่ยม ช่วงสูง รุ่น HI723 , เครื่องวัดปริมาณคลอรีนอิสระ รุ่น HI701 , เครื่องวัดปริมาณฟอสเฟต ช่วงต่ำ รุ่น HI713 , เครื่องวัดปริมาณแอมโมเนีย ช่วงสูง รุ่น HI733 , เครื่องวัดปริมาณไอโอดีน รุ่น HI718 , เครื่องวัดค่าเหล็ก รุ่น HI721 | <a class="woocommerce-LoopProduct-link woocommerce-loop-product__link" href="https://www.hannathailand.com/product/hi7090l/">น้ำยามาตรฐานสำหรับค่าโซเดียม</a> , <a class="woocommerce-LoopProduct-link woocommerce-loop-product__link" href="https://www.hannathailand.com/product/hi726-checker-hc-nickel-hr/">เครื่องวัดปริมาณนิกเกิล ช่วงสูง รุ่น HI726</a> , <a class="woocommerce-LoopProduct-link woocommerce-loop-product__link" href="https://www.hannathailand.com/product/hi723-checker-hc-chromium-vi-hr/">เครื่องวัดปริมาณโครเมี่ยม ช่วงสูง รุ่น HI723</a> , <a class="woocommerce-LoopProduct-link woocommerce-loop-product__link" href="https://www.hannathailand.com/product/hi701-checker-hc-free-chlorine/">เครื่องวัดปริมาณคลอรีนอิสระ รุ่น HI701</a> , <a class="woocommerce-LoopProduct-link woocommerce-loop-product__link" href="https://www.hannathailand.com/product/hi713-checker-hc-phosphate-lr/">เครื่องวัดปริมาณฟอสเฟต ช่วงต่ำ รุ่น HI713</a> , <a class="woocommerce-LoopProduct-link woocommerce-loop-product__link" href="https://www.hannathailand.com/product/hi733-checker-hc-ammonia-hr/">เครื่องวัดปริมาณแอมโมเนีย ช่วงสูง รุ่น HI733</a> , <a class="woocommerce-LoopProduct-link woocommerce-loop-product__link" href="https://www.hannathailand.com/product/hi718-checker-hc-iodine/">เครื่องวัดปริมาณไอโอดีน รุ่น HI718</a> , <a class="woocommerce-LoopProduct-link woocommerce-loop-product__link" href="https://www.hannathailand.com/product/hi721-checker-hc-iron/">เครื่องวัดค่าเหล็ก รุ่น HI721</a> | https://www.hannathailand.com/wp-content/uploads/2021/07/12-500x500.jpg , https://www.hannathailand.com/wp-content/uploads/2022/06/miniphotometerfurnickelhoch841_11-600x600.jpg , https://www.hannathailand.com/wp-content/uploads/2022/06/miniphotometerfurchromvihoch839_11-600x600.jpg , https://www.hannathailand.com/wp-content/uploads/2021/11/hi701-500x500.jpg , https://www.hannathailand.com/wp-content/uploads/2022/06/hi713_lg51caffcdce23e-600x600.jpg , https://www.hannathailand.com/wp-content/uploads/2022/06/miniphotometerfurammoniumhoch2418_11-600x600.jpg , https://www.hannathailand.com/wp-content/uploads/2022/06/miniphotometerfuriod829_11-600x600.jpg , https://www.hannathailand.com/wp-content/uploads/2022/06/miniphotometerfureisen832_11-600x600.jpg
327 | HI70039C – EC 5000 µS/cm@25°C Zert. – 25x20ml | สินค้าทั้งหมด , เครื่องวัดการนำไฟฟ้า/ของแข็งละลายในน้ำ , สารละลาย | https://www.hannathailand.com/product-category/tds-meter/tds-solution/ | https://www.hannathailand.com/product/hi70039c-ec-5000-%c2%b5scm25c-zert-25x20ml/ | HI70039C | 2,033.00 |  | <div aria-labelledby="tab-title-additional_information" class="woocommerce-Tabs-panel woocommerce-Tabs-panel--additional_information panel entry-content" id="tab-additional_information" role="tabpanel"> </div> | Leitfähigkeitslösung 5000 µS/cm zur Kalibration mit Analysenzertifikat. Einzelportionen – praktisch & immer frisch & keine Kontaminations-Gefahr. | <div aria-labelledby="tab-title-description" class="woocommerce-Tabs-panel woocommerce-Tabs-panel--description panel entry-content active" id="tab-description" role="tabpanel"> <p>Leitfähigkeitslösung 5000 µS/cm zur Kalibration mit Analysenzertifikat.</p> <p><span>Einzelportionen – praktisch &amp; immer frisch &amp; keine Kontaminations-Gefahr.</span></p> <p></p> </div> | Standard-Leitfähigkeitslösung 5000 µS/cm mit Analysenzertifikat. Einzelportionen – praktisch & immer frisch & keine Kontaminations-Gefahr. | <div class="product-short-description"> <p>Standard-Leitfähigkeitslösung 5000 µS/cm mit Analysenzertifikat.<br/> Einzelportionen – praktisch &amp; immer frisch &amp; keine Kontaminations-Gefahr.</p> </div> | https://www.hannathailand.com/wp-content/uploads/2022/06/kalibrierlosung500mscmbeutel25x20ml2294_1151d8128fa4289.jpg | เครื่องวัดปริมาณโบรมีน ในตัวอย่างน้ำ รุ่น HI716 , เครื่องวัดปริมาณแอมโมเนีย ช่วงต่ำ รุ่น HI700 , เครื่องวัดปริมาณนิกเกิล ช่วงสูง รุ่น HI726 , เครื่องวัดปริมาณฟอสเฟต ช่วงต่ำ รุ่น HI713 , น้ำยามาตรฐานสอบเทียบ ค่ามาตรฐานความเค็ม , เครื่องวัดปริมาณโครเมี่ยม ช่วงสูง รุ่น HI723 , เครื่องวัดปริมาณซิลิกา ช่วงต่ำ ในตัวอย่างน้ำ รุ่น HI705 , เครื่องวัดปริมาณคลอรีนรวม รุ่น HI711 | <a class="woocommerce-LoopProduct-link woocommerce-loop-product__link" href="https://www.hannathailand.com/product/hi716-checker-hc-bromine/">เครื่องวัดปริมาณโบรมีน ในตัวอย่างน้ำ รุ่น HI716</a> , <a class="woocommerce-LoopProduct-link woocommerce-loop-product__link" href="https://www.hannathailand.com/product/hi700-checker-hc-ammonia-lr/">เครื่องวัดปริมาณแอมโมเนีย ช่วงต่ำ รุ่น HI700</a> , <a class="woocommerce-LoopProduct-link woocommerce-loop-product__link" href="https://www.hannathailand.com/product/hi726-checker-hc-nickel-hr/">เครื่องวัดปริมาณนิกเกิล ช่วงสูง รุ่น HI726</a> , <a class="woocommerce-LoopProduct-link woocommerce-loop-product__link" href="https://www.hannathailand.com/product/hi713-checker-hc-phosphate-lr/">เครื่องวัดปริมาณฟอสเฟต ช่วงต่ำ รุ่น HI713</a> , <a class="woocommerce-LoopProduct-link woocommerce-loop-product__link" href="https://www.hannathailand.com/product/hi7080l/">น้ำยามาตรฐานสอบเทียบ ค่ามาตรฐานความเค็ม</a> , <a class="woocommerce-LoopProduct-link woocommerce-loop-product__link" href="https://www.hannathailand.com/product/hi723-checker-hc-chromium-vi-hr/">เครื่องวัดปริมาณโครเมี่ยม ช่วงสูง รุ่น HI723</a> , <a class="woocommerce-LoopProduct-link woocommerce-loop-product__link" href="https://www.hannathailand.com/product/hi705-checker-hc-silica-lr/">เครื่องวัดปริมาณซิลิกา ช่วงต่ำ ในตัวอย่างน้ำ รุ่น HI705</a> , <a class="woocommerce-LoopProduct-link woocommerce-loop-product__link" href="https://www.hannathailand.com/product/hi711-checker-hc-total-chlorine/">เครื่องวัดปริมาณคลอรีนรวม รุ่น HI711</a> | https://www.hannathailand.com/wp-content/uploads/2022/06/miniphotometerfurfreiesgesamtchlor704_11-600x600.jpg , https://www.hannathailand.com/wp-content/uploads/2022/06/hi700_400pxl-600x600.jpg , https://www.hannathailand.com/wp-content/uploads/2022/06/miniphotometerfurnickelhoch841_11-600x600.jpg , https://www.hannathailand.com/wp-content/uploads/2022/06/hi713_lg51caffcdce23e-600x600.jpg , https://www.hannathailand.com/wp-content/uploads/2021/07/11-500x500.jpg , https://www.hannathailand.com/wp-content/uploads/2022/06/miniphotometerfurchromvihoch839_11-600x600.jpg , https://www.hannathailand.com/wp-content/uploads/2022/06/hi705400-600x600.jpg , https://www.hannathailand.com/wp-content/uploads/2022/06/hi711_lg-600x600.jpg
328 | HI70039P – EC 5000 µS/cm@25°C – 25x20ml | สินค้าทั้งหมด , เครื่องวัดการนำไฟฟ้า/ของแข็งละลายในน้ำ , สารละลาย | https://www.hannathailand.com/product-category/tds-meter/tds-solution/ | https://www.hannathailand.com/product/hi70039p-ec-5000-%c2%b5scm25c-25x20ml/ | HI70039P | 1,765.50 |  | <div aria-labelledby="tab-title-additional_information" class="woocommerce-Tabs-panel woocommerce-Tabs-panel--additional_information panel entry-content" id="tab-additional_information" role="tabpanel"> </div> | Conductivity solution 5000 ĩS / cm for calibration. Individual portions – and virtually always fresh & no contamination risk. | <div aria-labelledby="tab-title-description" class="woocommerce-Tabs-panel woocommerce-Tabs-panel--description panel entry-content active" id="tab-description" role="tabpanel"> <p><span class="hps">Conductivity</span> <span class="hps">solution</span> <span class="hps">5000</span> <span class="hps">ĩS</span> <span class="hps">/ cm</span> <span class="hps">for calibration</span><span>.</span> <span class="hps">Individual portions</span> <span class="hps">–</span> <span class="hps">and</span> <span class="hps">virtually</span> <span class="hps">always</span> <span class="hps">fresh</span> <span class="hps">&amp;</span> <span class="hps">no</span> <span class="hps">contamination</span> <span class="hps">risk.</span></p> <p></p> </div> | virtually always fresh & no contamination risk. | <div class="product-short-description"> <p>virtually always fresh &amp; no contamination risk.</p> </div> | https://www.hannathailand.com/wp-content/uploads/2022/06/kalibrierlosung500mscmbeutel25x20ml2294_11.jpg | เครื่องวัดค่าเหล็ก รุ่น HI721 , เครื่องวัดปริมาณแอมโมเนีย ในน้ำ รุ่น HI715 , เครื่องควบคุมค่าความนำไฟฟ้า , เครื่องวัดปริมาณฟอสฟอรัส ช่วงสูง รุ่น HI706 , น้ำยามาตรฐานสำหรับค่าโซเดียม , เครื่องวัดปริมาณคลอรีนอิสระ รุ่น HI701 , น้ำยามาตรฐานสอบเทียบ ค่ามาตรฐานความเค็ม , สารละลายมาตรฐานความขุ่น 20 NTU | <a class="woocommerce-LoopProduct-link woocommerce-loop-product__link" href="https://www.hannathailand.com/product/hi721-checker-hc-iron/">เครื่องวัดค่าเหล็ก รุ่น HI721</a> , <a class="woocommerce-LoopProduct-link woocommerce-loop-product__link" href="https://www.hannathailand.com/product/hi715-checker-hc-ammonia-mr/">เครื่องวัดปริมาณแอมโมเนีย ในน้ำ รุ่น HI715</a> , <a class="woocommerce-LoopProduct-link woocommerce-loop-product__link" href="https://www.hannathailand.com/product/hi8931cn/">เครื่องควบคุมค่าความนำไฟฟ้า</a> , <a class="woocommerce-LoopProduct-link woocommerce-loop-product__link" href="https://www.hannathailand.com/product/hi706-checker-hc-phosphorous-hr/">เครื่องวัดปริมาณฟอสฟอรัส ช่วงสูง รุ่น HI706</a> , <a class="woocommerce-LoopProduct-link woocommerce-loop-product__link" href="https://www.hannathailand.com/product/hi7090l/">น้ำยามาตรฐานสำหรับค่าโซเดียม</a> , <a class="woocommerce-LoopProduct-link woocommerce-loop-product__link" href="https://www.hannathailand.com/product/hi701-checker-hc-free-chlorine/">เครื่องวัดปริมาณคลอรีนอิสระ รุ่น HI701</a> , <a class="woocommerce-LoopProduct-link woocommerce-loop-product__link" href="https://www.hannathailand.com/product/hi7083l/">น้ำยามาตรฐานสอบเทียบ ค่ามาตรฐานความเค็ม</a> , <a class="woocommerce-LoopProduct-link woocommerce-loop-product__link" href="https://www.hannathailand.com/product/hi93102-20/">สารละลายมาตรฐานความขุ่น 20 NTU</a> | https://www.hannathailand.com/wp-content/uploads/2022/06/miniphotometerfureisen832_11-600x600.jpg , https://www.hannathailand.com/wp-content/uploads/2022/06/miniphotometerfurammoniakmittel2416_11-600x600.jpg , https://www.hannathailand.com/wp-content/uploads/2021/07/2-500x500.jpg , https://www.hannathailand.com/wp-content/uploads/2022/06/hi706_400-600x600.jpg , https://www.hannathailand.com/wp-content/uploads/2021/07/12-500x500.jpg , https://www.hannathailand.com/wp-content/uploads/2021/11/hi701-500x500.jpg , https://www.hannathailand.com/wp-content/uploads/2021/07/10-500x500.jpg , https://www.hannathailand.com/wp-content/uploads/2021/07/9-500x500.jpg
329 | สารละลายมาตรฐานสำหรับสอบเทียบค่ากรด-ด่าง pH 4.01 (HI7004L) | สารละลาย , สินค้าทั้งหมด , เครื่องวัดความเป็นกรด-ด่าง/โออาร์พี | https://www.hannathailand.com/product-category/ph-meter/ | https://www.hannathailand.com/product/ph-buffer-4-01/ | HI7004L | 963.00 | น้ำหนัก 0.5 กก. | <div aria-labelledby="tab-title-additional_information" class="woocommerce-Tabs-panel woocommerce-Tabs-panel--additional_information panel entry-content" id="tab-additional_information" role="tabpanel"> <table class="woocommerce-product-attributes shop_attributes"> <tr class="woocommerce-product-attributes-item woocommerce-product-attributes-item--weight"> <th class="woocommerce-product-attributes-item__label">น้ำหนัก</th> <td class="woocommerce-product-attributes-item__value">0.5 กก.</td> </tr> </table> </div> | HI7004L is a premium quality pH 4.01 calibration solution. Hanna calibration buffers have the lot number and expiration date clearly marked on the label and are air tight with a tamper-proof seal to ensure the quality of the solution. Hanna’s line of calibration buffers have been specially formulated to have an expiration of 5 years from the date of manufacture for an unopened bottle. Color coded label for easy pH buffer value identification Accuracy of +/- 0.01 pH @ 25°C Temperature chart of the actual pH value at various temperatures printed on each bottle HI7004L is a premium quality pH 4.01 calibration solution that is NIST traceable and supplied with a Certificate of Analysis. Hanna calibration buffers have the lot number and expiration date clearly marked on the label and are air tight with a tamper-proof seal to ensure the quality of the solution. Hanna’s line of calibration buffers have been specially formulated to have an expiration of 5 years from the date of manufacture for an unopened bottle. Air tight bottle with tamper-proof seal Ensures quality and freshness of solution Each bottle marked with lot number and expiration date. Hanna buffers are specially formulated to have an expiration of 5 years from manufacture for an unopened bottle. Color coded label for easy pH buffer value identification Easy to identify different buffer values Solution does not contain any dyes that may stain the reference cell of a pH electrode | <div aria-labelledby="tab-title-description" class="woocommerce-Tabs-panel woocommerce-Tabs-panel--description panel entry-content active" id="tab-description" role="tabpanel"> <p>HI7004L is a premium quality pH 4.01 calibration solution. Hanna calibration buffers have the lot number and expiration date clearly marked on the label and are air tight with a tamper-proof seal to ensure the quality of the solution.</p> <p>Hanna’s line of calibration buffers have been specially formulated to have an expiration of 5 years from the date of manufacture for an unopened bottle.</p> <ul> <li>Color coded label for easy pH buffer value identification</li> <li>Accuracy of +/- 0.01 pH @ 25<sup>°</sup>C</li> <li>Temperature chart of the actual pH value at various temperatures printed on each bottle</li> </ul> <p style="font-weight: 400;">HI7004L is a premium quality pH 4.01 calibration solution that is NIST traceable and supplied with a Certificate of Analysis. Hanna calibration buffers have the lot number and expiration date clearly marked on the label and are air tight with a tamper-proof seal to ensure the quality of the solution. Hanna’s line of calibration buffers have been specially formulated to have an expiration of 5 years from the date of manufacture for an unopened bottle.</p> <h3 style="font-weight: 500;"><strong><br/> Air tight bottle with tamper-proof seal</strong></h3> <ul style="font-weight: 400;"> <li>Ensures quality and freshness of solution</li> </ul> <h3 style="font-weight: 500;"><strong>Each bottle marked with lot number and expiration date.</strong></h3> <ul style="font-weight: 400;"> <li>Hanna buffers are specially formulated to have an expiration of 5 years from manufacture for an unopened bottle.</li> </ul> <h3 style="font-weight: 500;"><strong>Color coded label for easy pH buffer value identification</strong></h3> <ul style="font-weight: 400;"> <li>Easy to identify different buffer values</li> <li>Solution does not contain any dyes that may stain the reference cell of a pH electrode</li> </ul> <p> </p> </div> | Buffer Solution pH 4.01, 500 ml ±0,01pH | <div class="product-short-description"> <p>Buffer Solution pH 4.01, 500 ml ±0,01pH</p> </div> | https://www.hannathailand.com/wp-content/uploads/2021/12/hi7004l_box-1.jpg | เครื่องวัดปริมาณโครเมี่ยม ช่วงสูง รุ่น HI723 , น้ำยามาตรฐานสอบเทียบ , เครื่องวัดปริมาณคลอรีนรวม รุ่น HI711 , เครื่องวัดปริมาณซิลิกา ช่วงต่ำ ในตัวอย่างน้ำ รุ่น HI705 , เครื่องวัดปริมาณฟอสฟอรัส ช่วงสูง รุ่น HI706 , เครื่องควบคุมค่าความนำไฟฟ้า , เครื่องวัดปริมาณคลอรีนอิสระ รุ่น HI701 , เครื่องวัดปริมาณฟอสฟอรัส ช่วงต่ำมาก รุ่น HI736 | <a class="woocommerce-LoopProduct-link woocommerce-loop-product__link" href="https://www.hannathailand.com/product/hi723-checker-hc-chromium-vi-hr/">เครื่องวัดปริมาณโครเมี่ยม ช่วงสูง รุ่น HI723</a> , <a class="woocommerce-LoopProduct-link woocommerce-loop-product__link" href="https://www.hannathailand.com/product/hi9828-25/">น้ำยามาตรฐานสอบเทียบ</a> , <a class="woocommerce-LoopProduct-link woocommerce-loop-product__link" href="https://www.hannathailand.com/product/hi711-checker-hc-total-chlorine/">เครื่องวัดปริมาณคลอรีนรวม รุ่น HI711</a> , <a class="woocommerce-LoopProduct-link woocommerce-loop-product__link" href="https://www.hannathailand.com/product/hi705-checker-hc-silica-lr/">เครื่องวัดปริมาณซิลิกา ช่วงต่ำ ในตัวอย่างน้ำ รุ่น HI705</a> , <a class="woocommerce-LoopProduct-link woocommerce-loop-product__link" href="https://www.hannathailand.com/product/hi706-checker-hc-phosphorous-hr/">เครื่องวัดปริมาณฟอสฟอรัส ช่วงสูง รุ่น HI706</a> , <a class="woocommerce-LoopProduct-link woocommerce-loop-product__link" href="https://www.hannathailand.com/product/hi8931cn/">เครื่องควบคุมค่าความนำไฟฟ้า</a> , <a class="woocommerce-LoopProduct-link woocommerce-loop-product__link" href="https://www.hannathailand.com/product/hi701-checker-hc-free-chlorine/">เครื่องวัดปริมาณคลอรีนอิสระ รุ่น HI701</a> , <a class="woocommerce-LoopProduct-link woocommerce-loop-product__link" href="https://www.hannathailand.com/product/phosphorous-marine/">เครื่องวัดปริมาณฟอสฟอรัส ช่วงต่ำมาก รุ่น HI736</a> | https://www.hannathailand.com/wp-content/uploads/2022/06/miniphotometerfurchromvihoch839_11-600x600.jpg , https://www.hannathailand.com/wp-content/uploads/2021/07/8-500x500.jpg , https://www.hannathailand.com/wp-content/uploads/2022/06/hi711_lg-600x600.jpg , https://www.hannathailand.com/wp-content/uploads/2022/06/hi705400-600x600.jpg , https://www.hannathailand.com/wp-content/uploads/2022/06/hi706_400-600x600.jpg , https://www.hannathailand.com/wp-content/uploads/2021/07/2-500x500.jpg , https://www.hannathailand.com/wp-content/uploads/2021/11/hi701-500x500.jpg , https://www.hannathailand.com/wp-content/uploads/2021/12/HI736-600x600.jpg
330 | HI7006L – 6.86 pH@25°C – SQ – 500ml | สารละลาย , สินค้าทั้งหมด , เครื่องวัดความเป็นกรด-ด่าง/โออาร์พี | https://www.hannathailand.com/product-category/ph-meter/ | https://www.hannathailand.com/product/hi7006l-6-86-ph25c-sq-500ml/ | HI7006L | 963.00 |  | <div aria-labelledby="tab-title-additional_information" class="woocommerce-Tabs-panel woocommerce-Tabs-panel--additional_information panel entry-content" id="tab-additional_information" role="tabpanel"> </div> | General information about our pH buffers / calibration: Available grades: Technical Quality The buffer solutions of HANNA instruments include solutions from pH 1.00 to pH 13.00 and allow calibration over the entire pH scale with an accuracy of ± 0.01 pH. The buffer solution series is particularly suitable for pH measurements that require high accuracy. All solutions with certificate of analysis. Millesimal Quality Accuracy of ± 0.002 pH for calibration of measuring instruments with 0.001 resolution. All solutions in opaque packaging with certificate of analysis. Standard Quality Accuracy of ± 0.01 pH in different packaging, with or without a certificate of analysis. Available packages: Bottle: 230ml – 500ml – 1L Can: 3.78 L (gal) Individual portions – and virtually always fresh & no contamination risk Shelf life up to 5 years | <div aria-labelledby="tab-title-description" class="woocommerce-Tabs-panel woocommerce-Tabs-panel--description panel entry-content active" id="tab-description" role="tabpanel"> <p><span data-mce-style="text-decoration: underline;" style="text-decoration: underline;"><em></em></span></p> <p><span class="hps">General</span> <span class="hps">information about our</span> <span class="hps">pH</span> <span class="hps">buffers</span> <span class="hps">/</span> <span class="hps">calibration</span><span>:</span></p> <p><span data-mce-style="text-decoration: underline;" style="text-decoration: underline;"><em></em></span></p> <p><span class="hps">Available</span> <span class="hps">grades:</span></p> <p><span data-mce-style="text-decoration: underline;" style="text-decoration: underline;"><em></em></span></p> <p><strong><span class="hps">Technical</span> <span class="hps">Quality</span> </strong></p> <p><span data-mce-style="text-decoration: underline;" style="text-decoration: underline;"><em></em></span></p> <p><span class="hps">The buffer solutions</span> <span class="hps">of</span> <span class="hps">HANNA instruments</span> <span class="hps">include solutions</span> <span class="hps">from</span> <span class="hps">pH 1.00</span> <span class="hps">to pH</span> <span class="hps">13.00</span> <span class="hps">and</span> <span class="hps">allow</span> <span class="hps">calibration</span> <span class="hps">over the entire</span> <span class="hps">pH scale</span> <span class="hps">with an accuracy of</span> <span class="hps">±</span> <span class="hps">0.01 pH</span><span>.</span> <span class="hps">The buffer solution</span> <span class="hps">series</span> <span class="hps">is particularly suitable for</span> <span class="hps">pH measurements</span> <span class="hps">that require</span> <span class="hps">high accuracy</span><span>.</span> <span class="hps">All solutions</span> <span class="hps">with certificate of analysis</span><span>.</span></p> <p><span data-mce-style="text-decoration: underline;" style="text-decoration: underline;"><em></em></span></p> <p><strong><span class="hps">Millesimal</span> <span class="hps">Quality</span> </strong></p> <p><span data-mce-style="text-decoration: underline;" style="text-decoration: underline;"><em></em></span></p> <p><span class="hps">Accuracy</span> <span class="hps">of ±</span> <span class="hps">0.002</span> <span class="hps">pH</span> <span class="hps">for</span> <span class="hps">calibration</span> <span class="hps">of measuring instruments</span> <span class="hps">with 0.001</span> <span class="hps">resolution</span><span>.</span> <span class="hps">All solutions</span> <span class="hps">in</span> <span class="hps">opaque</span> <span class="hps">packaging</span> <span class="hps">with certificate of analysis</span><span>.</span></p> <p><span data-mce-style="text-decoration: underline;" style="text-decoration: underline;"><em></em></span></p> <p><strong><span class="hps">Standard Quality</span> </strong></p> <p><span data-mce-style="text-decoration: underline;" style="text-decoration: underline;"><em></em></span></p> <p><span class="hps">Accuracy</span> <span class="hps">of ±</span> <span class="hps">0.01 pH</span> <span class="hps">in different packaging</span><span>,</span> <span class="hps">with or without a</span> <span class="hps">certificate of analysis.</span></p> <p><span data-mce-style="text-decoration: underline;" style="text-decoration: underline;"><em></em></span></p> <p><span class="hps">Available</span> <span class="hps">packages</span><span>:</span> <span class="hps">Bottle</span><span>:</span> <span class="hps">230ml</span> <span class="hps">– 500ml –</span> <span class="hps">1L</span> <span class="hps">Can:</span> <span class="hps">3.78</span> <span class="hps">L</span> <span class="hps atn">(</span><span>gal</span><span>)</span> <span class="hps">Individual portions</span> <span class="hps">–</span> <span class="hps">and</span> <span class="hps">virtually</span> <span class="hps">always</span> <span class="hps">fresh</span> <span class="hps">&amp;</span> <span class="hps">no</span> <span class="hps">contamination</span> <span class="hps">risk</span> <span class="hps">Shelf life</span> <span class="hps">up to 5 years</span></p> <p><span data-mce-style="text-decoration: underline;" style="text-decoration: underline;"><em></em></span></p> </div> | Buffer Solution pH 6.86, 500 , ±0,01pH, | <div class="product-short-description"> <p>Buffer Solution pH 6.86, 500 , ±0,01pH,</p> </div> | https://www.hannathailand.com/wp-content/uploads/2022/06/hi7006l1.jpg | เครื่องวัดปริมาณซิลิกา ช่วงต่ำ ในตัวอย่างน้ำ รุ่น HI705 , เครื่องวัดคลอรีน , เครื่องวัดปริมาณไอโอดีน รุ่น HI718 , น้ำยามาตรฐานสอบเทียบ ค่ามาตรฐานความเค็ม , น้ำยามาตรฐานสอบเทียบ , น้ำยามาตรฐานสอบเทียบ ค่ามาตรฐานความเค็ม , เครื่องวัดปริมาณฟอสเฟต ช่วงต่ำ รุ่น HI713 , เครื่องวัดปริมาณไนไตรท์ ช่วงสูง ในตัวอย่างน้ำ รุ่น HI708 | <a class="woocommerce-LoopProduct-link woocommerce-loop-product__link" href="https://www.hannathailand.com/product/hi705-checker-hc-silica-lr/">เครื่องวัดปริมาณซิลิกา ช่วงต่ำ ในตัวอย่างน้ำ รุ่น HI705</a> , <a class="woocommerce-LoopProduct-link woocommerce-loop-product__link" href="https://www.hannathailand.com/product/free-chlorine/">เครื่องวัดคลอรีน</a> , <a class="woocommerce-LoopProduct-link woocommerce-loop-product__link" href="https://www.hannathailand.com/product/hi718-checker-hc-iodine/">เครื่องวัดปริมาณไอโอดีน รุ่น HI718</a> , <a class="woocommerce-LoopProduct-link woocommerce-loop-product__link" href="https://www.hannathailand.com/product/hi7080l/">น้ำยามาตรฐานสอบเทียบ ค่ามาตรฐานความเค็ม</a> , <a class="woocommerce-LoopProduct-link woocommerce-loop-product__link" href="https://www.hannathailand.com/product/hi9828-25/">น้ำยามาตรฐานสอบเทียบ</a> , <a class="woocommerce-LoopProduct-link woocommerce-loop-product__link" href="https://www.hannathailand.com/product/hi7083l/">น้ำยามาตรฐานสอบเทียบ ค่ามาตรฐานความเค็ม</a> , <a class="woocommerce-LoopProduct-link woocommerce-loop-product__link" href="https://www.hannathailand.com/product/hi713-checker-hc-phosphate-lr/">เครื่องวัดปริมาณฟอสเฟต ช่วงต่ำ รุ่น HI713</a> , <a class="woocommerce-LoopProduct-link woocommerce-loop-product__link" href="https://www.hannathailand.com/product/hi708-checker-hc-nitrite-hr/">เครื่องวัดปริมาณไนไตรท์ ช่วงสูง ในตัวอย่างน้ำ รุ่น HI708</a> | https://www.hannathailand.com/wp-content/uploads/2022/06/hi705400-600x600.jpg , https://www.hannathailand.com/wp-content/uploads/2021/07/1-500x500.jpg , https://www.hannathailand.com/wp-content/uploads/2022/06/miniphotometerfuriod829_11-600x600.jpg , https://www.hannathailand.com/wp-content/uploads/2021/07/11-500x500.jpg , https://www.hannathailand.com/wp-content/uploads/2021/07/8-500x500.jpg , https://www.hannathailand.com/wp-content/uploads/2021/07/10-500x500.jpg , https://www.hannathailand.com/wp-content/uploads/2022/06/hi713_lg51caffcdce23e-600x600.jpg , https://www.hannathailand.com/wp-content/uploads/2022/06/miniphotometerfurnitrithoch2420_11-600x600.jpg
331 | สารละลายมาตรฐานสำหรับสอบเทียบค่ากรด-ด่าง (HI7007L) | สารละลาย , สินค้าทั้งหมด , เครื่องวัดความเป็นกรด-ด่าง/โออาร์พี | https://www.hannathailand.com/product-category/ph-meter/ | https://www.hannathailand.com/product/ph-buffer-7-01/ | HI7007L | 963.00 | น้ำหนัก 500 กก. | <div aria-labelledby="tab-title-additional_information" class="woocommerce-Tabs-panel woocommerce-Tabs-panel--additional_information panel entry-content" id="tab-additional_information" role="tabpanel"> <table class="woocommerce-product-attributes shop_attributes"> <tr class="woocommerce-product-attributes-item woocommerce-product-attributes-item--weight"> <th class="woocommerce-product-attributes-item__label">น้ำหนัก</th> <td class="woocommerce-product-attributes-item__value">500 กก.</td> </tr> </table> </div> | HI7007L is a premium quality pH 7.01 calibration solution. Hanna calibration buffers have the lot number and expiration date clearly marked on the label and are air tight with a tamper-proof seal to ensure the quality of the solution. Hanna’s line of calibration buffers have been specially formulated to have an expiration of 5 years from the date of manufacture for an unopened bottle. Color coded label for easy pH buffer value identification Accuracy of +/- 0.01 pH @ 25°C Temperature chart of the actual pH value at various temperatures printed on each bottle HI7007L is a premium quality pH 7.01 calibration solution that is NIST traceable and supplied with a Certificate of Analysis. Hanna calibration buffers have the lot number and expiration date clearly marked on the label and are air tight with a tamper-proof seal to ensure the quality of the solution. Hanna’s line of calibration buffers have been specially formulated to have an expiration of 5 years from the date of manufacture for an unopened bottle. Air tight bottle with tamper-proof seal Ensures quality and freshness of solution Each bottle marked with lot number and expiration date. Hanna buffers are specially formulated to have an expiration of 5 years from manufacture for an unopened bottle. Color coded label for easy pH buffer value identification Easy to identify different buffer values Solution does not contain any dyes that may stain the reference cell of a pH electrode | <div aria-labelledby="tab-title-description" class="woocommerce-Tabs-panel woocommerce-Tabs-panel--description panel entry-content active" id="tab-description" role="tabpanel"> <p>HI7007L is a premium quality pH 7.01 calibration solution. Hanna calibration buffers have the lot number and expiration date clearly marked on the label and are air tight with a tamper-proof seal to ensure the quality of the solution.</p> <p>Hanna’s line of calibration buffers have been specially formulated to have an expiration of 5 years from the date of manufacture for an unopened bottle.</p> <ul> <li>Color coded label for easy pH buffer value identification</li> <li>Accuracy of +/- 0.01 pH @ 25<sup>°</sup>C</li> <li>Temperature chart of the actual pH value at various temperatures printed on each bottle</li> </ul> <p>HI7007L is a premium quality pH 7.01 calibration solution that is NIST traceable and supplied with a Certificate of Analysis. Hanna calibration buffers have the lot number and expiration date clearly marked on the label and are air tight with a tamper-proof seal to ensure the quality of the solution. Hanna’s line of calibration buffers have been specially formulated to have an expiration of 5 years from the date of manufacture for an unopened bottle.</p> <h3 dir="ltr"><strong><br/> Air tight bottle with tamper-proof seal</strong></h3> <ul> <li dir="ltr"> <p dir="ltr">Ensures quality and freshness of solution</p> </li> </ul> <h3 dir="ltr"><strong>Each bottle marked with lot number and expiration date.</strong></h3> <ul> <li dir="ltr"> <p dir="ltr">Hanna buffers are specially formulated to have an expiration of 5 years from manufacture for an unopened bottle.</p> </li> </ul> <h3 dir="ltr"><strong>Color coded label for easy pH buffer value identification</strong></h3> <ul> <li dir="ltr"> <p dir="ltr">Easy to identify different buffer values</p> </li> <li dir="ltr"> <p dir="ltr">Solution does not contain any dyes that may stain the reference cell of a pH electrode</p> </li> </ul> </div> | Buffer Solution pH 7.01, 500 ml ±0,01pH, | <div class="product-short-description"> <p>Buffer Solution pH 7.01, 500 ml ±0,01pH,</p> </div> | https://www.hannathailand.com/wp-content/uploads/2021/12/hi7007l_box.jpg | เครื่องวัดปริมาณคลอรีนอิสระ รุ่น HI701 , น้ำยามาตรฐานสอบเทียบ ค่ามาตรฐานความเค็ม , เครื่องวัดปริมาณฟอสเฟต ช่วงสูง รุ่น HI717 , เครื่องวัดปริมาณแอมโมเนีย ช่วงต่ำ รุ่น HI700 , เครื่องวัดปริมาณฟอสเฟต ช่วงต่ำ รุ่น HI713 , สารละลายมาตรฐานความขุ่น 20 NTU , เครื่องวัดคลอรีน , เครื่องวัดปริมาณนิกเกิล ช่วงสูง รุ่น HI726 | <a class="woocommerce-LoopProduct-link woocommerce-loop-product__link" href="https://www.hannathailand.com/product/hi701-checker-hc-free-chlorine/">เครื่องวัดปริมาณคลอรีนอิสระ รุ่น HI701</a> , <a class="woocommerce-LoopProduct-link woocommerce-loop-product__link" href="https://www.hannathailand.com/product/hi7080l/">น้ำยามาตรฐานสอบเทียบ ค่ามาตรฐานความเค็ม</a> , <a class="woocommerce-LoopProduct-link woocommerce-loop-product__link" href="https://www.hannathailand.com/product/hi717-checker-hc-phosphate-hr/">เครื่องวัดปริมาณฟอสเฟต ช่วงสูง รุ่น HI717</a> , <a class="woocommerce-LoopProduct-link woocommerce-loop-product__link" href="https://www.hannathailand.com/product/hi700-checker-hc-ammonia-lr/">เครื่องวัดปริมาณแอมโมเนีย ช่วงต่ำ รุ่น HI700</a> , <a class="woocommerce-LoopProduct-link woocommerce-loop-product__link" href="https://www.hannathailand.com/product/hi713-checker-hc-phosphate-lr/">เครื่องวัดปริมาณฟอสเฟต ช่วงต่ำ รุ่น HI713</a> , <a class="woocommerce-LoopProduct-link woocommerce-loop-product__link" href="https://www.hannathailand.com/product/hi93102-20/">สารละลายมาตรฐานความขุ่น 20 NTU</a> , <a class="woocommerce-LoopProduct-link woocommerce-loop-product__link" href="https://www.hannathailand.com/product/free-chlorine/">เครื่องวัดคลอรีน</a> , <a class="woocommerce-LoopProduct-link woocommerce-loop-product__link" href="https://www.hannathailand.com/product/hi726-checker-hc-nickel-hr/">เครื่องวัดปริมาณนิกเกิล ช่วงสูง รุ่น HI726</a> | https://www.hannathailand.com/wp-content/uploads/2021/11/hi701-500x500.jpg , https://www.hannathailand.com/wp-content/uploads/2021/07/11-500x500.jpg , https://www.hannathailand.com/wp-content/uploads/2022/06/miniphotometerfurphosphathoch827_11-600x600.jpg , https://www.hannathailand.com/wp-content/uploads/2022/06/hi700_400pxl-600x600.jpg , https://www.hannathailand.com/wp-content/uploads/2022/06/hi713_lg51caffcdce23e-600x600.jpg , https://www.hannathailand.com/wp-content/uploads/2021/07/9-500x500.jpg , https://www.hannathailand.com/wp-content/uploads/2021/07/1-500x500.jpg , https://www.hannathailand.com/wp-content/uploads/2022/06/miniphotometerfurnickelhoch841_11-600x600.jpg
332 | HI70080C – 800 mg/l (ppm) TDS@25°C Zert. – 25x20ml | สารละลาย , สินค้าทั้งหมด , เครื่องวัดการนำไฟฟ้า/ของแข็งละลายในน้ำ | https://www.hannathailand.com/product-category/tds-meter/ | https://www.hannathailand.com/product/hi70080c-800-mgl-ppm-tds25c-zert-25x20ml/ | HI70080C | 2,033.00 |  | <div aria-labelledby="tab-title-additional_information" class="woocommerce-Tabs-panel woocommerce-Tabs-panel--additional_information panel entry-content" id="tab-additional_information" role="tabpanel"> </div> | TDS (total gelöste Stoffe) Lösung 800 mg/L (ppm) zur Kalibration mit Analysenzertifikat.Einzelportionen – praktisch & immer frisch & keine Kontaminations-Gefahr. | <div aria-labelledby="tab-title-description" class="woocommerce-Tabs-panel woocommerce-Tabs-panel--description panel entry-content active" id="tab-description" role="tabpanel"> <p>TDS (total gelöste Stoffe) Lösung 800 mg/L (ppm) zur Kalibration mit Analysenzertifikat.<br/><span>Einzelportionen – praktisch &amp; immer frisch &amp; keine Kontaminations-Gefahr.</span></p> <p></p> </div> | Standard-Lösung TDS 800 mg/L (ppm) – 25x 20ml – mit Analysenzertifikat. Einzelportionen – praktisch & immer frisch & keine Kontaminations-Gefahr. | <div class="product-short-description"> <p>Standard-Lösung TDS 800 mg/L (ppm) – 25x 20ml – mit Analysenzertifikat.<br/> Einzelportionen – praktisch &amp; immer frisch &amp; keine Kontaminations-Gefahr.</p> </div> | https://www.hannathailand.com/wp-content/uploads/2022/06/81kf0zst0cl151d81a171adef.jpg | เครื่องวัดปริมาณแอมโมเนีย ช่วงต่ำ รุ่น HI700 , น้ำยามาตรฐานสำหรับค่าโซเดียม , เครื่องวัดปริมาณฟอสเฟต ช่วงต่ำ รุ่น HI713 , เครื่องวัดปริมาณไนไตรท์ ช่วงต่ำ รุ่น HI707 , เครื่องวัดปริมาณแอมโมเนีย ช่วงสูง รุ่น HI733 , น้ำยามาตรฐานสอบเทียบ , เครื่องวัดปริมาณฟอสฟอรัส ช่วงสูง รุ่น HI706 , เซ็นเซอร์วัดออกซิเจนในน้ำสำหรับ HI9829 มัลติพารามิเตอร์ | <a class="woocommerce-LoopProduct-link woocommerce-loop-product__link" href="https://www.hannathailand.com/product/hi700-checker-hc-ammonia-lr/">เครื่องวัดปริมาณแอมโมเนีย ช่วงต่ำ รุ่น HI700</a> , <a class="woocommerce-LoopProduct-link woocommerce-loop-product__link" href="https://www.hannathailand.com/product/hi7090l/">น้ำยามาตรฐานสำหรับค่าโซเดียม</a> , <a class="woocommerce-LoopProduct-link woocommerce-loop-product__link" href="https://www.hannathailand.com/product/hi713-checker-hc-phosphate-lr/">เครื่องวัดปริมาณฟอสเฟต ช่วงต่ำ รุ่น HI713</a> , <a class="woocommerce-LoopProduct-link woocommerce-loop-product__link" href="https://www.hannathailand.com/product/hi707-checker-hc-nitrite-lr/">เครื่องวัดปริมาณไนไตรท์ ช่วงต่ำ รุ่น HI707</a> , <a class="woocommerce-LoopProduct-link woocommerce-loop-product__link" href="https://www.hannathailand.com/product/hi733-checker-hc-ammonia-hr/">เครื่องวัดปริมาณแอมโมเนีย ช่วงสูง รุ่น HI733</a> , <a class="woocommerce-LoopProduct-link woocommerce-loop-product__link" href="https://www.hannathailand.com/product/hi9828-25/">น้ำยามาตรฐานสอบเทียบ</a> , <a class="woocommerce-LoopProduct-link woocommerce-loop-product__link" href="https://www.hannathailand.com/product/hi706-checker-hc-phosphorous-hr/">เครื่องวัดปริมาณฟอสฟอรัส ช่วงสูง รุ่น HI706</a> , <a class="woocommerce-LoopProduct-link woocommerce-loop-product__link" href="https://www.hannathailand.com/product/hi7609829-2/">เซ็นเซอร์วัดออกซิเจนในน้ำสำหรับ HI9829 มัลติพารามิเตอร์</a> | https://www.hannathailand.com/wp-content/uploads/2022/06/hi700_400pxl-600x600.jpg , https://www.hannathailand.com/wp-content/uploads/2021/07/12-500x500.jpg , https://www.hannathailand.com/wp-content/uploads/2022/06/hi713_lg51caffcdce23e-600x600.jpg , https://www.hannathailand.com/wp-content/uploads/2022/06/hi707400-600x600.jpg , https://www.hannathailand.com/wp-content/uploads/2022/06/miniphotometerfurammoniumhoch2418_11-600x600.jpg , https://www.hannathailand.com/wp-content/uploads/2021/07/8-500x500.jpg , https://www.hannathailand.com/wp-content/uploads/2022/06/hi706_400-600x600.jpg , https://www.hannathailand.com/wp-content/uploads/2021/07/5-500x500.jpg
333 | HI70080P – 800 mg/l (ppm) TDS@25°C – 25x20ml | สารละลาย , สินค้าทั้งหมด , เครื่องวัดการนำไฟฟ้า/ของแข็งละลายในน้ำ | https://www.hannathailand.com/product-category/tds-meter/ | https://www.hannathailand.com/product/hi70080p-800-mgl-ppm-tds25c-25x20ml/ | HI70080P | 1,765.50 |  | <div aria-labelledby="tab-title-additional_information" class="woocommerce-Tabs-panel woocommerce-Tabs-panel--additional_information panel entry-content" id="tab-additional_information" role="tabpanel"> </div> | TDS (total dissolved solids) Solution 800 mg / / L (ppm) for calibration. Individual portions – and virtually always fresh & no contamination risk. | <div aria-labelledby="tab-title-description" class="woocommerce-Tabs-panel woocommerce-Tabs-panel--description panel entry-content active" id="tab-description" role="tabpanel"> <p><span class="hps">TDS</span> <span class="hps">(total</span> <span class="hps">dissolved solids</span><span>) Solution</span> <span class="hps">800</span> <span class="hps">mg</span> <span class="hps">/ / L</span> <span class="hps">(ppm</span><span>)</span> <span class="hps">for calibration</span><span>.</span> <span class="hps">Individual portions</span> <span class="hps">–</span> <span class="hps">and</span> <span class="hps">virtually</span> <span class="hps">always</span> <span class="hps">fresh</span> <span class="hps">&amp;</span> <span class="hps">no</span> <span class="hps">contamination</span> <span class="hps">risk.</span></p> <p></p> </div> | virtually always fresh & no contamination risk | <div class="product-short-description"> <p>virtually always fresh &amp; no contamination risk</p> </div> | https://www.hannathailand.com/wp-content/uploads/2022/06/81kf0zst0cl1.jpg | เซ็นเซอร์วัดออกซิเจนในน้ำสำหรับ HI9829 มัลติพารามิเตอร์ , เครื่องควบคุมค่าความนำไฟฟ้า , เครื่องวัดคลอรีน , เครื่องวัดปริมาณฟลูออไรด์ ช่วงต่ำ รุ่น HI729 , น้ำยามาตรฐานสำหรับค่าโซเดียม , เครื่องวัดปริมาณนิกเกิล ช่วงสูง รุ่น HI726 , สารละลายมาตรฐานความขุ่น 20 NTU , เครื่องวัดปริมาณแอมโมเนีย ช่วงสูง รุ่น HI733 | <a class="woocommerce-LoopProduct-link woocommerce-loop-product__link" href="https://www.hannathailand.com/product/hi7609829-2/">เซ็นเซอร์วัดออกซิเจนในน้ำสำหรับ HI9829 มัลติพารามิเตอร์</a> , <a class="woocommerce-LoopProduct-link woocommerce-loop-product__link" href="https://www.hannathailand.com/product/hi8931cn/">เครื่องควบคุมค่าความนำไฟฟ้า</a> , <a class="woocommerce-LoopProduct-link woocommerce-loop-product__link" href="https://www.hannathailand.com/product/free-chlorine/">เครื่องวัดคลอรีน</a> , <a class="woocommerce-LoopProduct-link woocommerce-loop-product__link" href="https://www.hannathailand.com/product/hi729-checker-hc-fluoride-lr/">เครื่องวัดปริมาณฟลูออไรด์ ช่วงต่ำ รุ่น HI729</a> , <a class="woocommerce-LoopProduct-link woocommerce-loop-product__link" href="https://www.hannathailand.com/product/hi7090l/">น้ำยามาตรฐานสำหรับค่าโซเดียม</a> , <a class="woocommerce-LoopProduct-link woocommerce-loop-product__link" href="https://www.hannathailand.com/product/hi726-checker-hc-nickel-hr/">เครื่องวัดปริมาณนิกเกิล ช่วงสูง รุ่น HI726</a> , <a class="woocommerce-LoopProduct-link woocommerce-loop-product__link" href="https://www.hannathailand.com/product/hi93102-20/">สารละลายมาตรฐานความขุ่น 20 NTU</a> , <a class="woocommerce-LoopProduct-link woocommerce-loop-product__link" href="https://www.hannathailand.com/product/hi733-checker-hc-ammonia-hr/">เครื่องวัดปริมาณแอมโมเนีย ช่วงสูง รุ่น HI733</a> | https://www.hannathailand.com/wp-content/uploads/2021/07/5-500x500.jpg , https://www.hannathailand.com/wp-content/uploads/2021/07/2-500x500.jpg , https://www.hannathailand.com/wp-content/uploads/2021/07/1-500x500.jpg , https://www.hannathailand.com/wp-content/uploads/2022/06/miniphotometerfurfluoridniedrig844_11-600x600.jpg , https://www.hannathailand.com/wp-content/uploads/2021/07/12-500x500.jpg , https://www.hannathailand.com/wp-content/uploads/2022/06/miniphotometerfurnickelhoch841_11-600x600.jpg , https://www.hannathailand.com/wp-content/uploads/2021/07/9-500x500.jpg , https://www.hannathailand.com/wp-content/uploads/2022/06/miniphotometerfurammoniumhoch2418_11-600x600.jpg
334 | HI7009L – 9.18 pH@25°C – SQ – 500ml | สารละลาย , สินค้าทั้งหมด , เครื่องวัดความเป็นกรด-ด่าง/โออาร์พี | https://www.hannathailand.com/product-category/ph-meter/ | https://www.hannathailand.com/product/hi7009l-9-18-ph25c-sq-500ml/ | HI7009L | 963.00 |  | <div aria-labelledby="tab-title-additional_information" class="woocommerce-Tabs-panel woocommerce-Tabs-panel--additional_information panel entry-content" id="tab-additional_information" role="tabpanel"> </div> | General information about our pH buffers / calibration: Available grades: Technical Quality The buffer solutions of HANNA instruments include solutions from pH 1.00 to pH 13.00 and allow calibration over the entire pH scale with an accuracy of ± 0.01 pH. The buffer solution series is particularly suitable for pH measurements that require high accuracy. All solutions with certificate of analysis. Millesimal Quality Accuracy of ± 0.002 pH for calibration of measuring instruments with 0.001 resolution. All solutions in opaque packaging with certificate of analysis. Standard Quality Accuracy of ± 0.01 pH in different packaging, with or without a certificate of analysis. Available packages: Bottle: 230ml – 500ml – 1L Can: 3.78 L (gal) Individual portions – and virtually always fresh & no contamination risk Shelf life up to 5 years | <div aria-labelledby="tab-title-description" class="woocommerce-Tabs-panel woocommerce-Tabs-panel--description panel entry-content active" id="tab-description" role="tabpanel"> <p><span data-mce-style="text-decoration: underline;" style="text-decoration: underline;"><em></em></span></p> <p><span class="hps">General</span> <span class="hps">information about our</span> <span class="hps">pH</span> <span class="hps">buffers</span> <span class="hps">/</span> <span class="hps">calibration</span><span>:</span></p> <p><span data-mce-style="text-decoration: underline;" style="text-decoration: underline;"><em></em></span></p> <p><span class="hps">Available</span> <span class="hps">grades:</span></p> <p><span data-mce-style="text-decoration: underline;" style="text-decoration: underline;"><em></em></span></p> <p><strong><span class="hps">Technical</span> <span class="hps">Quality</span> </strong></p> <p><span data-mce-style="text-decoration: underline;" style="text-decoration: underline;"><em></em></span></p> <p><span class="hps">The buffer solutions</span> <span class="hps">of</span> <span class="hps">HANNA instruments</span> <span class="hps">include solutions</span> <span class="hps">from</span> <span class="hps">pH 1.00</span> <span class="hps">to pH</span> <span class="hps">13.00</span> <span class="hps">and</span> <span class="hps">allow</span> <span class="hps">calibration</span> <span class="hps">over the entire</span> <span class="hps">pH scale</span> <span class="hps">with an accuracy of</span> <span class="hps">±</span> <span class="hps">0.01 pH</span><span>.</span> <span class="hps">The buffer solution</span> <span class="hps">series</span> <span class="hps">is particularly suitable for</span> <span class="hps">pH measurements</span> <span class="hps">that require</span> <span class="hps">high accuracy</span><span>.</span> <span class="hps">All solutions</span> <span class="hps">with certificate of analysis</span><span>.</span></p> <p><span data-mce-style="text-decoration: underline;" style="text-decoration: underline;"><em></em></span></p> <p><strong><span class="hps">Millesimal</span> <span class="hps">Quality</span> </strong></p> <p><span data-mce-style="text-decoration: underline;" style="text-decoration: underline;"><em></em></span></p> <p><span class="hps">Accuracy</span> <span class="hps">of ±</span> <span class="hps">0.002</span> <span class="hps">pH</span> <span class="hps">for</span> <span class="hps">calibration</span> <span class="hps">of measuring instruments</span> <span class="hps">with 0.001</span> <span class="hps">resolution</span><span>.</span> <span class="hps">All solutions</span> <span class="hps">in</span> <span class="hps">opaque</span> <span class="hps">packaging</span> <span class="hps">with certificate of analysis</span><span>.</span></p> <p><span data-mce-style="text-decoration: underline;" style="text-decoration: underline;"><em></em></span></p> <p><strong><span class="hps">Standard Quality</span> </strong></p> <p><span data-mce-style="text-decoration: underline;" style="text-decoration: underline;"><em></em></span></p> <p><span class="hps">Accuracy</span> <span class="hps">of ±</span> <span class="hps">0.01 pH</span> <span class="hps">in different packaging</span><span>,</span> <span class="hps">with or without a</span> <span class="hps">certificate of analysis.</span></p> <p><span data-mce-style="text-decoration: underline;" style="text-decoration: underline;"><em></em></span></p> <p><span class="hps">Available</span> <span class="hps">packages</span><span>:</span> <span class="hps">Bottle</span><span>:</span> <span class="hps">230ml</span> <span class="hps">– 500ml –</span> <span class="hps">1L</span> <span class="hps">Can:</span> <span class="hps">3.78</span> <span class="hps">L</span> <span class="hps atn">(</span><span>gal</span><span>)</span> <span class="hps">Individual portions</span> <span class="hps">–</span> <span class="hps">and</span> <span class="hps">virtually</span> <span class="hps">always</span> <span class="hps">fresh</span> <span class="hps">&amp;</span> <span class="hps">no</span> <span class="hps">contamination</span> <span class="hps">risk</span> <span class="hps">Shelf life</span> <span class="hps">up to 5 years</span></p> <p><span data-mce-style="text-decoration: underline;" style="text-decoration: underline;"><em></em></span></p> </div> | Buffer Solution pH 9.18, 500mL, ±0,01pH, | <div class="product-short-description"> <p>Buffer Solution pH 9.18, 500mL, ±0,01pH, </p> </div> | https://www.hannathailand.com/wp-content/uploads/2022/06/hi7009l1.jpg | น้ำยามาตรฐานสอบเทียบ ค่ามาตรฐานความเค็ม , น้ำยามาตรฐานสอบเทียบ , เครื่องวัดปริมาณฟอสเฟต ช่วงสูง รุ่น HI717 , เครื่องวัดปริมาณฟลูออไรด์ ช่วงต่ำ รุ่น HI729 , เครื่องวัดปริมาณแอมโมเนีย ช่วงต่ำ รุ่น HI700 , เครื่องวัดปริมาณฟอสเฟต ช่วงต่ำ รุ่น HI713 , เครื่องวัดปริมาณไอโอดีน รุ่น HI718 , เครื่องวัดปริมาณไนไตรท์ ช่วงสูง ในตัวอย่างน้ำ รุ่น HI708 | <a class="woocommerce-LoopProduct-link woocommerce-loop-product__link" href="https://www.hannathailand.com/product/hi7083l/">น้ำยามาตรฐานสอบเทียบ ค่ามาตรฐานความเค็ม</a> , <a class="woocommerce-LoopProduct-link woocommerce-loop-product__link" href="https://www.hannathailand.com/product/hi9828-25/">น้ำยามาตรฐานสอบเทียบ</a> , <a class="woocommerce-LoopProduct-link woocommerce-loop-product__link" href="https://www.hannathailand.com/product/hi717-checker-hc-phosphate-hr/">เครื่องวัดปริมาณฟอสเฟต ช่วงสูง รุ่น HI717</a> , <a class="woocommerce-LoopProduct-link woocommerce-loop-product__link" href="https://www.hannathailand.com/product/hi729-checker-hc-fluoride-lr/">เครื่องวัดปริมาณฟลูออไรด์ ช่วงต่ำ รุ่น HI729</a> , <a class="woocommerce-LoopProduct-link woocommerce-loop-product__link" href="https://www.hannathailand.com/product/hi700-checker-hc-ammonia-lr/">เครื่องวัดปริมาณแอมโมเนีย ช่วงต่ำ รุ่น HI700</a> , <a class="woocommerce-LoopProduct-link woocommerce-loop-product__link" href="https://www.hannathailand.com/product/hi713-checker-hc-phosphate-lr/">เครื่องวัดปริมาณฟอสเฟต ช่วงต่ำ รุ่น HI713</a> , <a class="woocommerce-LoopProduct-link woocommerce-loop-product__link" href="https://www.hannathailand.com/product/hi718-checker-hc-iodine/">เครื่องวัดปริมาณไอโอดีน รุ่น HI718</a> , <a class="woocommerce-LoopProduct-link woocommerce-loop-product__link" href="https://www.hannathailand.com/product/hi708-checker-hc-nitrite-hr/">เครื่องวัดปริมาณไนไตรท์ ช่วงสูง ในตัวอย่างน้ำ รุ่น HI708</a> | https://www.hannathailand.com/wp-content/uploads/2021/07/10-500x500.jpg , https://www.hannathailand.com/wp-content/uploads/2021/07/8-500x500.jpg , https://www.hannathailand.com/wp-content/uploads/2022/06/miniphotometerfurphosphathoch827_11-600x600.jpg , https://www.hannathailand.com/wp-content/uploads/2022/06/miniphotometerfurfluoridniedrig844_11-600x600.jpg , https://www.hannathailand.com/wp-content/uploads/2022/06/hi700_400pxl-600x600.jpg , https://www.hannathailand.com/wp-content/uploads/2022/06/hi713_lg51caffcdce23e-600x600.jpg , https://www.hannathailand.com/wp-content/uploads/2022/06/miniphotometerfuriod829_11-600x600.jpg , https://www.hannathailand.com/wp-content/uploads/2022/06/miniphotometerfurnitrithoch2420_11-600x600.jpg
335 | สารละลายมาตรฐานสำหรับสอบเทียบหัววัดค่ากรด-ด่าง (HI7010L) | สารละลาย , สินค้าทั้งหมด , เครื่องวัดความเป็นกรด-ด่าง/โออาร์พี | https://www.hannathailand.com/product-category/ph-meter/ | https://www.hannathailand.com/product/ph-buffer-10-01/ | HI7010L | 963.00 | น้ำหนัก 0.5 กก. | <div aria-labelledby="tab-title-additional_information" class="woocommerce-Tabs-panel woocommerce-Tabs-panel--additional_information panel entry-content" id="tab-additional_information" role="tabpanel"> <table class="woocommerce-product-attributes shop_attributes"> <tr class="woocommerce-product-attributes-item woocommerce-product-attributes-item--weight"> <th class="woocommerce-product-attributes-item__label">น้ำหนัก</th> <td class="woocommerce-product-attributes-item__value">0.5 กก.</td> </tr> </table> </div> | HI7010L is a premium quality pH 10.01 calibration solution. Hanna calibration buffers have the lot number and expiration date clearly marked on the label and are air tight with a tamper-proof seal to ensure the quality of the solution. Hanna’s line of calibration buffers have been specially formulated to have an expiration of 2 years from the date of manufacture for an unopened bottle. Color coded label for easy pH buffer value identification Accuracy of +/- 0.01 pH @ 25°C Temperature chart of the actual pH value at various temperatures printed on each bottle HI7010L is a premium quality pH 10.01 calibration buffer produced in accordance with ISO 3696/BS3978 standards using high purity salts, deionized water, certified weight-checked balances, and Class A glassware in a temperature controlled environment monitored with certified thermometers. Reported values are accurate to +/- 0.01 pH @ 25°C and are traceable to NIST Standard Reference Materials (SRMs). Air tight bottle with tamper-proof seal Ensures quality and freshness of solution Each bottle marked with lot number and expiration date. Hanna buffers are specially formulated to have a long shelf life for an unopened bottle. Color coded label for easy pH buffer value identification Easy to identify different buffer values Solution does not contain any dyes that may stain the reference cell of a pH electrode | <div aria-labelledby="tab-title-description" class="woocommerce-Tabs-panel woocommerce-Tabs-panel--description panel entry-content active" id="tab-description" role="tabpanel"> <p>HI7010L is a premium quality pH 10.01 calibration solution. Hanna calibration buffers have the lot number and expiration date clearly marked on the label and are air tight with a tamper-proof seal to ensure the quality of the solution.</p> <p>Hanna’s line of calibration buffers have been specially formulated to have an expiration of 2 years from the date of manufacture for an unopened bottle.</p> <ul> <li>Color coded label for easy pH buffer value identification</li> <li>Accuracy of +/- 0.01 pH @ 25<sup>°</sup>C</li> <li>Temperature chart of the actual pH value at various temperatures printed on each bottle</li> </ul> <p> </p> <p>HI7010L is a premium quality pH 10.01 calibration buffer produced in accordance with ISO 3696/BS3978 standards using high purity salts, deionized water, certified weight-checked balances, and Class A glassware in a temperature controlled environment monitored with certified thermometers. Reported values are accurate to +/- 0.01 pH @ 25<sup>°</sup>C and are traceable to NIST Standard Reference Materials (SRMs).</p> <h3 dir="ltr"><strong>Air tight bottle with tamper-proof seal</strong></h3> <ul> <li dir="ltr"> <p dir="ltr">Ensures quality and freshness of solution</p> </li> </ul> <h3 dir="ltr"><strong>Each bottle marked with lot number and expiration date.</strong></h3> <ul> <li dir="ltr"> <p dir="ltr">Hanna buffers are specially formulated to have a long shelf life for an unopened bottle.</p> </li> </ul> <h3 dir="ltr"><strong>Color coded label for easy pH buffer value identification</strong></h3> <ul> <li dir="ltr"> <p dir="ltr">Easy to identify different buffer values</p> </li> <li dir="ltr"> <p dir="ltr">Solution does not contain any dyes that may stain the reference cell of a pH electrode</p> </li> </ul> </div> | Buffer Solution pH 10.01, 500 ml, ±0,01pH | <div class="product-short-description"> <p>Buffer Solution pH 10.01, 500 ml, ±0,01pH</p> </div> | https://www.hannathailand.com/wp-content/uploads/2021/12/hi7010l_box.jpg | เครื่องวัดปริมาณนิกเกิล ช่วงสูง รุ่น HI726 , เครื่องวัดปริมาณฟอสเฟต ช่วงสูง รุ่น HI717 , เครื่องวัดปริมาณฟลูออไรด์ ช่วงต่ำ รุ่น HI729 , เครื่องวัดปริมาณแอมโมเนีย ช่วงต่ำ รุ่น HI700 , เครื่องวัดปริมาณโบรมีน ในตัวอย่างน้ำ รุ่น HI716 , เครื่องวัดปริมาณฟอสฟอรัส ช่วงสูง รุ่น HI706 , เครื่องวัดปริมาณโครเมี่ยม ช่วงสูง รุ่น HI723 , น้ำยามาตรฐานสำหรับค่าโซเดียม | <a class="woocommerce-LoopProduct-link woocommerce-loop-product__link" href="https://www.hannathailand.com/product/hi726-checker-hc-nickel-hr/">เครื่องวัดปริมาณนิกเกิล ช่วงสูง รุ่น HI726</a> , <a class="woocommerce-LoopProduct-link woocommerce-loop-product__link" href="https://www.hannathailand.com/product/hi717-checker-hc-phosphate-hr/">เครื่องวัดปริมาณฟอสเฟต ช่วงสูง รุ่น HI717</a> , <a class="woocommerce-LoopProduct-link woocommerce-loop-product__link" href="https://www.hannathailand.com/product/hi729-checker-hc-fluoride-lr/">เครื่องวัดปริมาณฟลูออไรด์ ช่วงต่ำ รุ่น HI729</a> , <a class="woocommerce-LoopProduct-link woocommerce-loop-product__link" href="https://www.hannathailand.com/product/hi700-checker-hc-ammonia-lr/">เครื่องวัดปริมาณแอมโมเนีย ช่วงต่ำ รุ่น HI700</a> , <a class="woocommerce-LoopProduct-link woocommerce-loop-product__link" href="https://www.hannathailand.com/product/hi716-checker-hc-bromine/">เครื่องวัดปริมาณโบรมีน ในตัวอย่างน้ำ รุ่น HI716</a> , <a class="woocommerce-LoopProduct-link woocommerce-loop-product__link" href="https://www.hannathailand.com/product/hi706-checker-hc-phosphorous-hr/">เครื่องวัดปริมาณฟอสฟอรัส ช่วงสูง รุ่น HI706</a> , <a class="woocommerce-LoopProduct-link woocommerce-loop-product__link" href="https://www.hannathailand.com/product/hi723-checker-hc-chromium-vi-hr/">เครื่องวัดปริมาณโครเมี่ยม ช่วงสูง รุ่น HI723</a> , <a class="woocommerce-LoopProduct-link woocommerce-loop-product__link" href="https://www.hannathailand.com/product/hi7090l/">น้ำยามาตรฐานสำหรับค่าโซเดียม</a> | https://www.hannathailand.com/wp-content/uploads/2022/06/miniphotometerfurnickelhoch841_11-600x600.jpg , https://www.hannathailand.com/wp-content/uploads/2022/06/miniphotometerfurphosphathoch827_11-600x600.jpg , https://www.hannathailand.com/wp-content/uploads/2022/06/miniphotometerfurfluoridniedrig844_11-600x600.jpg , https://www.hannathailand.com/wp-content/uploads/2022/06/hi700_400pxl-600x600.jpg , https://www.hannathailand.com/wp-content/uploads/2022/06/miniphotometerfurfreiesgesamtchlor704_11-600x600.jpg , https://www.hannathailand.com/wp-content/uploads/2022/06/hi706_400-600x600.jpg , https://www.hannathailand.com/wp-content/uploads/2022/06/miniphotometerfurchromvihoch839_11-600x600.jpg , https://www.hannathailand.com/wp-content/uploads/2021/07/12-500x500.jpg
336 | HI7021L – 240mV ORP Test Solution – 500ml | สารละลาย , สินค้าทั้งหมด , เครื่องวัดความเป็นกรด-ด่าง/โออาร์พี | https://www.hannathailand.com/product-category/ph-meter/ | https://www.hannathailand.com/product/hi7021l-240mv-orp-test-solution-500ml/ | HI7021L | 1,712.00 |  | <div aria-labelledby="tab-title-additional_information" class="woocommerce-Tabs-panel woocommerce-Tabs-panel--additional_information panel entry-content" id="tab-additional_information" role="tabpanel"> </div> | ORP Solution for Platinum and Gold Electrodes. Reads 240 mV @ 25°C/77°F ORP standard solutions allow you to test the precision of ORP electrodes. If the reading is outside the indicated interval, clean and condition your ORP electrode in HANNA® pretreatment solution. Use HI 7092 for oxidizing or HI 7091 for reducing pretreatment. | <div aria-labelledby="tab-title-description" class="woocommerce-Tabs-panel woocommerce-Tabs-panel--description panel entry-content active" id="tab-description" role="tabpanel"> <p>ORP Solution for Platinum and Gold Electrodes. Reads 240 mV @ 25°C/77°F ORP standard solutions allow you to test the precision of ORP electrodes.</p> <p>If the reading is outside the indicated interval, clean and condition your ORP electrode in <span class="hanna">HANNA®</span> pretreatment solution. Use HI 7092 for oxidizing or HI 7091 for reducing pretreatment.</p> <p data-mce-style="padding-left: 30px;" style="padding-left: 30px;"><span class="hps"></span></p> </div> | Redox-Test Solution 240 mV@20°C, 500 ml | <div class="product-short-description"> <p>Redox-Test Solution 240 mV@20°C, 500 ml </p> </div> | https://www.hannathailand.com/wp-content/uploads/2022/06/71s9qo4zc3l_aa1500_1.jpg | เครื่องวัดปริมาณไนไตรท์ ช่วงสูง ในตัวอย่างน้ำ รุ่น HI708 , เครื่องควบคุมค่าความนำไฟฟ้า , เครื่องวัดปริมาณโครเมี่ยม ช่วงสูง รุ่น HI723 , สารละลายมาตรฐานความขุ่น 20 NTU , เครื่องวัดปริมาณแอมโมเนีย ช่วงต่ำ รุ่น HI700 , น้ำยามาตรฐานสอบเทียบ ค่ามาตรฐานความเค็ม , เครื่องวัดปริมาณคลอรีนรวม รุ่น HI711 , เครื่องวัดปริมาณแอมโมเนีย ในน้ำ รุ่น HI715 | <a class="woocommerce-LoopProduct-link woocommerce-loop-product__link" href="https://www.hannathailand.com/product/hi708-checker-hc-nitrite-hr/">เครื่องวัดปริมาณไนไตรท์ ช่วงสูง ในตัวอย่างน้ำ รุ่น HI708</a> , <a class="woocommerce-LoopProduct-link woocommerce-loop-product__link" href="https://www.hannathailand.com/product/hi8931cn/">เครื่องควบคุมค่าความนำไฟฟ้า</a> , <a class="woocommerce-LoopProduct-link woocommerce-loop-product__link" href="https://www.hannathailand.com/product/hi723-checker-hc-chromium-vi-hr/">เครื่องวัดปริมาณโครเมี่ยม ช่วงสูง รุ่น HI723</a> , <a class="woocommerce-LoopProduct-link woocommerce-loop-product__link" href="https://www.hannathailand.com/product/hi93102-20/">สารละลายมาตรฐานความขุ่น 20 NTU</a> , <a class="woocommerce-LoopProduct-link woocommerce-loop-product__link" href="https://www.hannathailand.com/product/hi700-checker-hc-ammonia-lr/">เครื่องวัดปริมาณแอมโมเนีย ช่วงต่ำ รุ่น HI700</a> , <a class="woocommerce-LoopProduct-link woocommerce-loop-product__link" href="https://www.hannathailand.com/product/hi7083l/">น้ำยามาตรฐานสอบเทียบ ค่ามาตรฐานความเค็ม</a> , <a class="woocommerce-LoopProduct-link woocommerce-loop-product__link" href="https://www.hannathailand.com/product/hi711-checker-hc-total-chlorine/">เครื่องวัดปริมาณคลอรีนรวม รุ่น HI711</a> , <a class="woocommerce-LoopProduct-link woocommerce-loop-product__link" href="https://www.hannathailand.com/product/hi715-checker-hc-ammonia-mr/">เครื่องวัดปริมาณแอมโมเนีย ในน้ำ รุ่น HI715</a> | https://www.hannathailand.com/wp-content/uploads/2022/06/miniphotometerfurnitrithoch2420_11-600x600.jpg , https://www.hannathailand.com/wp-content/uploads/2021/07/2-500x500.jpg , https://www.hannathailand.com/wp-content/uploads/2022/06/miniphotometerfurchromvihoch839_11-600x600.jpg , https://www.hannathailand.com/wp-content/uploads/2021/07/9-500x500.jpg , https://www.hannathailand.com/wp-content/uploads/2022/06/hi700_400pxl-600x600.jpg , https://www.hannathailand.com/wp-content/uploads/2021/07/10-500x500.jpg , https://www.hannathailand.com/wp-content/uploads/2022/06/hi711_lg-600x600.jpg , https://www.hannathailand.com/wp-content/uploads/2022/06/miniphotometerfurammoniakmittel2416_11-600x600.jpg
337 | HI7022L – 470mV ORP Test Solution – 500ml | สารละลาย , สินค้าทั้งหมด , เครื่องวัดความเป็นกรด-ด่าง/โออาร์พี | https://www.hannathailand.com/product-category/ph-meter/ | https://www.hannathailand.com/product/hi7022l-470mv-orp-test-solution-500ml/ | HI7022L | 1,712.00 |  | <div aria-labelledby="tab-title-additional_information" class="woocommerce-Tabs-panel woocommerce-Tabs-panel--additional_information panel entry-content" id="tab-additional_information" role="tabpanel"> </div> | ORP standard solutions allow you to test the precision of ORP electrodes. For example, by immersing the electrode in HI 7022 solution, you should read 470 mV @ 25°C/77°F If the reading is outside the indicated interval, clean and condition your ORP electrode in HANNA® pretreatment solution. Use HI 7092 for oxidizing or HI 7091 for reducing pretreatment. | <div aria-labelledby="tab-title-description" class="woocommerce-Tabs-panel woocommerce-Tabs-panel--description panel entry-content active" id="tab-description" role="tabpanel"> <p>ORP standard solutions allow you to test the precision of ORP electrodes. For example, by immersing the electrode in HI 7022 solution, you should read 470 mV @ 25°C/77°F</p> <p>If the reading is outside the indicated interval, clean and condition your ORP electrode in <span class="hanna">HANNA®</span> pretreatment solution. Use HI 7092 for oxidizing or HI 7091 for reducing pretreatment.</p> <p data-mce-style="padding-left: 30px;" style="padding-left: 30px;"><span class="hps"></span></p> </div> | Redox-Test Solution 470 mV@20°C, 500 ml | <div class="product-short-description"> <p>Redox-Test Solution 470 mV@20°C, 500 ml </p> </div> | https://www.hannathailand.com/wp-content/uploads/2022/06/71d8e0do5pl_aa1500_1.jpg | เครื่องวัดปริมาณไนไตรท์ ช่วงสูง ในตัวอย่างน้ำ รุ่น HI708 , เครื่องวัดคลอรีน , เครื่องวัดปริมาณนิกเกิล ช่วงสูง รุ่น HI726 , เครื่องวัดปริมาณฟอสเฟต ช่วงต่ำ รุ่น HI713 , เครื่องวัดปริมาณคลอรีนรวม รุ่น HI711 , เครื่องวัดปริมาณซิลิกา ช่วงต่ำ ในตัวอย่างน้ำ รุ่น HI705 , น้ำยามาตรฐานสอบเทียบ ค่ามาตรฐานความเค็ม , น้ำยามาตรฐานสอบเทียบ | <a class="woocommerce-LoopProduct-link woocommerce-loop-product__link" href="https://www.hannathailand.com/product/hi708-checker-hc-nitrite-hr/">เครื่องวัดปริมาณไนไตรท์ ช่วงสูง ในตัวอย่างน้ำ รุ่น HI708</a> , <a class="woocommerce-LoopProduct-link woocommerce-loop-product__link" href="https://www.hannathailand.com/product/free-chlorine/">เครื่องวัดคลอรีน</a> , <a class="woocommerce-LoopProduct-link woocommerce-loop-product__link" href="https://www.hannathailand.com/product/hi726-checker-hc-nickel-hr/">เครื่องวัดปริมาณนิกเกิล ช่วงสูง รุ่น HI726</a> , <a class="woocommerce-LoopProduct-link woocommerce-loop-product__link" href="https://www.hannathailand.com/product/hi713-checker-hc-phosphate-lr/">เครื่องวัดปริมาณฟอสเฟต ช่วงต่ำ รุ่น HI713</a> , <a class="woocommerce-LoopProduct-link woocommerce-loop-product__link" href="https://www.hannathailand.com/product/hi711-checker-hc-total-chlorine/">เครื่องวัดปริมาณคลอรีนรวม รุ่น HI711</a> , <a class="woocommerce-LoopProduct-link woocommerce-loop-product__link" href="https://www.hannathailand.com/product/hi705-checker-hc-silica-lr/">เครื่องวัดปริมาณซิลิกา ช่วงต่ำ ในตัวอย่างน้ำ รุ่น HI705</a> , <a class="woocommerce-LoopProduct-link woocommerce-loop-product__link" href="https://www.hannathailand.com/product/hi7080l/">น้ำยามาตรฐานสอบเทียบ ค่ามาตรฐานความเค็ม</a> , <a class="woocommerce-LoopProduct-link woocommerce-loop-product__link" href="https://www.hannathailand.com/product/hi9828-25/">น้ำยามาตรฐานสอบเทียบ</a> | https://www.hannathailand.com/wp-content/uploads/2022/06/miniphotometerfurnitrithoch2420_11-600x600.jpg , https://www.hannathailand.com/wp-content/uploads/2021/07/1-500x500.jpg , https://www.hannathailand.com/wp-content/uploads/2022/06/miniphotometerfurnickelhoch841_11-600x600.jpg , https://www.hannathailand.com/wp-content/uploads/2022/06/hi713_lg51caffcdce23e-600x600.jpg , https://www.hannathailand.com/wp-content/uploads/2022/06/hi711_lg-600x600.jpg , https://www.hannathailand.com/wp-content/uploads/2022/06/hi705400-600x600.jpg , https://www.hannathailand.com/wp-content/uploads/2021/07/11-500x500.jpg , https://www.hannathailand.com/wp-content/uploads/2021/07/8-500x500.jpg
338 | HI7030L – EC 12880 µS/cm@25°C – 500ml | สินค้าทั้งหมด , เครื่องวัดการนำไฟฟ้า/ของแข็งละลายในน้ำ , สารละลาย | https://www.hannathailand.com/product-category/tds-meter/tds-solution/ | https://www.hannathailand.com/product/hi7030l-ec-12880-%c2%b5scm25c-500ml/ | HI7030L | 963.00 |  | <div aria-labelledby="tab-title-additional_information" class="woocommerce-Tabs-panel woocommerce-Tabs-panel--additional_information panel entry-content" id="tab-additional_information" role="tabpanel"> </div> | Calibration Solution 12880 µS/cm for Calibration. | <div aria-labelledby="tab-title-description" class="woocommerce-Tabs-panel woocommerce-Tabs-panel--description panel entry-content active" id="tab-description" role="tabpanel"> <p>Calibration Solution 12880 µS/cm for Calibration.</p> <p></p> </div> | Calibration Solution 12880 µS/cm for Calibration, 500 ml | <div class="product-short-description"> <p>Calibration Solution 12880 µS/cm for Calibration, 500 ml </p> </div> | https://www.hannathailand.com/wp-content/uploads/2022/06/31qyigzhbil1.jpg | เครื่องวัดปริมาณโบรมีน ในตัวอย่างน้ำ รุ่น HI716 , เครื่องวัดปริมาณโครเมี่ยม ช่วงสูง รุ่น HI723 , เครื่องวัดปริมาณแอมโมเนีย ช่วงต่ำ รุ่น HI700 , เครื่องควบคุมค่าความนำไฟฟ้า , เครื่องวัดปริมาณแอมโมเนีย ในน้ำ รุ่น HI715 , เครื่องวัดปริมาณคลอรีนอิสระ รุ่น HI701 , เครื่องวัดปริมาณนิกเกิล ช่วงสูง รุ่น HI726 , เครื่องวัดปริมาณไนไตรท์ ช่วงต่ำ รุ่น HI707 | <a class="woocommerce-LoopProduct-link woocommerce-loop-product__link" href="https://www.hannathailand.com/product/hi716-checker-hc-bromine/">เครื่องวัดปริมาณโบรมีน ในตัวอย่างน้ำ รุ่น HI716</a> , <a class="woocommerce-LoopProduct-link woocommerce-loop-product__link" href="https://www.hannathailand.com/product/hi723-checker-hc-chromium-vi-hr/">เครื่องวัดปริมาณโครเมี่ยม ช่วงสูง รุ่น HI723</a> , <a class="woocommerce-LoopProduct-link woocommerce-loop-product__link" href="https://www.hannathailand.com/product/hi700-checker-hc-ammonia-lr/">เครื่องวัดปริมาณแอมโมเนีย ช่วงต่ำ รุ่น HI700</a> , <a class="woocommerce-LoopProduct-link woocommerce-loop-product__link" href="https://www.hannathailand.com/product/hi8931cn/">เครื่องควบคุมค่าความนำไฟฟ้า</a> , <a class="woocommerce-LoopProduct-link woocommerce-loop-product__link" href="https://www.hannathailand.com/product/hi715-checker-hc-ammonia-mr/">เครื่องวัดปริมาณแอมโมเนีย ในน้ำ รุ่น HI715</a> , <a class="woocommerce-LoopProduct-link woocommerce-loop-product__link" href="https://www.hannathailand.com/product/hi701-checker-hc-free-chlorine/">เครื่องวัดปริมาณคลอรีนอิสระ รุ่น HI701</a> , <a class="woocommerce-LoopProduct-link woocommerce-loop-product__link" href="https://www.hannathailand.com/product/hi726-checker-hc-nickel-hr/">เครื่องวัดปริมาณนิกเกิล ช่วงสูง รุ่น HI726</a> , <a class="woocommerce-LoopProduct-link woocommerce-loop-product__link" href="https://www.hannathailand.com/product/hi707-checker-hc-nitrite-lr/">เครื่องวัดปริมาณไนไตรท์ ช่วงต่ำ รุ่น HI707</a> | https://www.hannathailand.com/wp-content/uploads/2022/06/miniphotometerfurfreiesgesamtchlor704_11-600x600.jpg , https://www.hannathailand.com/wp-content/uploads/2022/06/miniphotometerfurchromvihoch839_11-600x600.jpg , https://www.hannathailand.com/wp-content/uploads/2022/06/hi700_400pxl-600x600.jpg , https://www.hannathailand.com/wp-content/uploads/2021/07/2-500x500.jpg , https://www.hannathailand.com/wp-content/uploads/2022/06/miniphotometerfurammoniakmittel2416_11-600x600.jpg , https://www.hannathailand.com/wp-content/uploads/2021/11/hi701-500x500.jpg , https://www.hannathailand.com/wp-content/uploads/2022/06/miniphotometerfurnickelhoch841_11-600x600.jpg , https://www.hannathailand.com/wp-content/uploads/2022/06/hi707400-600x600.jpg
339 | HI7031L – EC 1413 µS/cm@25°C – 500ml | สินค้าทั้งหมด , เครื่องวัดการนำไฟฟ้า/ของแข็งละลายในน้ำ , สารละลาย | https://www.hannathailand.com/product-category/tds-meter/tds-solution/ | https://www.hannathailand.com/product/hi7031l-ec-1413-%c2%b5scm25c-500ml/ | HI7031L | 963.00 |  | <div aria-labelledby="tab-title-additional_information" class="woocommerce-Tabs-panel woocommerce-Tabs-panel--additional_information panel entry-content" id="tab-additional_information" role="tabpanel"> </div> | Conductivity Solution 1413 µS/cm for Calibration. | <div aria-labelledby="tab-title-description" class="woocommerce-Tabs-panel woocommerce-Tabs-panel--description panel entry-content active" id="tab-description" role="tabpanel"> <p>Conductivity Solution 1413 µS/cm for Calibration.</p> <p></p> </div> | Conductivity Solution 1413 µS/cm for Calibration, 500 ml | <div class="product-short-description"> <p>Conductivity Solution 1413 µS/cm for Calibration, 500 ml </p> </div> | https://www.hannathailand.com/wp-content/uploads/2022/06/71hpzufnshl_aa1500_1.jpg | น้ำยามาตรฐานสอบเทียบ ค่ามาตรฐานความเค็ม , น้ำยามาตรฐานสอบเทียบ , เครื่องวัดปริมาณโบรมีน ในตัวอย่างน้ำ รุ่น HI716 , เครื่องวัดปริมาณแอมโมเนีย ในน้ำ รุ่น HI715 , เซ็นเซอร์วัดออกซิเจนในน้ำสำหรับ HI9829 มัลติพารามิเตอร์ , เครื่องวัดปริมาณฟอสฟอรัส ช่วงต่ำมาก รุ่น HI736 , เครื่องวัดค่าเหล็ก รุ่น HI721 , เครื่องวัดปริมาณคลอรีนอิสระ รุ่น HI701 | <a class="woocommerce-LoopProduct-link woocommerce-loop-product__link" href="https://www.hannathailand.com/product/hi7083l/">น้ำยามาตรฐานสอบเทียบ ค่ามาตรฐานความเค็ม</a> , <a class="woocommerce-LoopProduct-link woocommerce-loop-product__link" href="https://www.hannathailand.com/product/hi9828-25/">น้ำยามาตรฐานสอบเทียบ</a> , <a class="woocommerce-LoopProduct-link woocommerce-loop-product__link" href="https://www.hannathailand.com/product/hi716-checker-hc-bromine/">เครื่องวัดปริมาณโบรมีน ในตัวอย่างน้ำ รุ่น HI716</a> , <a class="woocommerce-LoopProduct-link woocommerce-loop-product__link" href="https://www.hannathailand.com/product/hi715-checker-hc-ammonia-mr/">เครื่องวัดปริมาณแอมโมเนีย ในน้ำ รุ่น HI715</a> , <a class="woocommerce-LoopProduct-link woocommerce-loop-product__link" href="https://www.hannathailand.com/product/hi7609829-2/">เซ็นเซอร์วัดออกซิเจนในน้ำสำหรับ HI9829 มัลติพารามิเตอร์</a> , <a class="woocommerce-LoopProduct-link woocommerce-loop-product__link" href="https://www.hannathailand.com/product/phosphorous-marine/">เครื่องวัดปริมาณฟอสฟอรัส ช่วงต่ำมาก รุ่น HI736</a> , <a class="woocommerce-LoopProduct-link woocommerce-loop-product__link" href="https://www.hannathailand.com/product/hi721-checker-hc-iron/">เครื่องวัดค่าเหล็ก รุ่น HI721</a> , <a class="woocommerce-LoopProduct-link woocommerce-loop-product__link" href="https://www.hannathailand.com/product/hi701-checker-hc-free-chlorine/">เครื่องวัดปริมาณคลอรีนอิสระ รุ่น HI701</a> | https://www.hannathailand.com/wp-content/uploads/2021/07/10-500x500.jpg , https://www.hannathailand.com/wp-content/uploads/2021/07/8-500x500.jpg , https://www.hannathailand.com/wp-content/uploads/2022/06/miniphotometerfurfreiesgesamtchlor704_11-600x600.jpg , https://www.hannathailand.com/wp-content/uploads/2022/06/miniphotometerfurammoniakmittel2416_11-600x600.jpg , https://www.hannathailand.com/wp-content/uploads/2021/07/5-500x500.jpg , https://www.hannathailand.com/wp-content/uploads/2021/12/HI736-600x600.jpg , https://www.hannathailand.com/wp-content/uploads/2022/06/miniphotometerfureisen832_11-600x600.jpg , https://www.hannathailand.com/wp-content/uploads/2021/11/hi701-500x500.jpg
340 | HI7032L – 1382 mg/L (ppm) TDS @25°C – 500ml | สารละลาย , สินค้าทั้งหมด , เครื่องวัดการนำไฟฟ้า/ของแข็งละลายในน้ำ | https://www.hannathailand.com/product-category/tds-meter/ | https://www.hannathailand.com/product/hi7032l-1382-mgl-ppm-tds-25c-500ml/ | HI7032L | 963.00 |  | <div aria-labelledby="tab-title-additional_information" class="woocommerce-Tabs-panel woocommerce-Tabs-panel--additional_information panel entry-content" id="tab-additional_information" role="tabpanel"> </div> | TDS 1382 mg/L (ppm) Calibration Solution TDS = total disolved solids | <div aria-labelledby="tab-title-description" class="woocommerce-Tabs-panel woocommerce-Tabs-panel--description panel entry-content active" id="tab-description" role="tabpanel"> <p>TDS 1382 mg/L (ppm) Calibration Solution</p> <p>TDS = total disolved solids</p> </div> | Standard-TDS Calibration Solution 1382 ppm, 500 ml | <div class="product-short-description"> <p>Standard-TDS Calibration Solution 1382 ppm, 500 ml </p> </div> | https://www.hannathailand.com/wp-content/uploads/2022/06/kalibrierlosung1382mglppmflasche500ml2279_11.jpg | เครื่องวัดปริมาณซิลิกา ช่วงต่ำ ในตัวอย่างน้ำ รุ่น HI705 , เครื่องควบคุมค่าความนำไฟฟ้า , เครื่องวัดปริมาณฟลูออไรด์ ช่วงต่ำ รุ่น HI729 , เครื่องวัดปริมาณคลอรีนรวม รุ่น HI711 , เครื่องวัดปริมาณโบรมีน ในตัวอย่างน้ำ รุ่น HI716 , เครื่องวัดปริมาณไอโอดีน รุ่น HI718 , เครื่องวัดปริมาณฟอสเฟต ช่วงต่ำ รุ่น HI713 , เซ็นเซอร์วัดออกซิเจนในน้ำสำหรับ HI9829 มัลติพารามิเตอร์ | <a class="woocommerce-LoopProduct-link woocommerce-loop-product__link" href="https://www.hannathailand.com/product/hi705-checker-hc-silica-lr/">เครื่องวัดปริมาณซิลิกา ช่วงต่ำ ในตัวอย่างน้ำ รุ่น HI705</a> , <a class="woocommerce-LoopProduct-link woocommerce-loop-product__link" href="https://www.hannathailand.com/product/hi8931cn/">เครื่องควบคุมค่าความนำไฟฟ้า</a> , <a class="woocommerce-LoopProduct-link woocommerce-loop-product__link" href="https://www.hannathailand.com/product/hi729-checker-hc-fluoride-lr/">เครื่องวัดปริมาณฟลูออไรด์ ช่วงต่ำ รุ่น HI729</a> , <a class="woocommerce-LoopProduct-link woocommerce-loop-product__link" href="https://www.hannathailand.com/product/hi711-checker-hc-total-chlorine/">เครื่องวัดปริมาณคลอรีนรวม รุ่น HI711</a> , <a class="woocommerce-LoopProduct-link woocommerce-loop-product__link" href="https://www.hannathailand.com/product/hi716-checker-hc-bromine/">เครื่องวัดปริมาณโบรมีน ในตัวอย่างน้ำ รุ่น HI716</a> , <a class="woocommerce-LoopProduct-link woocommerce-loop-product__link" href="https://www.hannathailand.com/product/hi718-checker-hc-iodine/">เครื่องวัดปริมาณไอโอดีน รุ่น HI718</a> , <a class="woocommerce-LoopProduct-link woocommerce-loop-product__link" href="https://www.hannathailand.com/product/hi713-checker-hc-phosphate-lr/">เครื่องวัดปริมาณฟอสเฟต ช่วงต่ำ รุ่น HI713</a> , <a class="woocommerce-LoopProduct-link woocommerce-loop-product__link" href="https://www.hannathailand.com/product/hi7609829-2/">เซ็นเซอร์วัดออกซิเจนในน้ำสำหรับ HI9829 มัลติพารามิเตอร์</a> | https://www.hannathailand.com/wp-content/uploads/2022/06/hi705400-600x600.jpg , https://www.hannathailand.com/wp-content/uploads/2021/07/2-500x500.jpg , https://www.hannathailand.com/wp-content/uploads/2022/06/miniphotometerfurfluoridniedrig844_11-600x600.jpg , https://www.hannathailand.com/wp-content/uploads/2022/06/hi711_lg-600x600.jpg , https://www.hannathailand.com/wp-content/uploads/2022/06/miniphotometerfurfreiesgesamtchlor704_11-600x600.jpg , https://www.hannathailand.com/wp-content/uploads/2022/06/miniphotometerfuriod829_11-600x600.jpg , https://www.hannathailand.com/wp-content/uploads/2022/06/hi713_lg51caffcdce23e-600x600.jpg , https://www.hannathailand.com/wp-content/uploads/2021/07/5-500x500.jpg
341 | HI7033L – EC 84 µS/cm@25°C – 500ml | สินค้าทั้งหมด , เครื่องวัดการนำไฟฟ้า/ของแข็งละลายในน้ำ , สารละลาย | https://www.hannathailand.com/product-category/tds-meter/tds-solution/ | https://www.hannathailand.com/product/hi7033l-ec-84-%c2%b5scm25c-500ml/ | HI7033L | 963.00 |  | <div aria-labelledby="tab-title-additional_information" class="woocommerce-Tabs-panel woocommerce-Tabs-panel--additional_information panel entry-content" id="tab-additional_information" role="tabpanel"> </div> | Calibration Solution 84 µS/cm for calibration in the range of 200 µS/cm. | <div aria-labelledby="tab-title-description" class="woocommerce-Tabs-panel woocommerce-Tabs-panel--description panel entry-content active" id="tab-description" role="tabpanel"> <p>Calibration Solution 84 µS/cm for calibration in the range of 200 µS/cm.</p> <p> </p> </div> | Calibration Solution 84 µS/cm for calibration , 500 ml | <div class="product-short-description"> <p>Calibration Solution 84 µS/cm for calibration , 500 ml</p> </div> | https://www.hannathailand.com/wp-content/uploads/2022/06/31fh5xtgojl1.jpg | น้ำยามาตรฐานสอบเทียบ , เครื่องวัดปริมาณซิลิกา ช่วงต่ำ ในตัวอย่างน้ำ รุ่น HI705 , เครื่องวัดปริมาณฟอสเฟต ช่วงสูง รุ่น HI717 , เครื่องวัดปริมาณไนไตรท์ ช่วงสูง ในตัวอย่างน้ำ รุ่น HI708 , เครื่องวัดปริมาณคลอรีนรวม รุ่น HI711 , เครื่องวัดคลอรีน , เครื่องวัดปริมาณแอมโมเนีย ช่วงต่ำ รุ่น HI700 , น้ำยามาตรฐานสอบเทียบ ค่ามาตรฐานความเค็ม | <a class="woocommerce-LoopProduct-link woocommerce-loop-product__link" href="https://www.hannathailand.com/product/hi9828-25/">น้ำยามาตรฐานสอบเทียบ</a> , <a class="woocommerce-LoopProduct-link woocommerce-loop-product__link" href="https://www.hannathailand.com/product/hi705-checker-hc-silica-lr/">เครื่องวัดปริมาณซิลิกา ช่วงต่ำ ในตัวอย่างน้ำ รุ่น HI705</a> , <a class="woocommerce-LoopProduct-link woocommerce-loop-product__link" href="https://www.hannathailand.com/product/hi717-checker-hc-phosphate-hr/">เครื่องวัดปริมาณฟอสเฟต ช่วงสูง รุ่น HI717</a> , <a class="woocommerce-LoopProduct-link woocommerce-loop-product__link" href="https://www.hannathailand.com/product/hi708-checker-hc-nitrite-hr/">เครื่องวัดปริมาณไนไตรท์ ช่วงสูง ในตัวอย่างน้ำ รุ่น HI708</a> , <a class="woocommerce-LoopProduct-link woocommerce-loop-product__link" href="https://www.hannathailand.com/product/hi711-checker-hc-total-chlorine/">เครื่องวัดปริมาณคลอรีนรวม รุ่น HI711</a> , <a class="woocommerce-LoopProduct-link woocommerce-loop-product__link" href="https://www.hannathailand.com/product/free-chlorine/">เครื่องวัดคลอรีน</a> , <a class="woocommerce-LoopProduct-link woocommerce-loop-product__link" href="https://www.hannathailand.com/product/hi700-checker-hc-ammonia-lr/">เครื่องวัดปริมาณแอมโมเนีย ช่วงต่ำ รุ่น HI700</a> , <a class="woocommerce-LoopProduct-link woocommerce-loop-product__link" href="https://www.hannathailand.com/product/hi7083l/">น้ำยามาตรฐานสอบเทียบ ค่ามาตรฐานความเค็ม</a> | https://www.hannathailand.com/wp-content/uploads/2021/07/8-500x500.jpg , https://www.hannathailand.com/wp-content/uploads/2022/06/hi705400-600x600.jpg , https://www.hannathailand.com/wp-content/uploads/2022/06/miniphotometerfurphosphathoch827_11-600x600.jpg , https://www.hannathailand.com/wp-content/uploads/2022/06/miniphotometerfurnitrithoch2420_11-600x600.jpg , https://www.hannathailand.com/wp-content/uploads/2022/06/hi711_lg-600x600.jpg , https://www.hannathailand.com/wp-content/uploads/2021/07/1-500x500.jpg , https://www.hannathailand.com/wp-content/uploads/2022/06/hi700_400pxl-600x600.jpg , https://www.hannathailand.com/wp-content/uploads/2021/07/10-500x500.jpg
342 | HI7034L – EC 80000 µS/cm@25°C – 500ml | สินค้าทั้งหมด , เครื่องวัดการนำไฟฟ้า/ของแข็งละลายในน้ำ , สารละลาย | https://www.hannathailand.com/product-category/tds-meter/tds-solution/ | https://www.hannathailand.com/product/hi7034l-ec-80000-%c2%b5scm25c-500ml/ | HI7034L | 963.00 |  | <div aria-labelledby="tab-title-additional_information" class="woocommerce-Tabs-panel woocommerce-Tabs-panel--additional_information panel entry-content" id="tab-additional_information" role="tabpanel"> </div> | Conductivity Solution 80000 µS/cm for Calibration. | <div aria-labelledby="tab-title-description" class="woocommerce-Tabs-panel woocommerce-Tabs-panel--description panel entry-content active" id="tab-description" role="tabpanel"> <p>Conductivity Solution 80000 µS/cm for Calibration.</p> <p></p> </div> | Conductivity Solution 80000 µS/cm for Calibration., 500 ml | <div class="product-short-description"> <p>Conductivity Solution 80000 µS/cm for Calibration., 500 ml </p> </div> | https://www.hannathailand.com/wp-content/uploads/2022/06/hi7034l1.jpg | เครื่องวัดปริมาณแอมโมเนีย ช่วงต่ำ รุ่น HI700 , เครื่องวัดปริมาณฟอสเฟต ช่วงสูง รุ่น HI717 , เครื่องวัดปริมาณไอโอดีน รุ่น HI718 , น้ำยามาตรฐานสำหรับค่าโซเดียม , เครื่องวัดปริมาณโครเมี่ยม ช่วงสูง รุ่น HI723 , เครื่องวัดปริมาณคลอรีนรวม รุ่น HI711 , น้ำยามาตรฐานสอบเทียบ ค่ามาตรฐานความเค็ม , เครื่องวัดปริมาณซิลิกา ช่วงต่ำ ในตัวอย่างน้ำ รุ่น HI705 | <a class="woocommerce-LoopProduct-link woocommerce-loop-product__link" href="https://www.hannathailand.com/product/hi700-checker-hc-ammonia-lr/">เครื่องวัดปริมาณแอมโมเนีย ช่วงต่ำ รุ่น HI700</a> , <a class="woocommerce-LoopProduct-link woocommerce-loop-product__link" href="https://www.hannathailand.com/product/hi717-checker-hc-phosphate-hr/">เครื่องวัดปริมาณฟอสเฟต ช่วงสูง รุ่น HI717</a> , <a class="woocommerce-LoopProduct-link woocommerce-loop-product__link" href="https://www.hannathailand.com/product/hi718-checker-hc-iodine/">เครื่องวัดปริมาณไอโอดีน รุ่น HI718</a> , <a class="woocommerce-LoopProduct-link woocommerce-loop-product__link" href="https://www.hannathailand.com/product/hi7090l/">น้ำยามาตรฐานสำหรับค่าโซเดียม</a> , <a class="woocommerce-LoopProduct-link woocommerce-loop-product__link" href="https://www.hannathailand.com/product/hi723-checker-hc-chromium-vi-hr/">เครื่องวัดปริมาณโครเมี่ยม ช่วงสูง รุ่น HI723</a> , <a class="woocommerce-LoopProduct-link woocommerce-loop-product__link" href="https://www.hannathailand.com/product/hi711-checker-hc-total-chlorine/">เครื่องวัดปริมาณคลอรีนรวม รุ่น HI711</a> , <a class="woocommerce-LoopProduct-link woocommerce-loop-product__link" href="https://www.hannathailand.com/product/hi7083l/">น้ำยามาตรฐานสอบเทียบ ค่ามาตรฐานความเค็ม</a> , <a class="woocommerce-LoopProduct-link woocommerce-loop-product__link" href="https://www.hannathailand.com/product/hi705-checker-hc-silica-lr/">เครื่องวัดปริมาณซิลิกา ช่วงต่ำ ในตัวอย่างน้ำ รุ่น HI705</a> | https://www.hannathailand.com/wp-content/uploads/2022/06/hi700_400pxl-600x600.jpg , https://www.hannathailand.com/wp-content/uploads/2022/06/miniphotometerfurphosphathoch827_11-600x600.jpg , https://www.hannathailand.com/wp-content/uploads/2022/06/miniphotometerfuriod829_11-600x600.jpg , https://www.hannathailand.com/wp-content/uploads/2021/07/12-500x500.jpg , https://www.hannathailand.com/wp-content/uploads/2022/06/miniphotometerfurchromvihoch839_11-600x600.jpg , https://www.hannathailand.com/wp-content/uploads/2022/06/hi711_lg-600x600.jpg , https://www.hannathailand.com/wp-content/uploads/2021/07/10-500x500.jpg , https://www.hannathailand.com/wp-content/uploads/2022/06/hi705400-600x600.jpg
343 | HI7035L – EC 111800 µS/cm@25°C – 500ml | สินค้าทั้งหมด , เครื่องวัดการนำไฟฟ้า/ของแข็งละลายในน้ำ , สารละลาย | https://www.hannathailand.com/product-category/tds-meter/tds-solution/ | https://www.hannathailand.com/product/hi7035l-ec-111800-%c2%b5scm25c-500ml/ | HI7035L | 963.00 |  | <div aria-labelledby="tab-title-additional_information" class="woocommerce-Tabs-panel woocommerce-Tabs-panel--additional_information panel entry-content" id="tab-additional_information" role="tabpanel"> </div> | Conductivity Solution 111800 µS/cm for Calibration. | <div aria-labelledby="tab-title-description" class="woocommerce-Tabs-panel woocommerce-Tabs-panel--description panel entry-content active" id="tab-description" role="tabpanel"> <p>Conductivity Solution 111800 µS/cm for Calibration.</p> <p></p> </div> | Conductivity Solution 111800 µS/cm for Calibration, 500 ml | <div class="product-short-description"> <p>Conductivity Solution 111800 µS/cm for Calibration, 500 ml </p> </div> | https://www.hannathailand.com/wp-content/uploads/2022/06/714esdi1s1l_aa1500_1.jpg | เครื่องวัดปริมาณฟอสฟอรัส ช่วงสูง รุ่น HI706 , เครื่องวัดปริมาณฟอสเฟต ช่วงต่ำ รุ่น HI713 , เครื่องวัดปริมาณโบรมีน ในตัวอย่างน้ำ รุ่น HI716 , เครื่องวัดปริมาณคลอรีนรวม รุ่น HI711 , น้ำยามาตรฐานสอบเทียบ ค่ามาตรฐานความเค็ม , เครื่องวัดปริมาณนิกเกิล ช่วงสูง รุ่น HI726 , เครื่องวัดปริมาณโครเมี่ยม ช่วงสูง รุ่น HI723 , เครื่องวัดปริมาณแอมโมเนีย ในน้ำ รุ่น HI715 | <a class="woocommerce-LoopProduct-link woocommerce-loop-product__link" href="https://www.hannathailand.com/product/hi706-checker-hc-phosphorous-hr/">เครื่องวัดปริมาณฟอสฟอรัส ช่วงสูง รุ่น HI706</a> , <a class="woocommerce-LoopProduct-link woocommerce-loop-product__link" href="https://www.hannathailand.com/product/hi713-checker-hc-phosphate-lr/">เครื่องวัดปริมาณฟอสเฟต ช่วงต่ำ รุ่น HI713</a> , <a class="woocommerce-LoopProduct-link woocommerce-loop-product__link" href="https://www.hannathailand.com/product/hi716-checker-hc-bromine/">เครื่องวัดปริมาณโบรมีน ในตัวอย่างน้ำ รุ่น HI716</a> , <a class="woocommerce-LoopProduct-link woocommerce-loop-product__link" href="https://www.hannathailand.com/product/hi711-checker-hc-total-chlorine/">เครื่องวัดปริมาณคลอรีนรวม รุ่น HI711</a> , <a class="woocommerce-LoopProduct-link woocommerce-loop-product__link" href="https://www.hannathailand.com/product/hi7083l/">น้ำยามาตรฐานสอบเทียบ ค่ามาตรฐานความเค็ม</a> , <a class="woocommerce-LoopProduct-link woocommerce-loop-product__link" href="https://www.hannathailand.com/product/hi726-checker-hc-nickel-hr/">เครื่องวัดปริมาณนิกเกิล ช่วงสูง รุ่น HI726</a> , <a class="woocommerce-LoopProduct-link woocommerce-loop-product__link" href="https://www.hannathailand.com/product/hi723-checker-hc-chromium-vi-hr/">เครื่องวัดปริมาณโครเมี่ยม ช่วงสูง รุ่น HI723</a> , <a class="woocommerce-LoopProduct-link woocommerce-loop-product__link" href="https://www.hannathailand.com/product/hi715-checker-hc-ammonia-mr/">เครื่องวัดปริมาณแอมโมเนีย ในน้ำ รุ่น HI715</a> | https://www.hannathailand.com/wp-content/uploads/2022/06/hi706_400-600x600.jpg , https://www.hannathailand.com/wp-content/uploads/2022/06/hi713_lg51caffcdce23e-600x600.jpg , https://www.hannathailand.com/wp-content/uploads/2022/06/miniphotometerfurfreiesgesamtchlor704_11-600x600.jpg , https://www.hannathailand.com/wp-content/uploads/2022/06/hi711_lg-600x600.jpg , https://www.hannathailand.com/wp-content/uploads/2021/07/10-500x500.jpg , https://www.hannathailand.com/wp-content/uploads/2022/06/miniphotometerfurnickelhoch841_11-600x600.jpg , https://www.hannathailand.com/wp-content/uploads/2022/06/miniphotometerfurchromvihoch839_11-600x600.jpg , https://www.hannathailand.com/wp-content/uploads/2022/06/miniphotometerfurammoniakmittel2416_11-600x600.jpg
344 | HI7036L – 12.41 g/L (ppt) TDS @25°C – 500ml | สารละลาย , สินค้าทั้งหมด , เครื่องวัดการนำไฟฟ้า/ของแข็งละลายในน้ำ | https://www.hannathailand.com/product-category/tds-meter/ | https://www.hannathailand.com/product/hi7036l-12-41-gl-ppt-tds-25c-500ml/ | HI7036L | 963.00 |  | <div aria-labelledby="tab-title-additional_information" class="woocommerce-Tabs-panel woocommerce-Tabs-panel--additional_information panel entry-content" id="tab-additional_information" role="tabpanel"> </div> | TDS 12.41 g/L (ppt) Calibration Solution. TDS = total disolved solids | <div aria-labelledby="tab-title-description" class="woocommerce-Tabs-panel woocommerce-Tabs-panel--description panel entry-content active" id="tab-description" role="tabpanel"> <p>TDS 12.41 g/L (ppt) Calibration Solution.</p> <p>TDS = total disolved solids</p> </div> | Standard-TDS Calibration Solution 12,41 g/L (ppt), 500 ml | <div class="product-short-description"> <p>Standard-TDS Calibration Solution 12,41 g/L (ppt), 500 ml </p> </div> | https://www.hannathailand.com/wp-content/uploads/2022/06/71ltaziusll_aa1500_1.jpg | เครื่องวัดปริมาณฟลูออไรด์ ช่วงต่ำ รุ่น HI729 , น้ำยามาตรฐานสอบเทียบ ค่ามาตรฐานความเค็ม , เครื่องวัดปริมาณโครเมี่ยม ช่วงสูง รุ่น HI723 , เครื่องวัดปริมาณแอมโมเนีย ช่วงสูง รุ่น HI733 , เครื่องวัดสีในน้ำตัวอย่าง HI727 , เครื่องวัดปริมาณโบรมีน ในตัวอย่างน้ำ รุ่น HI716 , เครื่องวัดปริมาณฟอสฟอรัส ช่วงสูง รุ่น HI706 , น้ำยามาตรฐานสำหรับค่าโซเดียม | <a class="woocommerce-LoopProduct-link woocommerce-loop-product__link" href="https://www.hannathailand.com/product/hi729-checker-hc-fluoride-lr/">เครื่องวัดปริมาณฟลูออไรด์ ช่วงต่ำ รุ่น HI729</a> , <a class="woocommerce-LoopProduct-link woocommerce-loop-product__link" href="https://www.hannathailand.com/product/hi7083l/">น้ำยามาตรฐานสอบเทียบ ค่ามาตรฐานความเค็ม</a> , <a class="woocommerce-LoopProduct-link woocommerce-loop-product__link" href="https://www.hannathailand.com/product/hi723-checker-hc-chromium-vi-hr/">เครื่องวัดปริมาณโครเมี่ยม ช่วงสูง รุ่น HI723</a> , <a class="woocommerce-LoopProduct-link woocommerce-loop-product__link" href="https://www.hannathailand.com/product/hi733-checker-hc-ammonia-hr/">เครื่องวัดปริมาณแอมโมเนีย ช่วงสูง รุ่น HI733</a> , <a class="woocommerce-LoopProduct-link woocommerce-loop-product__link" href="https://www.hannathailand.com/product/hi727-checker-hc-color-of-water/">เครื่องวัดสีในน้ำตัวอย่าง HI727</a> , <a class="woocommerce-LoopProduct-link woocommerce-loop-product__link" href="https://www.hannathailand.com/product/hi716-checker-hc-bromine/">เครื่องวัดปริมาณโบรมีน ในตัวอย่างน้ำ รุ่น HI716</a> , <a class="woocommerce-LoopProduct-link woocommerce-loop-product__link" href="https://www.hannathailand.com/product/hi706-checker-hc-phosphorous-hr/">เครื่องวัดปริมาณฟอสฟอรัส ช่วงสูง รุ่น HI706</a> , <a class="woocommerce-LoopProduct-link woocommerce-loop-product__link" href="https://www.hannathailand.com/product/hi7090l/">น้ำยามาตรฐานสำหรับค่าโซเดียม</a> | https://www.hannathailand.com/wp-content/uploads/2022/06/miniphotometerfurfluoridniedrig844_11-600x600.jpg , https://www.hannathailand.com/wp-content/uploads/2021/07/10-500x500.jpg , https://www.hannathailand.com/wp-content/uploads/2022/06/miniphotometerfurchromvihoch839_11-600x600.jpg , https://www.hannathailand.com/wp-content/uploads/2022/06/miniphotometerfurammoniumhoch2418_11-600x600.jpg , https://www.hannathailand.com/wp-content/uploads/2022/06/miniphotometerfurfarbe843_11-600x600.jpg , https://www.hannathailand.com/wp-content/uploads/2022/06/miniphotometerfurfreiesgesamtchlor704_11-600x600.jpg , https://www.hannathailand.com/wp-content/uploads/2022/06/hi706_400-600x600.jpg , https://www.hannathailand.com/wp-content/uploads/2021/07/12-500x500.jpg
345 | HI7039L – EC 5000 µS/cm@25°C – 500ml | สินค้าทั้งหมด , เครื่องวัดการนำไฟฟ้า/ของแข็งละลายในน้ำ , สารละลาย | https://www.hannathailand.com/product-category/tds-meter/tds-solution/ | https://www.hannathailand.com/product/hi7039l-ec-5000-%c2%b5scm25c-500ml/ | HI7039L | 963.00 |  | <div aria-labelledby="tab-title-additional_information" class="woocommerce-Tabs-panel woocommerce-Tabs-panel--additional_information panel entry-content" id="tab-additional_information" role="tabpanel"> </div> | Conductivity Solution 5000 µS/cm for Calibration. | <div aria-labelledby="tab-title-description" class="woocommerce-Tabs-panel woocommerce-Tabs-panel--description panel entry-content active" id="tab-description" role="tabpanel"> <p>Conductivity Solution 5000 µS/cm for Calibration.</p> <p></p> </div> | Conductivity Solution 5000 µS/cm for Calibration., 500 ml | <div class="product-short-description"> <p>Conductivity Solution 5000 µS/cm for Calibration., 500 ml</p> </div> | https://www.hannathailand.com/wp-content/uploads/2022/06/71wtw9rnhl_aa1500_1.jpg | เครื่องวัดสีในน้ำตัวอย่าง HI727 , เครื่องวัดปริมาณซิลิกา ช่วงต่ำ ในตัวอย่างน้ำ รุ่น HI705 , น้ำยามาตรฐานสอบเทียบ ค่ามาตรฐานความเค็ม , เครื่องวัดปริมาณคลอรีนรวม รุ่น HI711 , เครื่องวัดปริมาณฟอสเฟต ช่วงต่ำ รุ่น HI713 , น้ำยามาตรฐานสอบเทียบ ค่ามาตรฐานความเค็ม , เครื่องควบคุมค่าความนำไฟฟ้า , เครื่องวัดปริมาณโบรมีน ในตัวอย่างน้ำ รุ่น HI716 | <a class="woocommerce-LoopProduct-link woocommerce-loop-product__link" href="https://www.hannathailand.com/product/hi727-checker-hc-color-of-water/">เครื่องวัดสีในน้ำตัวอย่าง HI727</a> , <a class="woocommerce-LoopProduct-link woocommerce-loop-product__link" href="https://www.hannathailand.com/product/hi705-checker-hc-silica-lr/">เครื่องวัดปริมาณซิลิกา ช่วงต่ำ ในตัวอย่างน้ำ รุ่น HI705</a> , <a class="woocommerce-LoopProduct-link woocommerce-loop-product__link" href="https://www.hannathailand.com/product/hi7083l/">น้ำยามาตรฐานสอบเทียบ ค่ามาตรฐานความเค็ม</a> , <a class="woocommerce-LoopProduct-link woocommerce-loop-product__link" href="https://www.hannathailand.com/product/hi711-checker-hc-total-chlorine/">เครื่องวัดปริมาณคลอรีนรวม รุ่น HI711</a> , <a class="woocommerce-LoopProduct-link woocommerce-loop-product__link" href="https://www.hannathailand.com/product/hi713-checker-hc-phosphate-lr/">เครื่องวัดปริมาณฟอสเฟต ช่วงต่ำ รุ่น HI713</a> , <a class="woocommerce-LoopProduct-link woocommerce-loop-product__link" href="https://www.hannathailand.com/product/hi7080l/">น้ำยามาตรฐานสอบเทียบ ค่ามาตรฐานความเค็ม</a> , <a class="woocommerce-LoopProduct-link woocommerce-loop-product__link" href="https://www.hannathailand.com/product/hi8931cn/">เครื่องควบคุมค่าความนำไฟฟ้า</a> , <a class="woocommerce-LoopProduct-link woocommerce-loop-product__link" href="https://www.hannathailand.com/product/hi716-checker-hc-bromine/">เครื่องวัดปริมาณโบรมีน ในตัวอย่างน้ำ รุ่น HI716</a> | https://www.hannathailand.com/wp-content/uploads/2022/06/miniphotometerfurfarbe843_11-600x600.jpg , https://www.hannathailand.com/wp-content/uploads/2022/06/hi705400-600x600.jpg , https://www.hannathailand.com/wp-content/uploads/2021/07/10-500x500.jpg , https://www.hannathailand.com/wp-content/uploads/2022/06/hi711_lg-600x600.jpg , https://www.hannathailand.com/wp-content/uploads/2022/06/hi713_lg51caffcdce23e-600x600.jpg , https://www.hannathailand.com/wp-content/uploads/2021/07/11-500x500.jpg , https://www.hannathailand.com/wp-content/uploads/2021/07/2-500x500.jpg , https://www.hannathailand.com/wp-content/uploads/2022/06/miniphotometerfurfreiesgesamtchlor704_11-600x600.jpg
346 | HI7041S Refilling Solution for Polarographic Probe | สินค้าทั้งหมด | https://www.hannathailand.com/product-category/product-all/ | https://www.hannathailand.com/product/hi7041s-refilling-solution-for-polarographic-probe/ | HI7041S | 1,016.50 | น้ำหนัก 0.000 กก. Menge 30ml | <div aria-labelledby="tab-title-additional_information" class="woocommerce-Tabs-panel woocommerce-Tabs-panel--additional_information panel entry-content" id="tab-additional_information" role="tabpanel"> <table class="woocommerce-product-attributes shop_attributes"> <tr class="woocommerce-product-attributes-item woocommerce-product-attributes-item--weight"> <th class="woocommerce-product-attributes-item__label">น้ำหนัก</th> <td class="woocommerce-product-attributes-item__value">0.000 กก.</td> </tr> <tr class="woocommerce-product-attributes-item woocommerce-product-attributes-item--attribute_pa_menge"> <th class="woocommerce-product-attributes-item__label">Menge</th> <td class="woocommerce-product-attributes-item__value"><p>30ml</p> </td> </tr> </table> </div> | HI7041S electrolyte solution for polarographic probes | <div aria-labelledby="tab-title-description" class="woocommerce-Tabs-panel woocommerce-Tabs-panel--description panel entry-content active" id="tab-description" role="tabpanel"> <p><span class="hps">HI7041S</span> <span class="hps">electrolyte</span> <span class="hps">solution</span> <span class="hps">for</span> <span class="hps">polarographic</span> <span class="hps">probes</span></p> <p> </p> </div> | HI7041S electrolyte solution for polarographic probes | <div class="product-short-description"> <p>HI7041S electrolyte solution for polarographic probes</p> </div> | https://www.hannathailand.com/wp-content/uploads/2021/12/elektrolytlosung30ml737_11.jpg | เครื่องวัดปริมาณแอมโมเนีย ในน้ำ รุ่น HI715 , เครื่องวัดปริมาณนิกเกิล ช่วงสูง รุ่น HI726 , เครื่องวัดปริมาณไอโอดีน รุ่น HI718 , เซ็นเซอร์วัดออกซิเจนในน้ำสำหรับ HI9829 มัลติพารามิเตอร์ , เครื่องวัดปริมาณคลอรีนอิสระ รุ่น HI701 , น้ำยามาตรฐานสอบเทียบ ค่ามาตรฐานความเค็ม , เครื่องวัดปริมาณแอมโมเนีย ช่วงต่ำ รุ่น HI700 , น้ำยามาตรฐานสำหรับค่าโซเดียม | <a class="woocommerce-LoopProduct-link woocommerce-loop-product__link" href="https://www.hannathailand.com/product/hi715-checker-hc-ammonia-mr/">เครื่องวัดปริมาณแอมโมเนีย ในน้ำ รุ่น HI715</a> , <a class="woocommerce-LoopProduct-link woocommerce-loop-product__link" href="https://www.hannathailand.com/product/hi726-checker-hc-nickel-hr/">เครื่องวัดปริมาณนิกเกิล ช่วงสูง รุ่น HI726</a> , <a class="woocommerce-LoopProduct-link woocommerce-loop-product__link" href="https://www.hannathailand.com/product/hi718-checker-hc-iodine/">เครื่องวัดปริมาณไอโอดีน รุ่น HI718</a> , <a class="woocommerce-LoopProduct-link woocommerce-loop-product__link" href="https://www.hannathailand.com/product/hi7609829-2/">เซ็นเซอร์วัดออกซิเจนในน้ำสำหรับ HI9829 มัลติพารามิเตอร์</a> , <a class="woocommerce-LoopProduct-link woocommerce-loop-product__link" href="https://www.hannathailand.com/product/hi701-checker-hc-free-chlorine/">เครื่องวัดปริมาณคลอรีนอิสระ รุ่น HI701</a> , <a class="woocommerce-LoopProduct-link woocommerce-loop-product__link" href="https://www.hannathailand.com/product/hi7080l/">น้ำยามาตรฐานสอบเทียบ ค่ามาตรฐานความเค็ม</a> , <a class="woocommerce-LoopProduct-link woocommerce-loop-product__link" href="https://www.hannathailand.com/product/hi700-checker-hc-ammonia-lr/">เครื่องวัดปริมาณแอมโมเนีย ช่วงต่ำ รุ่น HI700</a> , <a class="woocommerce-LoopProduct-link woocommerce-loop-product__link" href="https://www.hannathailand.com/product/hi7090l/">น้ำยามาตรฐานสำหรับค่าโซเดียม</a> | https://www.hannathailand.com/wp-content/uploads/2022/06/miniphotometerfurammoniakmittel2416_11-600x600.jpg , https://www.hannathailand.com/wp-content/uploads/2022/06/miniphotometerfurnickelhoch841_11-600x600.jpg , https://www.hannathailand.com/wp-content/uploads/2022/06/miniphotometerfuriod829_11-600x600.jpg , https://www.hannathailand.com/wp-content/uploads/2021/07/5-500x500.jpg , https://www.hannathailand.com/wp-content/uploads/2021/11/hi701-500x500.jpg , https://www.hannathailand.com/wp-content/uploads/2021/07/11-500x500.jpg , https://www.hannathailand.com/wp-content/uploads/2022/06/hi700_400pxl-600x600.jpg , https://www.hannathailand.com/wp-content/uploads/2021/07/12-500x500.jpg
347 | HI70431 Total Chlorine Indicator & citrate for PCA Series | วัดคลอรีนอิสระ/คลอรีนรวม , สินค้าทั้งหมด , เครื่องควบคุมแบบต่อเนื่อง | https://www.hannathailand.com/product-category/pneumatics-control/ | https://www.hannathailand.com/product/hi70431-total-chlorine-indicator-citrate-for-pca-series/ | HI70431 | 3,317.00 |  | <div aria-labelledby="tab-title-additional_information" class="woocommerce-Tabs-panel woocommerce-Tabs-panel--additional_information panel entry-content" id="tab-additional_information" role="tabpanel"> </div> | Total Chlorine Indicator & citrate for PCA Series | <div aria-labelledby="tab-title-description" class="woocommerce-Tabs-panel woocommerce-Tabs-panel--description panel entry-content active" id="tab-description" role="tabpanel"> <p><span class="hps">Total Chlorine</span> <span class="hps">Indicator</span> <span class="hps">&amp;</span> <span class="hps">citrate</span> <span class="hps">for PCA</span> <span class="hps">Series</span></p> </div> | Total Chlorine Indicator & citrate for PCA Series | <div class="product-short-description"> <p>Total Chlorine Indicator &amp; citrate for PCA Series</p> </div> | https://www.hannathailand.com/wp-content/uploads/2022/06/reactifchloretotalpourcontroleurspca2356_11.jpg | เครื่องวัดปริมาณฟอสฟอรัส ช่วงสูง รุ่น HI706 , เครื่องวัดปริมาณแอมโมเนีย ช่วงต่ำ รุ่น HI700 , น้ำยามาตรฐานสอบเทียบ ค่ามาตรฐานความเค็ม , เครื่องวัดปริมาณฟอสเฟต ช่วงต่ำ รุ่น HI713 , เครื่องวัดปริมาณคลอรีนรวม รุ่น HI711 , น้ำยามาตรฐานสอบเทียบ , เครื่องวัดปริมาณนิกเกิล ช่วงสูง รุ่น HI726 , สารละลายมาตรฐานความขุ่น 20 NTU | <a class="woocommerce-LoopProduct-link woocommerce-loop-product__link" href="https://www.hannathailand.com/product/hi706-checker-hc-phosphorous-hr/">เครื่องวัดปริมาณฟอสฟอรัส ช่วงสูง รุ่น HI706</a> , <a class="woocommerce-LoopProduct-link woocommerce-loop-product__link" href="https://www.hannathailand.com/product/hi700-checker-hc-ammonia-lr/">เครื่องวัดปริมาณแอมโมเนีย ช่วงต่ำ รุ่น HI700</a> , <a class="woocommerce-LoopProduct-link woocommerce-loop-product__link" href="https://www.hannathailand.com/product/hi7080l/">น้ำยามาตรฐานสอบเทียบ ค่ามาตรฐานความเค็ม</a> , <a class="woocommerce-LoopProduct-link woocommerce-loop-product__link" href="https://www.hannathailand.com/product/hi713-checker-hc-phosphate-lr/">เครื่องวัดปริมาณฟอสเฟต ช่วงต่ำ รุ่น HI713</a> , <a class="woocommerce-LoopProduct-link woocommerce-loop-product__link" href="https://www.hannathailand.com/product/hi711-checker-hc-total-chlorine/">เครื่องวัดปริมาณคลอรีนรวม รุ่น HI711</a> , <a class="woocommerce-LoopProduct-link woocommerce-loop-product__link" href="https://www.hannathailand.com/product/hi9828-25/">น้ำยามาตรฐานสอบเทียบ</a> , <a class="woocommerce-LoopProduct-link woocommerce-loop-product__link" href="https://www.hannathailand.com/product/hi726-checker-hc-nickel-hr/">เครื่องวัดปริมาณนิกเกิล ช่วงสูง รุ่น HI726</a> , <a class="woocommerce-LoopProduct-link woocommerce-loop-product__link" href="https://www.hannathailand.com/product/hi93102-20/">สารละลายมาตรฐานความขุ่น 20 NTU</a> | https://www.hannathailand.com/wp-content/uploads/2022/06/hi706_400-600x600.jpg , https://www.hannathailand.com/wp-content/uploads/2022/06/hi700_400pxl-600x600.jpg , https://www.hannathailand.com/wp-content/uploads/2021/07/11-500x500.jpg , https://www.hannathailand.com/wp-content/uploads/2022/06/hi713_lg51caffcdce23e-600x600.jpg , https://www.hannathailand.com/wp-content/uploads/2022/06/hi711_lg-600x600.jpg , https://www.hannathailand.com/wp-content/uploads/2021/07/8-500x500.jpg , https://www.hannathailand.com/wp-content/uploads/2022/06/miniphotometerfurnickelhoch841_11-600x600.jpg , https://www.hannathailand.com/wp-content/uploads/2021/07/9-500x500.jpg
348 | HI70442L – 1500 mg/L (ppm) TDS @25°C – 500ml | สารละลาย , สินค้าทั้งหมด , เครื่องวัดการนำไฟฟ้า/ของแข็งละลายในน้ำ | https://www.hannathailand.com/product-category/tds-meter/ | https://www.hannathailand.com/product/hi70442l-1500-mgl-ppm-tds-25c-500ml/ | HI70442L | 963.00 |  | <div aria-labelledby="tab-title-additional_information" class="woocommerce-Tabs-panel woocommerce-Tabs-panel--additional_information panel entry-content" id="tab-additional_information" role="tabpanel"> </div> | TDS 1500 mg/L (ppm) Calibration Solution. TDS = total disolved solids | <div aria-labelledby="tab-title-description" class="woocommerce-Tabs-panel woocommerce-Tabs-panel--description panel entry-content active" id="tab-description" role="tabpanel"> <p>TDS 1500 mg/L (ppm) Calibration Solution.</p> <p>TDS = total disolved solids</p> </div> | Standard-TDS Calibration Solution1500 ppm, 500 ml | <div class="product-short-description"> <p>Standard-TDS Calibration Solution1500 ppm, 500 ml </p> </div> | https://www.hannathailand.com/wp-content/uploads/2022/06/71pgfzs4nel_aa1500_1.jpg | เครื่องวัดค่าเหล็ก รุ่น HI721 , สารละลายมาตรฐานความขุ่น 20 NTU , เครื่องวัดปริมาณแอมโมเนีย ช่วงสูง รุ่น HI733 , ซัลไฟด์สารต้านอนุมูลอิสระบัฟเฟอร์ , เครื่องวัดปริมาณแอมโมเนีย ช่วงต่ำ รุ่น HI700 , เครื่องวัดสีในน้ำตัวอย่าง HI727 , เครื่องวัดปริมาณโครเมี่ยม ช่วงสูง รุ่น HI723 , เครื่องวัดปริมาณไอโอดีน รุ่น HI718 | <a class="woocommerce-LoopProduct-link woocommerce-loop-product__link" href="https://www.hannathailand.com/product/hi721-checker-hc-iron/">เครื่องวัดค่าเหล็ก รุ่น HI721</a> , <a class="woocommerce-LoopProduct-link woocommerce-loop-product__link" href="https://www.hannathailand.com/product/hi93102-20/">สารละลายมาตรฐานความขุ่น 20 NTU</a> , <a class="woocommerce-LoopProduct-link woocommerce-loop-product__link" href="https://www.hannathailand.com/product/hi733-checker-hc-ammonia-hr/">เครื่องวัดปริมาณแอมโมเนีย ช่วงสูง รุ่น HI733</a> , <a class="woocommerce-LoopProduct-link woocommerce-loop-product__link" href="https://www.hannathailand.com/product/hi4015-00/">ซัลไฟด์สารต้านอนุมูลอิสระบัฟเฟอร์</a> , <a class="woocommerce-LoopProduct-link woocommerce-loop-product__link" href="https://www.hannathailand.com/product/hi700-checker-hc-ammonia-lr/">เครื่องวัดปริมาณแอมโมเนีย ช่วงต่ำ รุ่น HI700</a> , <a class="woocommerce-LoopProduct-link woocommerce-loop-product__link" href="https://www.hannathailand.com/product/hi727-checker-hc-color-of-water/">เครื่องวัดสีในน้ำตัวอย่าง HI727</a> , <a class="woocommerce-LoopProduct-link woocommerce-loop-product__link" href="https://www.hannathailand.com/product/hi723-checker-hc-chromium-vi-hr/">เครื่องวัดปริมาณโครเมี่ยม ช่วงสูง รุ่น HI723</a> , <a class="woocommerce-LoopProduct-link woocommerce-loop-product__link" href="https://www.hannathailand.com/product/hi718-checker-hc-iodine/">เครื่องวัดปริมาณไอโอดีน รุ่น HI718</a> | https://www.hannathailand.com/wp-content/uploads/2022/06/miniphotometerfureisen832_11-600x600.jpg , https://www.hannathailand.com/wp-content/uploads/2021/07/9-500x500.jpg , https://www.hannathailand.com/wp-content/uploads/2022/06/miniphotometerfurammoniumhoch2418_11-600x600.jpg , https://www.hannathailand.com/wp-content/uploads/2021/07/7-500x500.jpg , https://www.hannathailand.com/wp-content/uploads/2022/06/hi700_400pxl-600x600.jpg , https://www.hannathailand.com/wp-content/uploads/2022/06/miniphotometerfurfarbe843_11-600x600.jpg , https://www.hannathailand.com/wp-content/uploads/2022/06/miniphotometerfurchromvihoch839_11-600x600.jpg , https://www.hannathailand.com/wp-content/uploads/2022/06/miniphotometerfuriod829_11-600x600.jpg
349 | HI70442P – 1500 mg/l (ppm) TDS@25°C – 25x20ml | สารละลาย , สินค้าทั้งหมด , เครื่องวัดการนำไฟฟ้า/ของแข็งละลายในน้ำ | https://www.hannathailand.com/product-category/tds-meter/ | https://www.hannathailand.com/product/hi70442p-1500-mgl-ppm-tds25c-25x20ml/ | HI70442P | 1,765.50 |  | <div aria-labelledby="tab-title-additional_information" class="woocommerce-Tabs-panel woocommerce-Tabs-panel--additional_information panel entry-content" id="tab-additional_information" role="tabpanel"> </div> | TDS (total dissolved solids) solution 1500 mg / L (ppm) for calibration. Individual portions – and virtually always fresh & no contamination risk. | <div aria-labelledby="tab-title-description" class="woocommerce-Tabs-panel woocommerce-Tabs-panel--description panel entry-content active" id="tab-description" role="tabpanel"> <div id="tts_button"><span id="result_box" lang="en"><span class="hps">TDS</span> <span class="hps">(total</span> <span class="hps">dissolved solids</span><span>)</span> <span class="hps">solution</span> <span class="hps">1500 mg</span> <span class="hps">/ L</span> <span class="hps">(ppm</span><span>)</span> <span class="hps">for calibration</span><span>.</span> <span class="hps">Individual portions</span> <span class="hps">–</span> <span class="hps">and</span> <span class="hps">virtually</span> <span class="hps">always</span> <span class="hps">fresh</span> <span class="hps">&amp;</span> <span class="hps">no</span> <span class="hps">contamination</span> <span class="hps">risk.</span></span></div> <p></p> </div> | virtually always fresh & no contamination risk | <div class="product-short-description"> <p>virtually always fresh &amp; no contamination risk</p> </div> | https://www.hannathailand.com/wp-content/uploads/2022/06/51lrarg3s7l_sl500_aa300_1.jpg | เครื่องวัดปริมาณแอมโมเนีย ในน้ำ รุ่น HI715 , เครื่องวัดปริมาณนิกเกิล ช่วงสูง รุ่น HI726 , เครื่องวัดปริมาณคลอรีนรวม รุ่น HI711 , ซัลไฟด์สารต้านอนุมูลอิสระบัฟเฟอร์ , เครื่องวัดคลอรีน , น้ำยามาตรฐานสอบเทียบ , สารละลายมาตรฐานความขุ่น 20 NTU , เครื่องวัดปริมาณซิลิกา ช่วงต่ำ ในตัวอย่างน้ำ รุ่น HI705 | <a class="woocommerce-LoopProduct-link woocommerce-loop-product__link" href="https://www.hannathailand.com/product/hi715-checker-hc-ammonia-mr/">เครื่องวัดปริมาณแอมโมเนีย ในน้ำ รุ่น HI715</a> , <a class="woocommerce-LoopProduct-link woocommerce-loop-product__link" href="https://www.hannathailand.com/product/hi726-checker-hc-nickel-hr/">เครื่องวัดปริมาณนิกเกิล ช่วงสูง รุ่น HI726</a> , <a class="woocommerce-LoopProduct-link woocommerce-loop-product__link" href="https://www.hannathailand.com/product/hi711-checker-hc-total-chlorine/">เครื่องวัดปริมาณคลอรีนรวม รุ่น HI711</a> , <a class="woocommerce-LoopProduct-link woocommerce-loop-product__link" href="https://www.hannathailand.com/product/hi4015-00/">ซัลไฟด์สารต้านอนุมูลอิสระบัฟเฟอร์</a> , <a class="woocommerce-LoopProduct-link woocommerce-loop-product__link" href="https://www.hannathailand.com/product/free-chlorine/">เครื่องวัดคลอรีน</a> , <a class="woocommerce-LoopProduct-link woocommerce-loop-product__link" href="https://www.hannathailand.com/product/hi9828-25/">น้ำยามาตรฐานสอบเทียบ</a> , <a class="woocommerce-LoopProduct-link woocommerce-loop-product__link" href="https://www.hannathailand.com/product/hi93102-20/">สารละลายมาตรฐานความขุ่น 20 NTU</a> , <a class="woocommerce-LoopProduct-link woocommerce-loop-product__link" href="https://www.hannathailand.com/product/hi705-checker-hc-silica-lr/">เครื่องวัดปริมาณซิลิกา ช่วงต่ำ ในตัวอย่างน้ำ รุ่น HI705</a> | https://www.hannathailand.com/wp-content/uploads/2022/06/miniphotometerfurammoniakmittel2416_11-600x600.jpg , https://www.hannathailand.com/wp-content/uploads/2022/06/miniphotometerfurnickelhoch841_11-600x600.jpg , https://www.hannathailand.com/wp-content/uploads/2022/06/hi711_lg-600x600.jpg , https://www.hannathailand.com/wp-content/uploads/2021/07/7-500x500.jpg , https://www.hannathailand.com/wp-content/uploads/2021/07/1-500x500.jpg , https://www.hannathailand.com/wp-content/uploads/2021/07/8-500x500.jpg , https://www.hannathailand.com/wp-content/uploads/2021/07/9-500x500.jpg , https://www.hannathailand.com/wp-content/uploads/2022/06/hi705400-600x600.jpg
350 | HI70460 Total Chlorine Indicator solution for PCA series | วัดคลอรีนอิสระ/คลอรีนรวม , สินค้าทั้งหมด , เครื่องควบคุมแบบต่อเนื่อง | https://www.hannathailand.com/product-category/pneumatics-control/ | https://www.hannathailand.com/product/hi70460-total-chlorine-indicator-solution-for-pca-series/ | HI70460 | 1,070.00 |  | <div aria-labelledby="tab-title-additional_information" class="woocommerce-Tabs-panel woocommerce-Tabs-panel--additional_information panel entry-content" id="tab-additional_information" role="tabpanel"> </div> | HI70460 Total Chlorine Indicator solution for PCA Series – 500ml | <div aria-labelledby="tab-title-description" class="woocommerce-Tabs-panel woocommerce-Tabs-panel--description panel entry-content active" id="tab-description" role="tabpanel"> <p><span class="hps">HI70460</span> <span class="hps">Total Chlorine</span> <span class="hps">Indicator solution</span> <span class="hps">for PCA</span> <span class="hps">Series</span> <span class="hps">– 500ml</span></p> <p></p> </div> | HI70460 Total Chlorine Indicator solution for PCA Series – 500ml | <div class="product-short-description"> <p>HI70460 Total Chlorine Indicator solution for PCA Series – 500ml</p> </div> | https://www.hannathailand.com/wp-content/uploads/2022/06/solutionindicateurpourpca310pca320etpca3302357_11.jpg | เครื่องวัดปริมาณฟลูออไรด์ ช่วงต่ำ รุ่น HI729 , เครื่องวัดปริมาณแอมโมเนีย ในน้ำ รุ่น HI715 , เครื่องวัดปริมาณฟอสฟอรัส ช่วงสูง รุ่น HI706 , น้ำยามาตรฐานสอบเทียบ ค่ามาตรฐานความเค็ม , เครื่องวัดปริมาณไนไตรท์ ช่วงสูง ในตัวอย่างน้ำ รุ่น HI708 , เครื่องวัดปริมาณฟอสฟอรัส ช่วงต่ำมาก รุ่น HI736 , เครื่องวัดปริมาณไอโอดีน รุ่น HI718 , เครื่องวัดปริมาณฟอสเฟต ช่วงสูง รุ่น HI717 | <a class="woocommerce-LoopProduct-link woocommerce-loop-product__link" href="https://www.hannathailand.com/product/hi729-checker-hc-fluoride-lr/">เครื่องวัดปริมาณฟลูออไรด์ ช่วงต่ำ รุ่น HI729</a> , <a class="woocommerce-LoopProduct-link woocommerce-loop-product__link" href="https://www.hannathailand.com/product/hi715-checker-hc-ammonia-mr/">เครื่องวัดปริมาณแอมโมเนีย ในน้ำ รุ่น HI715</a> , <a class="woocommerce-LoopProduct-link woocommerce-loop-product__link" href="https://www.hannathailand.com/product/hi706-checker-hc-phosphorous-hr/">เครื่องวัดปริมาณฟอสฟอรัส ช่วงสูง รุ่น HI706</a> , <a class="woocommerce-LoopProduct-link woocommerce-loop-product__link" href="https://www.hannathailand.com/product/hi7080l/">น้ำยามาตรฐานสอบเทียบ ค่ามาตรฐานความเค็ม</a> , <a class="woocommerce-LoopProduct-link woocommerce-loop-product__link" href="https://www.hannathailand.com/product/hi708-checker-hc-nitrite-hr/">เครื่องวัดปริมาณไนไตรท์ ช่วงสูง ในตัวอย่างน้ำ รุ่น HI708</a> , <a class="woocommerce-LoopProduct-link woocommerce-loop-product__link" href="https://www.hannathailand.com/product/phosphorous-marine/">เครื่องวัดปริมาณฟอสฟอรัส ช่วงต่ำมาก รุ่น HI736</a> , <a class="woocommerce-LoopProduct-link woocommerce-loop-product__link" href="https://www.hannathailand.com/product/hi718-checker-hc-iodine/">เครื่องวัดปริมาณไอโอดีน รุ่น HI718</a> , <a class="woocommerce-LoopProduct-link woocommerce-loop-product__link" href="https://www.hannathailand.com/product/hi717-checker-hc-phosphate-hr/">เครื่องวัดปริมาณฟอสเฟต ช่วงสูง รุ่น HI717</a> | https://www.hannathailand.com/wp-content/uploads/2022/06/miniphotometerfurfluoridniedrig844_11-600x600.jpg , https://www.hannathailand.com/wp-content/uploads/2022/06/miniphotometerfurammoniakmittel2416_11-600x600.jpg , https://www.hannathailand.com/wp-content/uploads/2022/06/hi706_400-600x600.jpg , https://www.hannathailand.com/wp-content/uploads/2021/07/11-500x500.jpg , https://www.hannathailand.com/wp-content/uploads/2022/06/miniphotometerfurnitrithoch2420_11-600x600.jpg , https://www.hannathailand.com/wp-content/uploads/2021/12/HI736-600x600.jpg , https://www.hannathailand.com/wp-content/uploads/2022/06/miniphotometerfuriod829_11-600x600.jpg , https://www.hannathailand.com/wp-content/uploads/2022/06/miniphotometerfurphosphathoch827_11-600x600.jpg
351 | HI70461 Total chlorine buffer solution for PCA series | วัดคลอรีนอิสระ/คลอรีนรวม , สินค้าทั้งหมด , เครื่องควบคุมแบบต่อเนื่อง | https://www.hannathailand.com/product-category/pneumatics-control/ | https://www.hannathailand.com/product/hi70461-total-chlorine-buffer-solution-for-pca-series/ | HI70461 | 1,070.00 |  | <div aria-labelledby="tab-title-additional_information" class="woocommerce-Tabs-panel woocommerce-Tabs-panel--additional_information panel entry-content" id="tab-additional_information" role="tabpanel"> </div> | HI70461 Total Chlorine Buffer solution for PCA Series – 500ml | <div aria-labelledby="tab-title-description" class="woocommerce-Tabs-panel woocommerce-Tabs-panel--description panel entry-content active" id="tab-description" role="tabpanel"> <p><span class="hps">HI70461</span> <span class="hps">Total Chlorine</span> <span class="hps">Buffer</span> <span class="hps">solution</span> <span class="hps">for PCA</span> <span class="hps">Series</span> <span class="hps">– 500ml</span></p> <p></p> </div> | HI70461 Total Chlorine Buffer solution for PCA Series – 500ml | <div class="product-short-description"> <p>HI70461 Total Chlorine Buffer solution for PCA Series – 500ml</p> </div> | https://www.hannathailand.com/wp-content/uploads/2022/06/solutiontamponpourpca310pca320etpca3302358_11.jpg | เซ็นเซอร์วัดออกซิเจนในน้ำสำหรับ HI9829 มัลติพารามิเตอร์ , เครื่องวัดปริมาณไนไตรท์ ช่วงสูง ในตัวอย่างน้ำ รุ่น HI708 , สารละลายมาตรฐานความขุ่น 20 NTU , เครื่องวัดปริมาณนิกเกิล ช่วงสูง รุ่น HI726 , เครื่องวัดสีในน้ำตัวอย่าง HI727 , เครื่องวัดปริมาณโครเมี่ยม ช่วงสูง รุ่น HI723 , ซัลไฟด์สารต้านอนุมูลอิสระบัฟเฟอร์ , เครื่องวัดปริมาณแอมโมเนีย ช่วงต่ำ รุ่น HI700 | <a class="woocommerce-LoopProduct-link woocommerce-loop-product__link" href="https://www.hannathailand.com/product/hi7609829-2/">เซ็นเซอร์วัดออกซิเจนในน้ำสำหรับ HI9829 มัลติพารามิเตอร์</a> , <a class="woocommerce-LoopProduct-link woocommerce-loop-product__link" href="https://www.hannathailand.com/product/hi708-checker-hc-nitrite-hr/">เครื่องวัดปริมาณไนไตรท์ ช่วงสูง ในตัวอย่างน้ำ รุ่น HI708</a> , <a class="woocommerce-LoopProduct-link woocommerce-loop-product__link" href="https://www.hannathailand.com/product/hi93102-20/">สารละลายมาตรฐานความขุ่น 20 NTU</a> , <a class="woocommerce-LoopProduct-link woocommerce-loop-product__link" href="https://www.hannathailand.com/product/hi726-checker-hc-nickel-hr/">เครื่องวัดปริมาณนิกเกิล ช่วงสูง รุ่น HI726</a> , <a class="woocommerce-LoopProduct-link woocommerce-loop-product__link" href="https://www.hannathailand.com/product/hi727-checker-hc-color-of-water/">เครื่องวัดสีในน้ำตัวอย่าง HI727</a> , <a class="woocommerce-LoopProduct-link woocommerce-loop-product__link" href="https://www.hannathailand.com/product/hi723-checker-hc-chromium-vi-hr/">เครื่องวัดปริมาณโครเมี่ยม ช่วงสูง รุ่น HI723</a> , <a class="woocommerce-LoopProduct-link woocommerce-loop-product__link" href="https://www.hannathailand.com/product/hi4015-00/">ซัลไฟด์สารต้านอนุมูลอิสระบัฟเฟอร์</a> , <a class="woocommerce-LoopProduct-link woocommerce-loop-product__link" href="https://www.hannathailand.com/product/hi700-checker-hc-ammonia-lr/">เครื่องวัดปริมาณแอมโมเนีย ช่วงต่ำ รุ่น HI700</a> | https://www.hannathailand.com/wp-content/uploads/2021/07/5-500x500.jpg , https://www.hannathailand.com/wp-content/uploads/2022/06/miniphotometerfurnitrithoch2420_11-600x600.jpg , https://www.hannathailand.com/wp-content/uploads/2021/07/9-500x500.jpg , https://www.hannathailand.com/wp-content/uploads/2022/06/miniphotometerfurnickelhoch841_11-600x600.jpg , https://www.hannathailand.com/wp-content/uploads/2022/06/miniphotometerfurfarbe843_11-600x600.jpg , https://www.hannathailand.com/wp-content/uploads/2022/06/miniphotometerfurchromvihoch839_11-600x600.jpg , https://www.hannathailand.com/wp-content/uploads/2021/07/7-500x500.jpg , https://www.hannathailand.com/wp-content/uploads/2022/06/hi700_400pxl-600x600.jpg
352 | HI70480 Free-chlorine reagent kit for PCA Series | วัดคลอรีนอิสระ/คลอรีนรวม , สินค้าทั้งหมด , เครื่องควบคุมแบบต่อเนื่อง | https://www.hannathailand.com/product-category/pneumatics-control/ | https://www.hannathailand.com/product/hi70480-free-chlorine-reagent-kit-for-pca-series/ | HI70480 | 2,514.50 |  | <div aria-labelledby="tab-title-additional_information" class="woocommerce-Tabs-panel woocommerce-Tabs-panel--additional_information panel entry-content" id="tab-additional_information" role="tabpanel"> </div> | PCA–HI70480 Free Chlorine Reagent Kit. Content: buffer solution 500ml, 500ml and DPD indicator reagent – 5 sachets. | <div aria-labelledby="tab-title-description" class="woocommerce-Tabs-panel woocommerce-Tabs-panel--description panel entry-content active" id="tab-description" role="tabpanel"> <p><span class="hps">PCA</span><span class="atn">–</span><span>HI70480</span> <span class="hps">Free</span> <span class="hps">Chlorine</span> <span class="hps">Reagent</span> <span class="hps">Kit</span><span>.</span></p> <p><span class="hps">Content:</span> <span class="hps">buffer solution</span> <span class="hps">500ml,</span> <span class="hps">500ml</span> <span class="hps">and DPD</span> <span class="hps">indicator</span> <span class="hps">reagent</span> <span class="hps">–</span> <span class="hps">5 sachets.</span></p> </div> | PCA-HI70480 Free Chlorine Reagent Kit. | <div class="product-short-description"> <p>PCA-HI70480 Free Chlorine Reagent Kit.</p> </div> | https://www.hannathailand.com/wp-content/uploads/2022/06/kitreactifschlorelibrepourcontroleurspca741_11.jpg | เครื่องควบคุมค่าความนำไฟฟ้า , เซ็นเซอร์วัดออกซิเจนในน้ำสำหรับ HI9829 มัลติพารามิเตอร์ , น้ำยามาตรฐานสอบเทียบ ค่ามาตรฐานความเค็ม , สารละลายมาตรฐานความขุ่น 20 NTU , น้ำยามาตรฐานสอบเทียบ , เครื่องวัดปริมาณแอมโมเนีย ในน้ำ รุ่น HI715 , เครื่องวัดปริมาณโครเมี่ยม ช่วงสูง รุ่น HI723 , เครื่องวัดปริมาณไนไตรท์ ช่วงต่ำ รุ่น HI707 | <a class="woocommerce-LoopProduct-link woocommerce-loop-product__link" href="https://www.hannathailand.com/product/hi8931cn/">เครื่องควบคุมค่าความนำไฟฟ้า</a> , <a class="woocommerce-LoopProduct-link woocommerce-loop-product__link" href="https://www.hannathailand.com/product/hi7609829-2/">เซ็นเซอร์วัดออกซิเจนในน้ำสำหรับ HI9829 มัลติพารามิเตอร์</a> , <a class="woocommerce-LoopProduct-link woocommerce-loop-product__link" href="https://www.hannathailand.com/product/hi7080l/">น้ำยามาตรฐานสอบเทียบ ค่ามาตรฐานความเค็ม</a> , <a class="woocommerce-LoopProduct-link woocommerce-loop-product__link" href="https://www.hannathailand.com/product/hi93102-20/">สารละลายมาตรฐานความขุ่น 20 NTU</a> , <a class="woocommerce-LoopProduct-link woocommerce-loop-product__link" href="https://www.hannathailand.com/product/hi9828-25/">น้ำยามาตรฐานสอบเทียบ</a> , <a class="woocommerce-LoopProduct-link woocommerce-loop-product__link" href="https://www.hannathailand.com/product/hi715-checker-hc-ammonia-mr/">เครื่องวัดปริมาณแอมโมเนีย ในน้ำ รุ่น HI715</a> , <a class="woocommerce-LoopProduct-link woocommerce-loop-product__link" href="https://www.hannathailand.com/product/hi723-checker-hc-chromium-vi-hr/">เครื่องวัดปริมาณโครเมี่ยม ช่วงสูง รุ่น HI723</a> , <a class="woocommerce-LoopProduct-link woocommerce-loop-product__link" href="https://www.hannathailand.com/product/hi707-checker-hc-nitrite-lr/">เครื่องวัดปริมาณไนไตรท์ ช่วงต่ำ รุ่น HI707</a> | https://www.hannathailand.com/wp-content/uploads/2021/07/2-500x500.jpg , https://www.hannathailand.com/wp-content/uploads/2021/07/5-500x500.jpg , https://www.hannathailand.com/wp-content/uploads/2021/07/11-500x500.jpg , https://www.hannathailand.com/wp-content/uploads/2021/07/9-500x500.jpg , https://www.hannathailand.com/wp-content/uploads/2021/07/8-500x500.jpg , https://www.hannathailand.com/wp-content/uploads/2022/06/miniphotometerfurammoniakmittel2416_11-600x600.jpg , https://www.hannathailand.com/wp-content/uploads/2022/06/miniphotometerfurchromvihoch839_11-600x600.jpg , https://www.hannathailand.com/wp-content/uploads/2022/06/hi707400-600x600.jpg
353 | HI70481 Total Chlorine Reagent Kit for PCA Series | วัดคลอรีนอิสระ/คลอรีนรวม , สินค้าทั้งหมด , เครื่องควบคุมแบบต่อเนื่อง | https://www.hannathailand.com/product-category/pneumatics-control/ | https://www.hannathailand.com/product/hi70481-total-chlorine-reagent-kit-for-pca-series/ | HI70481 | 2,514.50 |  | <div aria-labelledby="tab-title-additional_information" class="woocommerce-Tabs-panel woocommerce-Tabs-panel--additional_information panel entry-content" id="tab-additional_information" role="tabpanel"> </div> | HI70481 PCA total chlorine reagent kit. Content: buffer solution 500ml, 500ml and DPD indicator reagent – 6g powder. | <div aria-labelledby="tab-title-description" class="woocommerce-Tabs-panel woocommerce-Tabs-panel--description panel entry-content active" id="tab-description" role="tabpanel"> <p><span class="hps">HI70481</span> <span class="hps">PCA</span> <span class="hps">total chlorine</span> <span class="hps">reagent</span> <span class="hps">kit.</span></p> <p><span class="hps">Content:</span> <span class="hps">buffer solution</span> <span class="hps">500ml,</span> <span class="hps">500ml</span> <span class="hps">and DPD</span> <span class="hps">indicator</span> <span class="hps">reagent</span> <span class="hps">–</span> <span class="hps">6g</span> powder.</p> </div> | HI70481 PCA total chlorine reagent kit. | <div class="product-short-description"> <p>HI70481 PCA total chlorine reagent kit.</p> </div> | https://www.hannathailand.com/wp-content/uploads/2022/06/kitreactifschloretotalpourcontroleurspca742_11.jpg | เซ็นเซอร์วัดออกซิเจนในน้ำสำหรับ HI9829 มัลติพารามิเตอร์ , เครื่องวัดปริมาณแอมโมเนีย ช่วงสูง รุ่น HI733 , น้ำยามาตรฐานสอบเทียบ ค่ามาตรฐานความเค็ม , เครื่องวัดปริมาณคลอรีนอิสระ รุ่น HI701 , เครื่องวัดปริมาณคลอรีนรวม รุ่น HI711 , เครื่องวัดปริมาณฟอสเฟต ช่วงต่ำ รุ่น HI713 , เครื่องวัดคลอรีน , เครื่องวัดปริมาณไอโอดีน รุ่น HI718 | <a class="woocommerce-LoopProduct-link woocommerce-loop-product__link" href="https://www.hannathailand.com/product/hi7609829-2/">เซ็นเซอร์วัดออกซิเจนในน้ำสำหรับ HI9829 มัลติพารามิเตอร์</a> , <a class="woocommerce-LoopProduct-link woocommerce-loop-product__link" href="https://www.hannathailand.com/product/hi733-checker-hc-ammonia-hr/">เครื่องวัดปริมาณแอมโมเนีย ช่วงสูง รุ่น HI733</a> , <a class="woocommerce-LoopProduct-link woocommerce-loop-product__link" href="https://www.hannathailand.com/product/hi7080l/">น้ำยามาตรฐานสอบเทียบ ค่ามาตรฐานความเค็ม</a> , <a class="woocommerce-LoopProduct-link woocommerce-loop-product__link" href="https://www.hannathailand.com/product/hi701-checker-hc-free-chlorine/">เครื่องวัดปริมาณคลอรีนอิสระ รุ่น HI701</a> , <a class="woocommerce-LoopProduct-link woocommerce-loop-product__link" href="https://www.hannathailand.com/product/hi711-checker-hc-total-chlorine/">เครื่องวัดปริมาณคลอรีนรวม รุ่น HI711</a> , <a class="woocommerce-LoopProduct-link woocommerce-loop-product__link" href="https://www.hannathailand.com/product/hi713-checker-hc-phosphate-lr/">เครื่องวัดปริมาณฟอสเฟต ช่วงต่ำ รุ่น HI713</a> , <a class="woocommerce-LoopProduct-link woocommerce-loop-product__link" href="https://www.hannathailand.com/product/free-chlorine/">เครื่องวัดคลอรีน</a> , <a class="woocommerce-LoopProduct-link woocommerce-loop-product__link" href="https://www.hannathailand.com/product/hi718-checker-hc-iodine/">เครื่องวัดปริมาณไอโอดีน รุ่น HI718</a> | https://www.hannathailand.com/wp-content/uploads/2021/07/5-500x500.jpg , https://www.hannathailand.com/wp-content/uploads/2022/06/miniphotometerfurammoniumhoch2418_11-600x600.jpg , https://www.hannathailand.com/wp-content/uploads/2021/07/11-500x500.jpg , https://www.hannathailand.com/wp-content/uploads/2021/11/hi701-500x500.jpg , https://www.hannathailand.com/wp-content/uploads/2022/06/hi711_lg-600x600.jpg , https://www.hannathailand.com/wp-content/uploads/2022/06/hi713_lg51caffcdce23e-600x600.jpg , https://www.hannathailand.com/wp-content/uploads/2021/07/1-500x500.jpg , https://www.hannathailand.com/wp-content/uploads/2022/06/miniphotometerfuriod829_11-600x600.jpg
354 | HI70482 Inline Filter Set – PCA Series | วัดคลอรีนอิสระ/คลอรีนรวม , สินค้าทั้งหมด , เครื่องควบคุมแบบต่อเนื่อง | https://www.hannathailand.com/product-category/pneumatics-control/ | https://www.hannathailand.com/product/hi70482-inline-filter-set-pca-series/ | HI70482 | 7,490.00 |  | <div aria-labelledby="tab-title-additional_information" class="woocommerce-Tabs-panel woocommerce-Tabs-panel--additional_information panel entry-content" id="tab-additional_information" role="tabpanel"> </div> | HI70482-line filter set – 5 micron and 50 micron filter input for PCA 300 series | <div aria-labelledby="tab-title-description" class="woocommerce-Tabs-panel woocommerce-Tabs-panel--description panel entry-content active" id="tab-description" role="tabpanel"> <p><span data-mce-style="font-size: 13px;" style="font-size: 13px;"><span class="hps">HI70482</span><span>-line</span> <span class="hps">filter</span> <span class="hps">set –</span> <span class="hps">5</span> <span class="hps">micron</span> <span class="hps">and 50</span> <span class="hps">micron</span> <span class="hps">filter</span> <span class="hps">input</span> <span class="hps">for PCA</span> <span class="hps">300</span> <span class="hps">series</span></span></p> </div> | HI70482-line filter set – 5 micron and 50 micron filter input for PCA 300 series | <div class="product-short-description"> <p>HI70482-line filter set – 5 micron and 50 micron filter input for PCA 300 series</p> </div> | https://www.hannathailand.com/wp-content/uploads/2022/06/imghi_70482_lg1.jpg | เครื่องวัดปริมาณไนไตรท์ ช่วงต่ำ รุ่น HI707 , เครื่องวัดปริมาณฟลูออไรด์ ช่วงต่ำ รุ่น HI729 , น้ำยามาตรฐานสำหรับค่าโซเดียม , เครื่องวัดปริมาณโบรมีน ในตัวอย่างน้ำ รุ่น HI716 , เซ็นเซอร์วัดออกซิเจนในน้ำสำหรับ HI9829 มัลติพารามิเตอร์ , เครื่องวัดคลอรีน , เครื่องวัดปริมาณฟอสเฟต ช่วงสูง รุ่น HI717 , เครื่องวัดปริมาณฟอสฟอรัส ช่วงสูง รุ่น HI706 | <a class="woocommerce-LoopProduct-link woocommerce-loop-product__link" href="https://www.hannathailand.com/product/hi707-checker-hc-nitrite-lr/">เครื่องวัดปริมาณไนไตรท์ ช่วงต่ำ รุ่น HI707</a> , <a class="woocommerce-LoopProduct-link woocommerce-loop-product__link" href="https://www.hannathailand.com/product/hi729-checker-hc-fluoride-lr/">เครื่องวัดปริมาณฟลูออไรด์ ช่วงต่ำ รุ่น HI729</a> , <a class="woocommerce-LoopProduct-link woocommerce-loop-product__link" href="https://www.hannathailand.com/product/hi7090l/">น้ำยามาตรฐานสำหรับค่าโซเดียม</a> , <a class="woocommerce-LoopProduct-link woocommerce-loop-product__link" href="https://www.hannathailand.com/product/hi716-checker-hc-bromine/">เครื่องวัดปริมาณโบรมีน ในตัวอย่างน้ำ รุ่น HI716</a> , <a class="woocommerce-LoopProduct-link woocommerce-loop-product__link" href="https://www.hannathailand.com/product/hi7609829-2/">เซ็นเซอร์วัดออกซิเจนในน้ำสำหรับ HI9829 มัลติพารามิเตอร์</a> , <a class="woocommerce-LoopProduct-link woocommerce-loop-product__link" href="https://www.hannathailand.com/product/free-chlorine/">เครื่องวัดคลอรีน</a> , <a class="woocommerce-LoopProduct-link woocommerce-loop-product__link" href="https://www.hannathailand.com/product/hi717-checker-hc-phosphate-hr/">เครื่องวัดปริมาณฟอสเฟต ช่วงสูง รุ่น HI717</a> , <a class="woocommerce-LoopProduct-link woocommerce-loop-product__link" href="https://www.hannathailand.com/product/hi706-checker-hc-phosphorous-hr/">เครื่องวัดปริมาณฟอสฟอรัส ช่วงสูง รุ่น HI706</a> | https://www.hannathailand.com/wp-content/uploads/2022/06/hi707400-600x600.jpg , https://www.hannathailand.com/wp-content/uploads/2022/06/miniphotometerfurfluoridniedrig844_11-600x600.jpg , https://www.hannathailand.com/wp-content/uploads/2021/07/12-500x500.jpg , https://www.hannathailand.com/wp-content/uploads/2022/06/miniphotometerfurfreiesgesamtchlor704_11-600x600.jpg , https://www.hannathailand.com/wp-content/uploads/2021/07/5-500x500.jpg , https://www.hannathailand.com/wp-content/uploads/2021/07/1-500x500.jpg , https://www.hannathailand.com/wp-content/uploads/2022/06/miniphotometerfurphosphathoch827_11-600x600.jpg , https://www.hannathailand.com/wp-content/uploads/2022/06/hi706_400-600x600.jpg
355 | HI70487/N Measuring cell for PCA Series | วัดคลอรีนอิสระ/คลอรีนรวม , สินค้าทั้งหมด , เครื่องควบคุมแบบต่อเนื่อง | https://www.hannathailand.com/product-category/pneumatics-control/ | https://www.hannathailand.com/product/hi70487n-measuring-cell-for-pca-series/ | HI70487N | 16,906.00 |  | <div aria-labelledby="tab-title-additional_information" class="woocommerce-Tabs-panel woocommerce-Tabs-panel--additional_information panel entry-content" id="tab-additional_information" role="tabpanel"> </div> | HI70487 / N measurement cell for PCA Series | <div aria-labelledby="tab-title-description" class="woocommerce-Tabs-panel woocommerce-Tabs-panel--description panel entry-content active" id="tab-description" role="tabpanel"> <p><span class="hps">HI70487</span> <span class="hps">/ N</span> <span class="hps">measurement cell</span> <span class="hps">for PCA</span> <span class="hps">Series</span></p> </div> | HI70487 / N measurement cell for PCA Series | <div class="product-short-description"> <p>HI70487 / N measurement cell for PCA Series</p> </div> | https://www.hannathailand.com/wp-content/uploads/2022/06/celluledemesurepouranalyseurregulateurdechloreencontinu743_11.jpg | เครื่องวัดปริมาณคลอรีนรวม รุ่น HI711 , เครื่องวัดปริมาณแอมโมเนีย ในน้ำ รุ่น HI715 , เครื่องวัดปริมาณไนไตรท์ ช่วงสูง ในตัวอย่างน้ำ รุ่น HI708 , เครื่องควบคุมค่าความนำไฟฟ้า , น้ำยามาตรฐานสำหรับค่าโซเดียม , ซัลไฟด์สารต้านอนุมูลอิสระบัฟเฟอร์ , เซ็นเซอร์วัดออกซิเจนในน้ำสำหรับ HI9829 มัลติพารามิเตอร์ , เครื่องวัดปริมาณไนไตรท์ ช่วงต่ำ รุ่น HI707 | <a class="woocommerce-LoopProduct-link woocommerce-loop-product__link" href="https://www.hannathailand.com/product/hi711-checker-hc-total-chlorine/">เครื่องวัดปริมาณคลอรีนรวม รุ่น HI711</a> , <a class="woocommerce-LoopProduct-link woocommerce-loop-product__link" href="https://www.hannathailand.com/product/hi715-checker-hc-ammonia-mr/">เครื่องวัดปริมาณแอมโมเนีย ในน้ำ รุ่น HI715</a> , <a class="woocommerce-LoopProduct-link woocommerce-loop-product__link" href="https://www.hannathailand.com/product/hi708-checker-hc-nitrite-hr/">เครื่องวัดปริมาณไนไตรท์ ช่วงสูง ในตัวอย่างน้ำ รุ่น HI708</a> , <a class="woocommerce-LoopProduct-link woocommerce-loop-product__link" href="https://www.hannathailand.com/product/hi8931cn/">เครื่องควบคุมค่าความนำไฟฟ้า</a> , <a class="woocommerce-LoopProduct-link woocommerce-loop-product__link" href="https://www.hannathailand.com/product/hi7090l/">น้ำยามาตรฐานสำหรับค่าโซเดียม</a> , <a class="woocommerce-LoopProduct-link woocommerce-loop-product__link" href="https://www.hannathailand.com/product/hi4015-00/">ซัลไฟด์สารต้านอนุมูลอิสระบัฟเฟอร์</a> , <a class="woocommerce-LoopProduct-link woocommerce-loop-product__link" href="https://www.hannathailand.com/product/hi7609829-2/">เซ็นเซอร์วัดออกซิเจนในน้ำสำหรับ HI9829 มัลติพารามิเตอร์</a> , <a class="woocommerce-LoopProduct-link woocommerce-loop-product__link" href="https://www.hannathailand.com/product/hi707-checker-hc-nitrite-lr/">เครื่องวัดปริมาณไนไตรท์ ช่วงต่ำ รุ่น HI707</a> | https://www.hannathailand.com/wp-content/uploads/2022/06/hi711_lg-600x600.jpg , https://www.hannathailand.com/wp-content/uploads/2022/06/miniphotometerfurammoniakmittel2416_11-600x600.jpg , https://www.hannathailand.com/wp-content/uploads/2022/06/miniphotometerfurnitrithoch2420_11-600x600.jpg , https://www.hannathailand.com/wp-content/uploads/2021/07/2-500x500.jpg , https://www.hannathailand.com/wp-content/uploads/2021/07/12-500x500.jpg , https://www.hannathailand.com/wp-content/uploads/2021/07/7-500x500.jpg , https://www.hannathailand.com/wp-content/uploads/2021/07/5-500x500.jpg , https://www.hannathailand.com/wp-content/uploads/2022/06/hi707400-600x600.jpg
356 | สารละลายสำหรับทำความสะอาดหัววัดค่ากรด-ด่าง (HI7061L) | สารละลาย , สินค้าทั้งหมด , เครื่องวัดความเป็นกรด-ด่าง/โออาร์พี | https://www.hannathailand.com/product-category/ph-meter/ | https://www.hannathailand.com/product/hi7061l-electrode-cleaning-solution-general-500ml/ | HI7061L | 963.00 | น้ำหนัก 500 กก. | <div aria-labelledby="tab-title-additional_information" class="woocommerce-Tabs-panel woocommerce-Tabs-panel--additional_information panel entry-content" id="tab-additional_information" role="tabpanel"> <table class="woocommerce-product-attributes shop_attributes"> <tr class="woocommerce-product-attributes-item woocommerce-product-attributes-item--weight"> <th class="woocommerce-product-attributes-item__label">น้ำหนัก</th> <td class="woocommerce-product-attributes-item__value">500 กก.</td> </tr> </table> </div> | HI7061L is a general purpose cleaning solution that can be used for a variety of applications. Electrodes can become dirty from use and will produce inaccurate results even as they read correctly in a pH buffer. Hanna’s cleaning solutions eliminate impurities and residues that are left on electrode surfaces when immersed in samples during measurement or when stored incorrectly. Hanna suggests cleaning the bulb and junction of your electrode on a regular basis to ensure that the probe is always clean and to prevent any clogging of the junction. Specially formulated for cleaning electrodes Air tight seal to ensure quality Expiration date and lot number The most common cause for pH measurement inaccuracies is an unclean or improperly cleaned electrode. This is very important to note, because during calibration, the instrument assumes that the electrode is clean and that the standardization curve created during the calibration process will remain a valid reference until the next calibration. pH meters on the market today will allow an offset voltage of approximately ±60 mV. The deviation from 0 mV is not unusual but ideally should be no greater than ±30 mV. The calibration process compensates for the change in offset voltage. If the mV offset continues to deviate and the meter is calibrated with a dirty electrode then inaccurate readings will result. Cleaning is a fast and effective routine that should be performed on a regular basis as a preventative measure against using a dirty electrode and to ensure that the junction is not clogged. By simply immersing the electrode in the HI7061L cleaning solution for 15 to 20 minutes will dissolve any mineral deposits or other coatings. Air tight bottle with tamper-proof seal Ensures quality and freshness of solution Each bottle marked with lot number and expiration date. Hanna cleaning solutions are specially formulated to have an expiration of 5 years from manufacture for an unopened bottle. Hanna offers a complete line of cleaning solutions engineered for specific applications. | <div aria-labelledby="tab-title-description" class="woocommerce-Tabs-panel woocommerce-Tabs-panel--description panel entry-content active" id="tab-description" role="tabpanel"> <p>HI7061L is a general purpose cleaning solution that can be used for a variety of applications. Electrodes can become dirty from use and will produce inaccurate results even as they read correctly in a pH buffer.</p> <p>Hanna’s cleaning solutions eliminate impurities and residues that are left on electrode surfaces when immersed in samples during measurement or when stored incorrectly.</p> <p>Hanna suggests cleaning the bulb and junction of your electrode on a regular basis to ensure that the probe is always clean and to prevent any clogging of the junction.</p> <ul> <li>Specially formulated for cleaning electrodes</li> <li>Air tight seal to ensure quality</li> <li>Expiration date and lot number</li> </ul> <p style="font-weight: 400;">The most common cause for pH measurement inaccuracies is an unclean or improperly cleaned electrode. This is very important to note, because during calibration, the instrument assumes that the electrode is clean and that the standardization curve created during the calibration process will remain a valid reference until the next calibration. pH meters on the market today will allow an offset voltage of approximately ±60 mV. The deviation from 0 mV is not unusual but ideally should be no greater than ±30 mV. The calibration process compensates for the change in offset voltage. If the mV offset continues to deviate and the meter is calibrated with a dirty electrode then inaccurate readings will result.</p> <p style="font-weight: 400;">Cleaning is a fast and effective routine that should be performed on a regular basis as a preventative measure against using a dirty electrode and to ensure that the junction is not clogged. By simply immersing the electrode in the HI7061L cleaning solution for 15 to 20 minutes will dissolve any mineral deposits or other coatings.</p> <p style="font-weight: 400;"><span style="font-size: 130%;"><strong>Air tight bottle with tamper-proof seal</strong></span></p> <ul style="font-weight: 400;"> <li>Ensures quality and freshness of solution</li> </ul> <p style="font-weight: 400;"><span style="font-size: 120%;"><strong>Each bottle marked with lot number and expiration date.</strong></span></p> <ul style="font-weight: 400;"> <li>Hanna cleaning solutions are specially formulated to have an expiration of 5 years from manufacture for an unopened bottle.</li> </ul> <p style="font-weight: 400;"> Hanna offers a complete line of cleaning solutions engineered for specific applications.</p> </div> | Electrode cleaning solution for standard applications, 500 ml bottle | <div class="product-short-description"> <p>Electrode cleaning solution for standard applications, 500 ml bottle</p> </div> | https://www.hannathailand.com/wp-content/uploads/2021/12/HI7061L.jpg | เครื่องวัดปริมาณนิกเกิล ช่วงสูง รุ่น HI726 , ซัลไฟด์สารต้านอนุมูลอิสระบัฟเฟอร์ , สารละลายมาตรฐานความขุ่น 20 NTU , เครื่องวัดค่าเหล็ก รุ่น HI721 , เซ็นเซอร์วัดออกซิเจนในน้ำสำหรับ HI9829 มัลติพารามิเตอร์ , เครื่องวัดคลอรีน , เครื่องวัดปริมาณไนไตรท์ ช่วงสูง ในตัวอย่างน้ำ รุ่น HI708 , เครื่องวัดปริมาณโครเมี่ยม ช่วงสูง รุ่น HI723 | <a class="woocommerce-LoopProduct-link woocommerce-loop-product__link" href="https://www.hannathailand.com/product/hi726-checker-hc-nickel-hr/">เครื่องวัดปริมาณนิกเกิล ช่วงสูง รุ่น HI726</a> , <a class="woocommerce-LoopProduct-link woocommerce-loop-product__link" href="https://www.hannathailand.com/product/hi4015-00/">ซัลไฟด์สารต้านอนุมูลอิสระบัฟเฟอร์</a> , <a class="woocommerce-LoopProduct-link woocommerce-loop-product__link" href="https://www.hannathailand.com/product/hi93102-20/">สารละลายมาตรฐานความขุ่น 20 NTU</a> , <a class="woocommerce-LoopProduct-link woocommerce-loop-product__link" href="https://www.hannathailand.com/product/hi721-checker-hc-iron/">เครื่องวัดค่าเหล็ก รุ่น HI721</a> , <a class="woocommerce-LoopProduct-link woocommerce-loop-product__link" href="https://www.hannathailand.com/product/hi7609829-2/">เซ็นเซอร์วัดออกซิเจนในน้ำสำหรับ HI9829 มัลติพารามิเตอร์</a> , <a class="woocommerce-LoopProduct-link woocommerce-loop-product__link" href="https://www.hannathailand.com/product/free-chlorine/">เครื่องวัดคลอรีน</a> , <a class="woocommerce-LoopProduct-link woocommerce-loop-product__link" href="https://www.hannathailand.com/product/hi708-checker-hc-nitrite-hr/">เครื่องวัดปริมาณไนไตรท์ ช่วงสูง ในตัวอย่างน้ำ รุ่น HI708</a> , <a class="woocommerce-LoopProduct-link woocommerce-loop-product__link" href="https://www.hannathailand.com/product/hi723-checker-hc-chromium-vi-hr/">เครื่องวัดปริมาณโครเมี่ยม ช่วงสูง รุ่น HI723</a> | https://www.hannathailand.com/wp-content/uploads/2021/12/HI7061L-600x600.jpg , , , https://www.hannathailand.com/wp-content/uploads/2022/06/miniphotometerfurnickelhoch841_11-600x600.jpg , https://www.hannathailand.com/wp-content/uploads/2021/07/7-500x500.jpg , https://www.hannathailand.com/wp-content/uploads/2021/07/9-500x500.jpg , https://www.hannathailand.com/wp-content/uploads/2022/06/miniphotometerfureisen832_11-600x600.jpg , https://www.hannathailand.com/wp-content/uploads/2021/07/5-500x500.jpg , https://www.hannathailand.com/wp-content/uploads/2021/07/1-500x500.jpg , https://www.hannathailand.com/wp-content/uploads/2022/06/miniphotometerfurnitrithoch2420_11-600x600.jpg , https://www.hannathailand.com/wp-content/uploads/2022/06/miniphotometerfurchromvihoch839_11-600x600.jpg
357 | HI70630L – RfE – Fleisch – 500ml | สารละลาย , สินค้าทั้งหมด , เครื่องวัดความเป็นกรด-ด่าง/โออาร์พี | https://www.hannathailand.com/product-category/ph-meter/ | https://www.hannathailand.com/product/hi70630l-rfe-fleisch-500ml/ | HI70630L | 1,872.50 |  | <div aria-labelledby="tab-title-additional_information" class="woocommerce-Tabs-panel woocommerce-Tabs-panel--additional_information panel entry-content" id="tab-additional_information" role="tabpanel"> </div> | Reinigungslösung für Elektroden, Anwendung: Fleisch, 500 ml Flasche | <div aria-labelledby="tab-title-description" class="woocommerce-Tabs-panel woocommerce-Tabs-panel--description panel entry-content active" id="tab-description" role="tabpanel"> <p>Reinigungslösung für Elektroden, Anwendung: Fleisch, 500 ml Flasche</p> </div> | Reinigungslösung für Elektroden, Anwendung: Fleisch, 500 ml Flasche | <div class="product-short-description"> <p>Reinigungslösung für Elektroden, Anwendung: Fleisch, 500 ml Flasche</p> </div> | https://www.hannathailand.com/wp-content/uploads/2022/06/hi70630l51def59e2145a.jpg | เครื่องวัดปริมาณแอมโมเนีย ในน้ำ รุ่น HI715 , เครื่องวัดปริมาณฟลูออไรด์ ช่วงต่ำ รุ่น HI729 , เครื่องวัดปริมาณนิกเกิล ช่วงสูง รุ่น HI726 , สารละลายมาตรฐานความขุ่น 20 NTU , ซัลไฟด์สารต้านอนุมูลอิสระบัฟเฟอร์ , เครื่องวัดปริมาณคลอรีนรวม รุ่น HI711 , เครื่องควบคุมค่าความนำไฟฟ้า , น้ำยามาตรฐานสอบเทียบ | <a class="woocommerce-LoopProduct-link woocommerce-loop-product__link" href="https://www.hannathailand.com/product/hi715-checker-hc-ammonia-mr/">เครื่องวัดปริมาณแอมโมเนีย ในน้ำ รุ่น HI715</a> , <a class="woocommerce-LoopProduct-link woocommerce-loop-product__link" href="https://www.hannathailand.com/product/hi729-checker-hc-fluoride-lr/">เครื่องวัดปริมาณฟลูออไรด์ ช่วงต่ำ รุ่น HI729</a> , <a class="woocommerce-LoopProduct-link woocommerce-loop-product__link" href="https://www.hannathailand.com/product/hi726-checker-hc-nickel-hr/">เครื่องวัดปริมาณนิกเกิล ช่วงสูง รุ่น HI726</a> , <a class="woocommerce-LoopProduct-link woocommerce-loop-product__link" href="https://www.hannathailand.com/product/hi93102-20/">สารละลายมาตรฐานความขุ่น 20 NTU</a> , <a class="woocommerce-LoopProduct-link woocommerce-loop-product__link" href="https://www.hannathailand.com/product/hi4015-00/">ซัลไฟด์สารต้านอนุมูลอิสระบัฟเฟอร์</a> , <a class="woocommerce-LoopProduct-link woocommerce-loop-product__link" href="https://www.hannathailand.com/product/hi711-checker-hc-total-chlorine/">เครื่องวัดปริมาณคลอรีนรวม รุ่น HI711</a> , <a class="woocommerce-LoopProduct-link woocommerce-loop-product__link" href="https://www.hannathailand.com/product/hi8931cn/">เครื่องควบคุมค่าความนำไฟฟ้า</a> , <a class="woocommerce-LoopProduct-link woocommerce-loop-product__link" href="https://www.hannathailand.com/product/hi9828-25/">น้ำยามาตรฐานสอบเทียบ</a> | https://www.hannathailand.com/wp-content/uploads/2022/06/miniphotometerfurammoniakmittel2416_11-600x600.jpg , https://www.hannathailand.com/wp-content/uploads/2022/06/miniphotometerfurfluoridniedrig844_11-600x600.jpg , https://www.hannathailand.com/wp-content/uploads/2022/06/miniphotometerfurnickelhoch841_11-600x600.jpg , https://www.hannathailand.com/wp-content/uploads/2021/07/9-500x500.jpg , https://www.hannathailand.com/wp-content/uploads/2021/07/7-500x500.jpg , https://www.hannathailand.com/wp-content/uploads/2022/06/hi711_lg-600x600.jpg , https://www.hannathailand.com/wp-content/uploads/2021/07/2-500x500.jpg , https://www.hannathailand.com/wp-content/uploads/2021/07/8-500x500.jpg
358 | HI70632L – Disinfection Solution for blood products – 500ml | สารละลาย , สินค้าทั้งหมด , เครื่องวัดความเป็นกรด-ด่าง/โออาร์พี | https://www.hannathailand.com/product-category/ph-meter/ | https://www.hannathailand.com/product/hi70632l-disinfection-solution-for-blood-products-500ml/ | HI70632L | 1,872.50 |  | <div aria-labelledby="tab-title-additional_information" class="woocommerce-Tabs-panel woocommerce-Tabs-panel--additional_information panel entry-content" id="tab-additional_information" role="tabpanel"> </div> | In many applications, electrodes become dirty while being used, with negative results on their efficiency. Since this dirt is not removed during normal use, special cleaning solutions are needed. HANNA® has introduced a new line of specific cleaning solutions for eliminating all impurities and residues left on the surface of the electrode when immersed in special samples, such as wines, must, oils, soil, industrial solutions, grease and dairy products. The new “Cleaning” series ensures the maximum efficiency and accuracy of your sensors when used for specific applications. | <div aria-labelledby="tab-title-description" class="woocommerce-Tabs-panel woocommerce-Tabs-panel--description panel entry-content active" id="tab-description" role="tabpanel"> <p>In many applications, electrodes become dirty while being used, with negative results on their efficiency. Since this dirt is not removed during normal use, special cleaning solutions are needed.</p> <p><span class="hanna">HANNA®</span> has introduced a new line of specific cleaning solutions for eliminating all impurities and residues left on the surface of the electrode when immersed in special samples, such as wines, must, oils, soil, industrial solutions, grease and dairy products.</p> <p>The new “Cleaning” series ensures the maximum efficiency and accuracy of your sensors when used for specific applications.</p> </div> | Cleaning solution for electrodes, Application: organic substances, 500 mL bottle | <div class="product-short-description"> <p>Cleaning solution for electrodes, Application: organic substances, 500 mL bottle</p> </div> | https://www.hannathailand.com/wp-content/uploads/2022/06/31mz73ikil.jpg | เซ็นเซอร์วัดออกซิเจนในน้ำสำหรับ HI9829 มัลติพารามิเตอร์ , ซัลไฟด์สารต้านอนุมูลอิสระบัฟเฟอร์ , เครื่องวัดปริมาณฟอสฟอรัส ช่วงสูง รุ่น HI706 , เครื่องวัดปริมาณโบรมีน ในตัวอย่างน้ำ รุ่น HI716 , เครื่องวัดปริมาณฟอสเฟต ช่วงสูง รุ่น HI717 , น้ำยามาตรฐานสอบเทียบ ค่ามาตรฐานความเค็ม , เครื่องวัดปริมาณคลอรีนอิสระ รุ่น HI701 , เครื่องวัดปริมาณฟอสเฟต ช่วงต่ำ รุ่น HI713 | <a class="woocommerce-LoopProduct-link woocommerce-loop-product__link" href="https://www.hannathailand.com/product/hi7609829-2/">เซ็นเซอร์วัดออกซิเจนในน้ำสำหรับ HI9829 มัลติพารามิเตอร์</a> , <a class="woocommerce-LoopProduct-link woocommerce-loop-product__link" href="https://www.hannathailand.com/product/hi4015-00/">ซัลไฟด์สารต้านอนุมูลอิสระบัฟเฟอร์</a> , <a class="woocommerce-LoopProduct-link woocommerce-loop-product__link" href="https://www.hannathailand.com/product/hi706-checker-hc-phosphorous-hr/">เครื่องวัดปริมาณฟอสฟอรัส ช่วงสูง รุ่น HI706</a> , <a class="woocommerce-LoopProduct-link woocommerce-loop-product__link" href="https://www.hannathailand.com/product/hi716-checker-hc-bromine/">เครื่องวัดปริมาณโบรมีน ในตัวอย่างน้ำ รุ่น HI716</a> , <a class="woocommerce-LoopProduct-link woocommerce-loop-product__link" href="https://www.hannathailand.com/product/hi717-checker-hc-phosphate-hr/">เครื่องวัดปริมาณฟอสเฟต ช่วงสูง รุ่น HI717</a> , <a class="woocommerce-LoopProduct-link woocommerce-loop-product__link" href="https://www.hannathailand.com/product/hi7080l/">น้ำยามาตรฐานสอบเทียบ ค่ามาตรฐานความเค็ม</a> , <a class="woocommerce-LoopProduct-link woocommerce-loop-product__link" href="https://www.hannathailand.com/product/hi701-checker-hc-free-chlorine/">เครื่องวัดปริมาณคลอรีนอิสระ รุ่น HI701</a> , <a class="woocommerce-LoopProduct-link woocommerce-loop-product__link" href="https://www.hannathailand.com/product/hi713-checker-hc-phosphate-lr/">เครื่องวัดปริมาณฟอสเฟต ช่วงต่ำ รุ่น HI713</a> | https://www.hannathailand.com/wp-content/uploads/2021/07/5-500x500.jpg , https://www.hannathailand.com/wp-content/uploads/2021/07/7-500x500.jpg , https://www.hannathailand.com/wp-content/uploads/2022/06/hi706_400-600x600.jpg , https://www.hannathailand.com/wp-content/uploads/2022/06/miniphotometerfurfreiesgesamtchlor704_11-600x600.jpg , https://www.hannathailand.com/wp-content/uploads/2022/06/miniphotometerfurphosphathoch827_11-600x600.jpg , https://www.hannathailand.com/wp-content/uploads/2021/07/11-500x500.jpg , https://www.hannathailand.com/wp-content/uploads/2021/11/hi701-500x500.jpg , https://www.hannathailand.com/wp-content/uploads/2022/06/hi713_lg51caffcdce23e-600x600.jpg
359 | HI70640L – RfE – Milch – 500ml | สารละลาย , สินค้าทั้งหมด , เครื่องวัดความเป็นกรด-ด่าง/โออาร์พี | https://www.hannathailand.com/product-category/ph-meter/ | https://www.hannathailand.com/product/hi70640l-rfe-milch-500ml/ | HI70640L | 1,872.50 |  | <div aria-labelledby="tab-title-additional_information" class="woocommerce-Tabs-panel woocommerce-Tabs-panel--additional_information panel entry-content" id="tab-additional_information" role="tabpanel"> </div> | Reinigungslösung für Elektroden, Anwendung: Milch, 500 ml Flasche | <div aria-labelledby="tab-title-description" class="woocommerce-Tabs-panel woocommerce-Tabs-panel--description panel entry-content active" id="tab-description" role="tabpanel"> <p>Reinigungslösung für Elektroden, Anwendung: Milch, 500 ml Flasche</p> </div> | Reinigungslösung für Elektroden, Anwendung: Milch, 500 ml Flasche | <div class="product-short-description"> <p>Reinigungslösung für Elektroden, Anwendung: Milch, 500 ml Flasche</p> </div> | https://www.hannathailand.com/wp-content/uploads/2022/06/79hi70640l51defb0866f49.jpg | เครื่องวัดปริมาณฟอสฟอรัส ช่วงต่ำมาก รุ่น HI736 , เครื่องวัดค่าเหล็ก รุ่น HI721 , เครื่องวัดปริมาณไนไตรท์ ช่วงสูง ในตัวอย่างน้ำ รุ่น HI708 , ซัลไฟด์สารต้านอนุมูลอิสระบัฟเฟอร์ , เครื่องควบคุมค่าความนำไฟฟ้า , เครื่องวัดปริมาณไอโอดีน รุ่น HI718 , เครื่องวัดคลอรีน , เครื่องวัดปริมาณฟอสฟอรัส ช่วงสูง รุ่น HI706 | <a class="woocommerce-LoopProduct-link woocommerce-loop-product__link" href="https://www.hannathailand.com/product/phosphorous-marine/">เครื่องวัดปริมาณฟอสฟอรัส ช่วงต่ำมาก รุ่น HI736</a> , <a class="woocommerce-LoopProduct-link woocommerce-loop-product__link" href="https://www.hannathailand.com/product/hi721-checker-hc-iron/">เครื่องวัดค่าเหล็ก รุ่น HI721</a> , <a class="woocommerce-LoopProduct-link woocommerce-loop-product__link" href="https://www.hannathailand.com/product/hi708-checker-hc-nitrite-hr/">เครื่องวัดปริมาณไนไตรท์ ช่วงสูง ในตัวอย่างน้ำ รุ่น HI708</a> , <a class="woocommerce-LoopProduct-link woocommerce-loop-product__link" href="https://www.hannathailand.com/product/hi4015-00/">ซัลไฟด์สารต้านอนุมูลอิสระบัฟเฟอร์</a> , <a class="woocommerce-LoopProduct-link woocommerce-loop-product__link" href="https://www.hannathailand.com/product/hi8931cn/">เครื่องควบคุมค่าความนำไฟฟ้า</a> , <a class="woocommerce-LoopProduct-link woocommerce-loop-product__link" href="https://www.hannathailand.com/product/hi718-checker-hc-iodine/">เครื่องวัดปริมาณไอโอดีน รุ่น HI718</a> , <a class="woocommerce-LoopProduct-link woocommerce-loop-product__link" href="https://www.hannathailand.com/product/free-chlorine/">เครื่องวัดคลอรีน</a> , <a class="woocommerce-LoopProduct-link woocommerce-loop-product__link" href="https://www.hannathailand.com/product/hi706-checker-hc-phosphorous-hr/">เครื่องวัดปริมาณฟอสฟอรัส ช่วงสูง รุ่น HI706</a> | https://www.hannathailand.com/wp-content/uploads/2021/12/HI736-600x600.jpg , https://www.hannathailand.com/wp-content/uploads/2022/06/miniphotometerfureisen832_11-600x600.jpg , https://www.hannathailand.com/wp-content/uploads/2022/06/miniphotometerfurnitrithoch2420_11-600x600.jpg , https://www.hannathailand.com/wp-content/uploads/2021/07/7-500x500.jpg , https://www.hannathailand.com/wp-content/uploads/2021/07/2-500x500.jpg , https://www.hannathailand.com/wp-content/uploads/2022/06/miniphotometerfuriod829_11-600x600.jpg , https://www.hannathailand.com/wp-content/uploads/2021/07/1-500x500.jpg , https://www.hannathailand.com/wp-content/uploads/2022/06/hi706_400-600x600.jpg