## Sheet1
| ชื่อสินค้า | หมวดหมู่ | ลิงค์หมวดหมู่ | ลิงค์สินค้า | รหัสสินค้า | ราคา | SPECIFICATION | SPECIFICATION HTML | รายละเอียด | รายละเอียด HTML | รายละเอียด short | รายละเอียด short HTML | ภาพสินค้า | สินค้าที่เกียวข้อง | สินค้าที่เกี่ยวข้องพร้อมชื่อและลิงค์ | รูปครบๆ New
0 | HI70642L – Cheese – 500ml | สารละลาย , สินค้าทั้งหมด , เครื่องวัดความเป็นกรด-ด่าง/โออาร์พี | https://www.hannathailand.com/product-category/ph-meter/ | https://www.hannathailand.com/product/hi70642l-cheese-500ml/ | HI70642L | 1,872.50 |  | <div aria-labelledby="tab-title-additional_information" class="woocommerce-Tabs-panel woocommerce-Tabs-panel--additional_information panel entry-content" id="tab-additional_information" role="tabpanel"> </div> | Cleaning solution for electrodes, Application: cheese, 500 ml bottle | <div aria-labelledby="tab-title-description" class="woocommerce-Tabs-panel woocommerce-Tabs-panel--description panel entry-content active" id="tab-description" role="tabpanel"> <p><span class="hps">Cleaning</span> <span class="hps">solution</span> <span class="hps">for electrodes</span><span>, Application:</span> <span class="hps">cheese,</span> <span class="hps">500</span> <span class="hps">ml bottle</span></p> </div> | Cleaning solution for electrodes, Application: cheese, 500 ml bottle | <div class="product-short-description"> <p>Cleaning solution for electrodes, Application: cheese, 500 ml bottle</p> </div> | https://www.hannathailand.com/wp-content/uploads/2022/06/hi70642l.jpg | เครื่องวัดปริมาณซิลิกา ช่วงต่ำ ในตัวอย่างน้ำ รุ่น HI705 , เครื่องวัดปริมาณแอมโมเนีย ช่วงสูง รุ่น HI733 , เครื่องวัดปริมาณนิกเกิล ช่วงสูง รุ่น HI726 , เครื่องวัดปริมาณฟอสฟอรัส ช่วงต่ำมาก รุ่น HI736 , เครื่องวัดปริมาณไนไตรท์ ช่วงสูง ในตัวอย่างน้ำ รุ่น HI708 , เครื่องวัดปริมาณโบรมีน ในตัวอย่างน้ำ รุ่น HI716 , เครื่องวัดปริมาณฟอสฟอรัส ช่วงสูง รุ่น HI706 , เครื่องวัดปริมาณฟอสเฟต ช่วงต่ำ รุ่น HI713 | <a class="woocommerce-LoopProduct-link woocommerce-loop-product__link" href="https://www.hannathailand.com/product/hi705-checker-hc-silica-lr/">เครื่องวัดปริมาณซิลิกา ช่วงต่ำ ในตัวอย่างน้ำ รุ่น HI705</a> , <a class="woocommerce-LoopProduct-link woocommerce-loop-product__link" href="https://www.hannathailand.com/product/hi733-checker-hc-ammonia-hr/">เครื่องวัดปริมาณแอมโมเนีย ช่วงสูง รุ่น HI733</a> , <a class="woocommerce-LoopProduct-link woocommerce-loop-product__link" href="https://www.hannathailand.com/product/hi726-checker-hc-nickel-hr/">เครื่องวัดปริมาณนิกเกิล ช่วงสูง รุ่น HI726</a> , <a class="woocommerce-LoopProduct-link woocommerce-loop-product__link" href="https://www.hannathailand.com/product/phosphorous-marine/">เครื่องวัดปริมาณฟอสฟอรัส ช่วงต่ำมาก รุ่น HI736</a> , <a class="woocommerce-LoopProduct-link woocommerce-loop-product__link" href="https://www.hannathailand.com/product/hi708-checker-hc-nitrite-hr/">เครื่องวัดปริมาณไนไตรท์ ช่วงสูง ในตัวอย่างน้ำ รุ่น HI708</a> , <a class="woocommerce-LoopProduct-link woocommerce-loop-product__link" href="https://www.hannathailand.com/product/hi716-checker-hc-bromine/">เครื่องวัดปริมาณโบรมีน ในตัวอย่างน้ำ รุ่น HI716</a> , <a class="woocommerce-LoopProduct-link woocommerce-loop-product__link" href="https://www.hannathailand.com/product/hi706-checker-hc-phosphorous-hr/">เครื่องวัดปริมาณฟอสฟอรัส ช่วงสูง รุ่น HI706</a> , <a class="woocommerce-LoopProduct-link woocommerce-loop-product__link" href="https://www.hannathailand.com/product/hi713-checker-hc-phosphate-lr/">เครื่องวัดปริมาณฟอสเฟต ช่วงต่ำ รุ่น HI713</a> | https://www.hannathailand.com/wp-content/uploads/2022/06/hi705400-600x600.jpg , https://www.hannathailand.com/wp-content/uploads/2022/06/miniphotometerfurammoniumhoch2418_11-600x600.jpg , https://www.hannathailand.com/wp-content/uploads/2022/06/miniphotometerfurnickelhoch841_11-600x600.jpg , https://www.hannathailand.com/wp-content/uploads/2021/12/HI736-600x600.jpg , https://www.hannathailand.com/wp-content/uploads/2022/06/miniphotometerfurnitrithoch2420_11-600x600.jpg , https://www.hannathailand.com/wp-content/uploads/2022/06/miniphotometerfurfreiesgesamtchlor704_11-600x600.jpg , https://www.hannathailand.com/wp-content/uploads/2022/06/hi706_400-600x600.jpg , https://www.hannathailand.com/wp-content/uploads/2022/06/hi713_lg51caffcdce23e-600x600.jpg
1 | HI70663L – Soil Deposit – 500ml | สารละลาย , สินค้าทั้งหมด , เครื่องวัดความเป็นกรด-ด่าง/โออาร์พี | https://www.hannathailand.com/product-category/ph-meter/ | https://www.hannathailand.com/product/hi70663l-soil-deposit-500ml/ | HI70663L | 1,872.50 |  | <div aria-labelledby="tab-title-additional_information" class="woocommerce-Tabs-panel woocommerce-Tabs-panel--additional_information panel entry-content" id="tab-additional_information" role="tabpanel"> </div> | Cleaning solution for electrodes, Application: Floor, 500 mL bottle | <div aria-labelledby="tab-title-description" class="woocommerce-Tabs-panel woocommerce-Tabs-panel--description panel entry-content active" id="tab-description" role="tabpanel"> <p><span class="hps">Cleaning</span> <span class="hps">solution</span> <span class="hps">for electrodes</span><span>, Application:</span> <span class="hps">Floor</span><span>, 500</span> <span class="hps">mL</span> <span class="hps">bottle</span></p> </div> | Cleaning solution for electrodes, Application: Floor, 500 mL bottle | <div class="product-short-description"> <p>Cleaning solution for electrodes, Application: Floor, 500 mL bottle</p> </div> | https://www.hannathailand.com/wp-content/uploads/2022/06/hi70663l.jpg | เครื่องวัดปริมาณแอมโมเนีย ช่วงต่ำ รุ่น HI700 , เครื่องวัดปริมาณฟอสฟอรัส ช่วงสูง รุ่น HI706 , เครื่องวัดปริมาณฟอสฟอรัส ช่วงต่ำมาก รุ่น HI736 , ซัลไฟด์สารต้านอนุมูลอิสระบัฟเฟอร์ , เครื่องวัดปริมาณฟลูออไรด์ ช่วงต่ำ รุ่น HI729 , เครื่องวัดปริมาณแอมโมเนีย ในน้ำ รุ่น HI715 , เครื่องวัดคลอรีน , น้ำยามาตรฐานสอบเทียบ | <a class="woocommerce-LoopProduct-link woocommerce-loop-product__link" href="https://www.hannathailand.com/product/hi700-checker-hc-ammonia-lr/">เครื่องวัดปริมาณแอมโมเนีย ช่วงต่ำ รุ่น HI700</a> , <a class="woocommerce-LoopProduct-link woocommerce-loop-product__link" href="https://www.hannathailand.com/product/hi706-checker-hc-phosphorous-hr/">เครื่องวัดปริมาณฟอสฟอรัส ช่วงสูง รุ่น HI706</a> , <a class="woocommerce-LoopProduct-link woocommerce-loop-product__link" href="https://www.hannathailand.com/product/phosphorous-marine/">เครื่องวัดปริมาณฟอสฟอรัส ช่วงต่ำมาก รุ่น HI736</a> , <a class="woocommerce-LoopProduct-link woocommerce-loop-product__link" href="https://www.hannathailand.com/product/hi4015-00/">ซัลไฟด์สารต้านอนุมูลอิสระบัฟเฟอร์</a> , <a class="woocommerce-LoopProduct-link woocommerce-loop-product__link" href="https://www.hannathailand.com/product/hi729-checker-hc-fluoride-lr/">เครื่องวัดปริมาณฟลูออไรด์ ช่วงต่ำ รุ่น HI729</a> , <a class="woocommerce-LoopProduct-link woocommerce-loop-product__link" href="https://www.hannathailand.com/product/hi715-checker-hc-ammonia-mr/">เครื่องวัดปริมาณแอมโมเนีย ในน้ำ รุ่น HI715</a> , <a class="woocommerce-LoopProduct-link woocommerce-loop-product__link" href="https://www.hannathailand.com/product/free-chlorine/">เครื่องวัดคลอรีน</a> , <a class="woocommerce-LoopProduct-link woocommerce-loop-product__link" href="https://www.hannathailand.com/product/hi9828-25/">น้ำยามาตรฐานสอบเทียบ</a> | https://www.hannathailand.com/wp-content/uploads/2022/06/hi700_400pxl-600x600.jpg , https://www.hannathailand.com/wp-content/uploads/2022/06/hi706_400-600x600.jpg , https://www.hannathailand.com/wp-content/uploads/2021/12/HI736-600x600.jpg , https://www.hannathailand.com/wp-content/uploads/2021/07/7-500x500.jpg , https://www.hannathailand.com/wp-content/uploads/2022/06/miniphotometerfurfluoridniedrig844_11-600x600.jpg , https://www.hannathailand.com/wp-content/uploads/2022/06/miniphotometerfurammoniakmittel2416_11-600x600.jpg , https://www.hannathailand.com/wp-content/uploads/2021/07/1-500x500.jpg , https://www.hannathailand.com/wp-content/uploads/2021/07/8-500x500.jpg
2 | HI70670L – RfE – Salzablagerungen – 500ml | สารละลาย , สินค้าทั้งหมด , เครื่องวัดความเป็นกรด-ด่าง/โออาร์พี | https://www.hannathailand.com/product-category/ph-meter/ | https://www.hannathailand.com/product/hi70670l-rfe-salzablagerungen-500ml/ | HI70670L | 1,872.50 |  | <div aria-labelledby="tab-title-additional_information" class="woocommerce-Tabs-panel woocommerce-Tabs-panel--additional_information panel entry-content" id="tab-additional_information" role="tabpanel"> </div> | Reinigungslösung für Elektroden, Anwendung: Salzablagerungen (Prozess), 500 ml Flasche | <div aria-labelledby="tab-title-description" class="woocommerce-Tabs-panel woocommerce-Tabs-panel--description panel entry-content active" id="tab-description" role="tabpanel"> <p>Reinigungslösung für Elektroden, Anwendung: Salzablagerungen (Prozess), 500 ml Flasche</p> </div> | Reinigungslösung für Elektroden, Anwendung: Salzablagerungen (Prozess), 500 ml Flasche | <div class="product-short-description"> <p>Reinigungslösung für Elektroden, Anwendung: Salzablagerungen (Prozess), 500 ml Flasche</p> </div> | https://www.hannathailand.com/wp-content/uploads/2022/06/hi70670l.jpg | เครื่องวัดปริมาณฟอสฟอรัส ช่วงสูง รุ่น HI706 , เครื่องวัดคลอรีน , น้ำยามาตรฐานสอบเทียบ , เครื่องวัดปริมาณไอโอดีน รุ่น HI718 , เครื่องวัดปริมาณซิลิกา ช่วงต่ำ ในตัวอย่างน้ำ รุ่น HI705 , เครื่องวัดปริมาณฟอสฟอรัส ช่วงต่ำมาก รุ่น HI736 , เครื่องวัดปริมาณแอมโมเนีย ช่วงสูง รุ่น HI733 , เครื่องวัดปริมาณฟอสเฟต ช่วงสูง รุ่น HI717 | <a class="woocommerce-LoopProduct-link woocommerce-loop-product__link" href="https://www.hannathailand.com/product/hi706-checker-hc-phosphorous-hr/">เครื่องวัดปริมาณฟอสฟอรัส ช่วงสูง รุ่น HI706</a> , <a class="woocommerce-LoopProduct-link woocommerce-loop-product__link" href="https://www.hannathailand.com/product/free-chlorine/">เครื่องวัดคลอรีน</a> , <a class="woocommerce-LoopProduct-link woocommerce-loop-product__link" href="https://www.hannathailand.com/product/hi9828-25/">น้ำยามาตรฐานสอบเทียบ</a> , <a class="woocommerce-LoopProduct-link woocommerce-loop-product__link" href="https://www.hannathailand.com/product/hi718-checker-hc-iodine/">เครื่องวัดปริมาณไอโอดีน รุ่น HI718</a> , <a class="woocommerce-LoopProduct-link woocommerce-loop-product__link" href="https://www.hannathailand.com/product/hi705-checker-hc-silica-lr/">เครื่องวัดปริมาณซิลิกา ช่วงต่ำ ในตัวอย่างน้ำ รุ่น HI705</a> , <a class="woocommerce-LoopProduct-link woocommerce-loop-product__link" href="https://www.hannathailand.com/product/phosphorous-marine/">เครื่องวัดปริมาณฟอสฟอรัส ช่วงต่ำมาก รุ่น HI736</a> , <a class="woocommerce-LoopProduct-link woocommerce-loop-product__link" href="https://www.hannathailand.com/product/hi733-checker-hc-ammonia-hr/">เครื่องวัดปริมาณแอมโมเนีย ช่วงสูง รุ่น HI733</a> , <a class="woocommerce-LoopProduct-link woocommerce-loop-product__link" href="https://www.hannathailand.com/product/hi717-checker-hc-phosphate-hr/">เครื่องวัดปริมาณฟอสเฟต ช่วงสูง รุ่น HI717</a> | https://www.hannathailand.com/wp-content/uploads/2022/06/hi706_400-600x600.jpg , https://www.hannathailand.com/wp-content/uploads/2021/07/1-500x500.jpg , https://www.hannathailand.com/wp-content/uploads/2021/07/8-500x500.jpg , https://www.hannathailand.com/wp-content/uploads/2022/06/miniphotometerfuriod829_11-600x600.jpg , https://www.hannathailand.com/wp-content/uploads/2022/06/hi705400-600x600.jpg , https://www.hannathailand.com/wp-content/uploads/2021/12/HI736-600x600.jpg , https://www.hannathailand.com/wp-content/uploads/2022/06/miniphotometerfurammoniumhoch2418_11-600x600.jpg , https://www.hannathailand.com/wp-content/uploads/2022/06/miniphotometerfurphosphathoch827_11-600x600.jpg
3 | HI7071 Electrolyte Solution 3.5 M KCl + AgCl, 4 x 30 ml | สารละลาย , สินค้าทั้งหมด , เครื่องวัดความเป็นกรด-ด่าง/โออาร์พี | https://www.hannathailand.com/product-category/ph-meter/ | https://www.hannathailand.com/product/hi7071-electrolyte-solution-3-5-m-kcl-agcl-4-x-30-ml/ | HI7071 | 3,638.00 |  | <div aria-labelledby="tab-title-additional_information" class="woocommerce-Tabs-panel woocommerce-Tabs-panel--additional_information panel entry-content" id="tab-additional_information" role="tabpanel"> </div> | The electrolyte level in refillable electrodes should be checked before performing any measurements. If the level is low, refill with the proper electrolyte solution to ensure the correct electrode performance. This simple maintenance helps guarantee the efficiency and precision of your refillable electrodes. | <div aria-labelledby="tab-title-description" class="woocommerce-Tabs-panel woocommerce-Tabs-panel--description panel entry-content active" id="tab-description" role="tabpanel"> <p>The electrolyte level in refillable electrodes should be checked before performing any measurements. If the level is low, refill with the proper electrolyte solution to ensure the correct electrode performance. This simple maintenance helps guarantee the efficiency and precision of your refillable electrodes.</p> </div> | Electrodes with electrolyte solution for easier reference lead (4×30 ml) | <div class="product-short-description"> <p>Electrodes with electrolyte solution for easier reference lead (4×30 ml)</p> </div> | https://www.hannathailand.com/wp-content/uploads/2022/06/000050311.jpg | เครื่องวัดปริมาณไนไตรท์ ช่วงสูง ในตัวอย่างน้ำ รุ่น HI708 , เครื่องวัดปริมาณคลอรีนอิสระ รุ่น HI701 , เครื่องวัดปริมาณโครเมี่ยม ช่วงสูง รุ่น HI723 , เครื่องวัดสีในน้ำตัวอย่าง HI727 , น้ำยามาตรฐานสอบเทียบ , เครื่องวัดปริมาณฟอสฟอรัส ช่วงสูง รุ่น HI706 , เครื่องวัดปริมาณซิลิกา ช่วงต่ำ ในตัวอย่างน้ำ รุ่น HI705 , เครื่องวัดปริมาณคลอรีนรวม รุ่น HI711 | <a class="woocommerce-LoopProduct-link woocommerce-loop-product__link" href="https://www.hannathailand.com/product/hi708-checker-hc-nitrite-hr/">เครื่องวัดปริมาณไนไตรท์ ช่วงสูง ในตัวอย่างน้ำ รุ่น HI708</a> , <a class="woocommerce-LoopProduct-link woocommerce-loop-product__link" href="https://www.hannathailand.com/product/hi701-checker-hc-free-chlorine/">เครื่องวัดปริมาณคลอรีนอิสระ รุ่น HI701</a> , <a class="woocommerce-LoopProduct-link woocommerce-loop-product__link" href="https://www.hannathailand.com/product/hi723-checker-hc-chromium-vi-hr/">เครื่องวัดปริมาณโครเมี่ยม ช่วงสูง รุ่น HI723</a> , <a class="woocommerce-LoopProduct-link woocommerce-loop-product__link" href="https://www.hannathailand.com/product/hi727-checker-hc-color-of-water/">เครื่องวัดสีในน้ำตัวอย่าง HI727</a> , <a class="woocommerce-LoopProduct-link woocommerce-loop-product__link" href="https://www.hannathailand.com/product/hi9828-25/">น้ำยามาตรฐานสอบเทียบ</a> , <a class="woocommerce-LoopProduct-link woocommerce-loop-product__link" href="https://www.hannathailand.com/product/hi706-checker-hc-phosphorous-hr/">เครื่องวัดปริมาณฟอสฟอรัส ช่วงสูง รุ่น HI706</a> , <a class="woocommerce-LoopProduct-link woocommerce-loop-product__link" href="https://www.hannathailand.com/product/hi705-checker-hc-silica-lr/">เครื่องวัดปริมาณซิลิกา ช่วงต่ำ ในตัวอย่างน้ำ รุ่น HI705</a> , <a class="woocommerce-LoopProduct-link woocommerce-loop-product__link" href="https://www.hannathailand.com/product/hi711-checker-hc-total-chlorine/">เครื่องวัดปริมาณคลอรีนรวม รุ่น HI711</a> | https://www.hannathailand.com/wp-content/uploads/2022/06/miniphotometerfurnitrithoch2420_11-600x600.jpg , https://www.hannathailand.com/wp-content/uploads/2021/11/hi701-500x500.jpg , https://www.hannathailand.com/wp-content/uploads/2022/06/miniphotometerfurchromvihoch839_11-600x600.jpg , https://www.hannathailand.com/wp-content/uploads/2022/06/miniphotometerfurfarbe843_11-600x600.jpg , https://www.hannathailand.com/wp-content/uploads/2021/07/8-500x500.jpg , https://www.hannathailand.com/wp-content/uploads/2022/06/hi706_400-600x600.jpg , https://www.hannathailand.com/wp-content/uploads/2022/06/hi705400-600x600.jpg , https://www.hannathailand.com/wp-content/uploads/2022/06/hi711_lg-600x600.jpg
4 | HI7072 Electrolyte Solution, 1M KNO³, 4 x 30 ml | สินค้าทั้งหมด , เครื่องวัดปริมาณไอออนแบบเฉพาะเจาะจง , สารละลาย | https://www.hannathailand.com/product-category/ise-meter/ion-solution/ | https://www.hannathailand.com/product/hi7072-electrolyte-solution-1m-kno%c2%b3-4-x-30-ml/ | HI7072 | 3,745.00 |  | <div aria-labelledby="tab-title-additional_information" class="woocommerce-Tabs-panel woocommerce-Tabs-panel--additional_information panel entry-content" id="tab-additional_information" role="tabpanel"> </div> | The electrolyte level in refillable electrodes should be checked before performing any measurements. If the level is low, refill with the proper electrolyte solution to ensure the correct electrode performance. This simple maintenance helps guarantee the efficiency and precision of your refillable electrodes. | <div aria-labelledby="tab-title-description" class="woocommerce-Tabs-panel woocommerce-Tabs-panel--description panel entry-content active" id="tab-description" role="tabpanel"> <p>The electrolyte level in refillable electrodes should be checked before performing any measurements. If the level is low, refill with the proper electrolyte solution to ensure the correct electrode performance. This simple maintenance helps guarantee the efficiency and precision of your refillable electrodes.</p> </div> | The electrolyte level in refillable electrodes should be checked before performing any measurements. If the level is low, refill with the proper electrolyte solution to ensure the correct electrode performance. This simple maintenance helps guarantee the efficiency and precision of your refillable electrodes. | <div class="product-short-description"> <p>The electrolyte level in refillable electrodes should be checked before performing any measurements. If the level is low, refill with the proper electrolyte solution to ensure the correct electrode performance. This simple maintenance helps guarantee the efficiency and precision of your refillable electrodes.</p> </div> | https://www.hannathailand.com/wp-content/uploads/2022/06/solutionelectrolytekno31m4x30ml780_11.jpg | เครื่องวัดปริมาณไนไตรท์ ช่วงต่ำ รุ่น HI707 , เครื่องวัดปริมาณฟลูออไรด์ ช่วงต่ำ รุ่น HI729 , เซ็นเซอร์วัดออกซิเจนในน้ำสำหรับ HI9829 มัลติพารามิเตอร์ , เครื่องวัดปริมาณฟอสเฟต ช่วงสูง รุ่น HI717 , น้ำยามาตรฐานสอบเทียบ ค่ามาตรฐานความเค็ม , น้ำยามาตรฐานสอบเทียบ ค่ามาตรฐานความเค็ม , เครื่องวัดปริมาณโครเมี่ยม ช่วงสูง รุ่น HI723 , เครื่องวัดปริมาณโบรมีน ในตัวอย่างน้ำ รุ่น HI716 | <a class="woocommerce-LoopProduct-link woocommerce-loop-product__link" href="https://www.hannathailand.com/product/hi707-checker-hc-nitrite-lr/">เครื่องวัดปริมาณไนไตรท์ ช่วงต่ำ รุ่น HI707</a> , <a class="woocommerce-LoopProduct-link woocommerce-loop-product__link" href="https://www.hannathailand.com/product/hi729-checker-hc-fluoride-lr/">เครื่องวัดปริมาณฟลูออไรด์ ช่วงต่ำ รุ่น HI729</a> , <a class="woocommerce-LoopProduct-link woocommerce-loop-product__link" href="https://www.hannathailand.com/product/hi7609829-2/">เซ็นเซอร์วัดออกซิเจนในน้ำสำหรับ HI9829 มัลติพารามิเตอร์</a> , <a class="woocommerce-LoopProduct-link woocommerce-loop-product__link" href="https://www.hannathailand.com/product/hi717-checker-hc-phosphate-hr/">เครื่องวัดปริมาณฟอสเฟต ช่วงสูง รุ่น HI717</a> , <a class="woocommerce-LoopProduct-link woocommerce-loop-product__link" href="https://www.hannathailand.com/product/hi7080l/">น้ำยามาตรฐานสอบเทียบ ค่ามาตรฐานความเค็ม</a> , <a class="woocommerce-LoopProduct-link woocommerce-loop-product__link" href="https://www.hannathailand.com/product/hi7083l/">น้ำยามาตรฐานสอบเทียบ ค่ามาตรฐานความเค็ม</a> , <a class="woocommerce-LoopProduct-link woocommerce-loop-product__link" href="https://www.hannathailand.com/product/hi723-checker-hc-chromium-vi-hr/">เครื่องวัดปริมาณโครเมี่ยม ช่วงสูง รุ่น HI723</a> , <a class="woocommerce-LoopProduct-link woocommerce-loop-product__link" href="https://www.hannathailand.com/product/hi716-checker-hc-bromine/">เครื่องวัดปริมาณโบรมีน ในตัวอย่างน้ำ รุ่น HI716</a> | https://www.hannathailand.com/wp-content/uploads/2022/06/hi707400-600x600.jpg , https://www.hannathailand.com/wp-content/uploads/2022/06/miniphotometerfurfluoridniedrig844_11-600x600.jpg , https://www.hannathailand.com/wp-content/uploads/2021/07/5-500x500.jpg , https://www.hannathailand.com/wp-content/uploads/2022/06/miniphotometerfurphosphathoch827_11-600x600.jpg , https://www.hannathailand.com/wp-content/uploads/2021/07/11-500x500.jpg , https://www.hannathailand.com/wp-content/uploads/2021/07/10-500x500.jpg , https://www.hannathailand.com/wp-content/uploads/2022/06/miniphotometerfurchromvihoch839_11-600x600.jpg , https://www.hannathailand.com/wp-content/uploads/2022/06/miniphotometerfurfreiesgesamtchlor704_11-600x600.jpg
5 | HI7073L – Proteins – 500ml | สารละลาย , สินค้าทั้งหมด , เครื่องวัดความเป็นกรด-ด่าง/โออาร์พี | https://www.hannathailand.com/product-category/ph-meter/ | https://www.hannathailand.com/product/hi7073l-proteins-500ml/ | HI7073L | 1,658.50 |  | <div aria-labelledby="tab-title-additional_information" class="woocommerce-Tabs-panel woocommerce-Tabs-panel--additional_information panel entry-content" id="tab-additional_information" role="tabpanel"> </div> | Clean the liquid junction of your electrodes once a day or at least once a week to prevent clogging and to maintain accuracy. Immerse the electrode in the proper cleaning solution for about 5 minutes. HANNA® offers a wide range of cleaning solutions, for general purpose and specific applications, to eliminate all kind of dirt or deposit from the electrode, and thus ensure correct measurements. | <div aria-labelledby="tab-title-description" class="woocommerce-Tabs-panel woocommerce-Tabs-panel--description panel entry-content active" id="tab-description" role="tabpanel"> <p>Clean the liquid junction of your electrodes once a day or at least once a week to prevent clogging and to maintain accuracy. Immerse the electrode in the proper cleaning solution for about 5 minutes.</p> <p><span class="hanna">HANNA®</span> offers a wide range of cleaning solutions, for general purpose and specific applications, to eliminate all kind of dirt or deposit from the electrode, and thus ensure correct measurements.</p> </div> | Cleaning solution for electrodes, Application: proteins, 500 ml bottle | <div class="product-short-description"> <p>Cleaning solution for electrodes, Application: proteins, 500 ml bottle</p> </div> | https://www.hannathailand.com/wp-content/uploads/2022/06/hi7073l_lg.jpg | เซ็นเซอร์วัดออกซิเจนในน้ำสำหรับ HI9829 มัลติพารามิเตอร์ , เครื่องวัดปริมาณไอโอดีน รุ่น HI718 , เครื่องวัดปริมาณฟอสเฟต ช่วงสูง รุ่น HI717 , เครื่องวัดคลอรีน , เครื่องวัดปริมาณฟอสฟอรัส ช่วงสูง รุ่น HI706 , เครื่องวัดปริมาณโครเมี่ยม ช่วงสูง รุ่น HI723 , เครื่องวัดปริมาณแอมโมเนีย ช่วงต่ำ รุ่น HI700 , เครื่องวัดปริมาณซิลิกา ช่วงต่ำ ในตัวอย่างน้ำ รุ่น HI705 | <a class="woocommerce-LoopProduct-link woocommerce-loop-product__link" href="https://www.hannathailand.com/product/hi7609829-2/">เซ็นเซอร์วัดออกซิเจนในน้ำสำหรับ HI9829 มัลติพารามิเตอร์</a> , <a class="woocommerce-LoopProduct-link woocommerce-loop-product__link" href="https://www.hannathailand.com/product/hi718-checker-hc-iodine/">เครื่องวัดปริมาณไอโอดีน รุ่น HI718</a> , <a class="woocommerce-LoopProduct-link woocommerce-loop-product__link" href="https://www.hannathailand.com/product/hi717-checker-hc-phosphate-hr/">เครื่องวัดปริมาณฟอสเฟต ช่วงสูง รุ่น HI717</a> , <a class="woocommerce-LoopProduct-link woocommerce-loop-product__link" href="https://www.hannathailand.com/product/free-chlorine/">เครื่องวัดคลอรีน</a> , <a class="woocommerce-LoopProduct-link woocommerce-loop-product__link" href="https://www.hannathailand.com/product/hi706-checker-hc-phosphorous-hr/">เครื่องวัดปริมาณฟอสฟอรัส ช่วงสูง รุ่น HI706</a> , <a class="woocommerce-LoopProduct-link woocommerce-loop-product__link" href="https://www.hannathailand.com/product/hi723-checker-hc-chromium-vi-hr/">เครื่องวัดปริมาณโครเมี่ยม ช่วงสูง รุ่น HI723</a> , <a class="woocommerce-LoopProduct-link woocommerce-loop-product__link" href="https://www.hannathailand.com/product/hi700-checker-hc-ammonia-lr/">เครื่องวัดปริมาณแอมโมเนีย ช่วงต่ำ รุ่น HI700</a> , <a class="woocommerce-LoopProduct-link woocommerce-loop-product__link" href="https://www.hannathailand.com/product/hi705-checker-hc-silica-lr/">เครื่องวัดปริมาณซิลิกา ช่วงต่ำ ในตัวอย่างน้ำ รุ่น HI705</a> | https://www.hannathailand.com/wp-content/uploads/2021/07/5-500x500.jpg , https://www.hannathailand.com/wp-content/uploads/2022/06/miniphotometerfuriod829_11-600x600.jpg , https://www.hannathailand.com/wp-content/uploads/2022/06/miniphotometerfurphosphathoch827_11-600x600.jpg , https://www.hannathailand.com/wp-content/uploads/2021/07/1-500x500.jpg , https://www.hannathailand.com/wp-content/uploads/2022/06/hi706_400-600x600.jpg , https://www.hannathailand.com/wp-content/uploads/2022/06/miniphotometerfurchromvihoch839_11-600x600.jpg , https://www.hannathailand.com/wp-content/uploads/2022/06/hi700_400pxl-600x600.jpg , https://www.hannathailand.com/wp-content/uploads/2022/06/hi705400-600x600.jpg
6 | HI7074L – RfE – Anorganische Substanzen – 500ml | สารละลาย , สินค้าทั้งหมด , เครื่องวัดความเป็นกรด-ด่าง/โออาร์พี | https://www.hannathailand.com/product-category/ph-meter/ | https://www.hannathailand.com/product/hi7074l-rfe-anorganische-substanzen-500ml/ | HI7074L | 1,658.50 |  | <div aria-labelledby="tab-title-additional_information" class="woocommerce-Tabs-panel woocommerce-Tabs-panel--additional_information panel entry-content" id="tab-additional_information" role="tabpanel"> </div> | Reinigungslösung für Elektroden, Anwendung: anorganische Substanzen, 500 ml Flasche | <div aria-labelledby="tab-title-description" class="woocommerce-Tabs-panel woocommerce-Tabs-panel--description panel entry-content active" id="tab-description" role="tabpanel"> <p>Reinigungslösung für Elektroden, Anwendung: anorganische Substanzen, 500 ml Flasche</p> </div> | Reinigungslösung für Elektroden, Anwendung: anorganische Substanzen, 500 ml Flasche | <div class="product-short-description"> <p>Reinigungslösung für Elektroden, Anwendung: anorganische Substanzen, 500 ml Flasche</p> </div> | https://www.hannathailand.com/wp-content/uploads/2022/06/imghi_7074l_lg.jpg | เครื่องวัดค่าเหล็ก รุ่น HI721 , น้ำยามาตรฐานสอบเทียบ , เครื่องวัดสีในน้ำตัวอย่าง HI727 , เครื่องวัดปริมาณซิลิกา ช่วงต่ำ ในตัวอย่างน้ำ รุ่น HI705 , เครื่องวัดปริมาณโบรมีน ในตัวอย่างน้ำ รุ่น HI716 , เครื่องวัดปริมาณแอมโมเนีย ช่วงต่ำ รุ่น HI700 , เครื่องวัดปริมาณฟอสเฟต ช่วงต่ำ รุ่น HI713 , เครื่องวัดปริมาณคลอรีนรวม รุ่น HI711 | <a class="woocommerce-LoopProduct-link woocommerce-loop-product__link" href="https://www.hannathailand.com/product/hi721-checker-hc-iron/">เครื่องวัดค่าเหล็ก รุ่น HI721</a> , <a class="woocommerce-LoopProduct-link woocommerce-loop-product__link" href="https://www.hannathailand.com/product/hi9828-25/">น้ำยามาตรฐานสอบเทียบ</a> , <a class="woocommerce-LoopProduct-link woocommerce-loop-product__link" href="https://www.hannathailand.com/product/hi727-checker-hc-color-of-water/">เครื่องวัดสีในน้ำตัวอย่าง HI727</a> , <a class="woocommerce-LoopProduct-link woocommerce-loop-product__link" href="https://www.hannathailand.com/product/hi705-checker-hc-silica-lr/">เครื่องวัดปริมาณซิลิกา ช่วงต่ำ ในตัวอย่างน้ำ รุ่น HI705</a> , <a class="woocommerce-LoopProduct-link woocommerce-loop-product__link" href="https://www.hannathailand.com/product/hi716-checker-hc-bromine/">เครื่องวัดปริมาณโบรมีน ในตัวอย่างน้ำ รุ่น HI716</a> , <a class="woocommerce-LoopProduct-link woocommerce-loop-product__link" href="https://www.hannathailand.com/product/hi700-checker-hc-ammonia-lr/">เครื่องวัดปริมาณแอมโมเนีย ช่วงต่ำ รุ่น HI700</a> , <a class="woocommerce-LoopProduct-link woocommerce-loop-product__link" href="https://www.hannathailand.com/product/hi713-checker-hc-phosphate-lr/">เครื่องวัดปริมาณฟอสเฟต ช่วงต่ำ รุ่น HI713</a> , <a class="woocommerce-LoopProduct-link woocommerce-loop-product__link" href="https://www.hannathailand.com/product/hi711-checker-hc-total-chlorine/">เครื่องวัดปริมาณคลอรีนรวม รุ่น HI711</a> | https://www.hannathailand.com/wp-content/uploads/2022/06/miniphotometerfureisen832_11-600x600.jpg , https://www.hannathailand.com/wp-content/uploads/2021/07/8-500x500.jpg , https://www.hannathailand.com/wp-content/uploads/2022/06/miniphotometerfurfarbe843_11-600x600.jpg , https://www.hannathailand.com/wp-content/uploads/2022/06/hi705400-600x600.jpg , https://www.hannathailand.com/wp-content/uploads/2022/06/miniphotometerfurfreiesgesamtchlor704_11-600x600.jpg , https://www.hannathailand.com/wp-content/uploads/2022/06/hi700_400pxl-600x600.jpg , https://www.hannathailand.com/wp-content/uploads/2022/06/hi713_lg51caffcdce23e-600x600.jpg , https://www.hannathailand.com/wp-content/uploads/2022/06/hi711_lg-600x600.jpg
7 | HI7075 Electrode filling solution 1.7M KNO3 + 0.7M KCl, 4 x 30 ml | สารละลาย , สินค้าทั้งหมด , เครื่องวัดปริมาณไอออนแบบเฉพาะเจาะจง | https://www.hannathailand.com/product-category/ise-meter/ | https://www.hannathailand.com/product/hi7075-electrode-filling-solution-1-7m-kno3-0-7m-kcl-4-x-30-ml/ | HI7075 | 2,461.00 |  | <div aria-labelledby="tab-title-additional_information" class="woocommerce-Tabs-panel woocommerce-Tabs-panel--additional_information panel entry-content" id="tab-additional_information" role="tabpanel"> </div> | Electrode filling solution | <div aria-labelledby="tab-title-description" class="woocommerce-Tabs-panel woocommerce-Tabs-panel--description panel entry-content active" id="tab-description" role="tabpanel"> <p>Electrode filling solution</p> </div> | Electrode filling solution (4×30 ml) | <div class="product-short-description"> <p>Electrode filling solution (4×30 ml)</p> </div> | https://www.hannathailand.com/wp-content/uploads/2022/06/solutionelectrolyteaveckno3etkcl4x30ml784_11.jpg | เครื่องวัดปริมาณฟอสเฟต ช่วงสูง รุ่น HI717 , สารละลายมาตรฐานความขุ่น 20 NTU , เซ็นเซอร์วัดออกซิเจนในน้ำสำหรับ HI9829 มัลติพารามิเตอร์ , เครื่องวัดปริมาณแอมโมเนีย ช่วงสูง รุ่น HI733 , เครื่องวัดปริมาณไนไตรท์ ช่วงต่ำ รุ่น HI707 , เครื่องวัดปริมาณนิกเกิล ช่วงสูง รุ่น HI726 , เครื่องวัดคลอรีน , เครื่องวัดปริมาณฟอสเฟต ช่วงต่ำ รุ่น HI713 | <a class="woocommerce-LoopProduct-link woocommerce-loop-product__link" href="https://www.hannathailand.com/product/hi717-checker-hc-phosphate-hr/">เครื่องวัดปริมาณฟอสเฟต ช่วงสูง รุ่น HI717</a> , <a class="woocommerce-LoopProduct-link woocommerce-loop-product__link" href="https://www.hannathailand.com/product/hi93102-20/">สารละลายมาตรฐานความขุ่น 20 NTU</a> , <a class="woocommerce-LoopProduct-link woocommerce-loop-product__link" href="https://www.hannathailand.com/product/hi7609829-2/">เซ็นเซอร์วัดออกซิเจนในน้ำสำหรับ HI9829 มัลติพารามิเตอร์</a> , <a class="woocommerce-LoopProduct-link woocommerce-loop-product__link" href="https://www.hannathailand.com/product/hi733-checker-hc-ammonia-hr/">เครื่องวัดปริมาณแอมโมเนีย ช่วงสูง รุ่น HI733</a> , <a class="woocommerce-LoopProduct-link woocommerce-loop-product__link" href="https://www.hannathailand.com/product/hi707-checker-hc-nitrite-lr/">เครื่องวัดปริมาณไนไตรท์ ช่วงต่ำ รุ่น HI707</a> , <a class="woocommerce-LoopProduct-link woocommerce-loop-product__link" href="https://www.hannathailand.com/product/hi726-checker-hc-nickel-hr/">เครื่องวัดปริมาณนิกเกิล ช่วงสูง รุ่น HI726</a> , <a class="woocommerce-LoopProduct-link woocommerce-loop-product__link" href="https://www.hannathailand.com/product/free-chlorine/">เครื่องวัดคลอรีน</a> , <a class="woocommerce-LoopProduct-link woocommerce-loop-product__link" href="https://www.hannathailand.com/product/hi713-checker-hc-phosphate-lr/">เครื่องวัดปริมาณฟอสเฟต ช่วงต่ำ รุ่น HI713</a> | https://www.hannathailand.com/wp-content/uploads/2022/06/miniphotometerfurphosphathoch827_11-600x600.jpg , https://www.hannathailand.com/wp-content/uploads/2021/07/9-500x500.jpg , https://www.hannathailand.com/wp-content/uploads/2021/07/5-500x500.jpg , https://www.hannathailand.com/wp-content/uploads/2022/06/miniphotometerfurammoniumhoch2418_11-600x600.jpg , https://www.hannathailand.com/wp-content/uploads/2022/06/hi707400-600x600.jpg , https://www.hannathailand.com/wp-content/uploads/2022/06/miniphotometerfurnickelhoch841_11-600x600.jpg , https://www.hannathailand.com/wp-content/uploads/2021/07/1-500x500.jpg , https://www.hannathailand.com/wp-content/uploads/2022/06/hi713_lg51caffcdce23e-600x600.jpg
8 | HI7077L – Oil and Fats – 500ml | สารละลาย , สินค้าทั้งหมด , เครื่องวัดความเป็นกรด-ด่าง/โออาร์พี | https://www.hannathailand.com/product-category/ph-meter/ | https://www.hannathailand.com/product/hi7077l-oil-and-fats-500ml/ | HI7077L | 1,658.50 |  | <div aria-labelledby="tab-title-additional_information" class="woocommerce-Tabs-panel woocommerce-Tabs-panel--additional_information panel entry-content" id="tab-additional_information" role="tabpanel"> </div> | Clean the liquid junction of your electrodes once a day or at least once a week to prevent clogging and to maintain accuracy. Immerse the electrode in the proper cleaning solution for about 5 minutes. HANNA® offers a wide range of cleaning solutions, for general purpose and specific applications, to eliminate all kind of dirt or deposit from the electrode, and thus ensure correct measurements. | <div aria-labelledby="tab-title-description" class="woocommerce-Tabs-panel woocommerce-Tabs-panel--description panel entry-content active" id="tab-description" role="tabpanel"> <p>Clean the liquid junction of your electrodes once a day or at least once a week to prevent clogging and to maintain accuracy. Immerse the electrode in the proper cleaning solution for about 5 minutes.</p> <p><span class="hanna">HANNA®</span> offers a wide range of cleaning solutions, for general purpose and specific applications, to eliminate all kind of dirt or deposit from the electrode, and thus ensure correct measurements.</p> </div> | Cleaning solution for electrodes, Application: fats and oils, 500 ml bottle | <div class="product-short-description"> <p>Cleaning solution for electrodes, Application: fats and oils, 500 ml bottle</p> </div> | https://www.hannathailand.com/wp-content/uploads/2022/06/hi7077l.jpg | เซ็นเซอร์วัดออกซิเจนในน้ำสำหรับ HI9829 มัลติพารามิเตอร์ , เครื่องวัดปริมาณไนไตรท์ ช่วงต่ำ รุ่น HI707 , เครื่องวัดสีในน้ำตัวอย่าง HI727 , เครื่องวัดปริมาณซิลิกา ช่วงต่ำ ในตัวอย่างน้ำ รุ่น HI705 , ซัลไฟด์สารต้านอนุมูลอิสระบัฟเฟอร์ , เครื่องวัดปริมาณฟลูออไรด์ ช่วงต่ำ รุ่น HI729 , เครื่องวัดปริมาณฟอสเฟต ช่วงต่ำ รุ่น HI713 , เครื่องวัดปริมาณนิกเกิล ช่วงสูง รุ่น HI726 | <a class="woocommerce-LoopProduct-link woocommerce-loop-product__link" href="https://www.hannathailand.com/product/hi7609829-2/">เซ็นเซอร์วัดออกซิเจนในน้ำสำหรับ HI9829 มัลติพารามิเตอร์</a> , <a class="woocommerce-LoopProduct-link woocommerce-loop-product__link" href="https://www.hannathailand.com/product/hi707-checker-hc-nitrite-lr/">เครื่องวัดปริมาณไนไตรท์ ช่วงต่ำ รุ่น HI707</a> , <a class="woocommerce-LoopProduct-link woocommerce-loop-product__link" href="https://www.hannathailand.com/product/hi727-checker-hc-color-of-water/">เครื่องวัดสีในน้ำตัวอย่าง HI727</a> , <a class="woocommerce-LoopProduct-link woocommerce-loop-product__link" href="https://www.hannathailand.com/product/hi705-checker-hc-silica-lr/">เครื่องวัดปริมาณซิลิกา ช่วงต่ำ ในตัวอย่างน้ำ รุ่น HI705</a> , <a class="woocommerce-LoopProduct-link woocommerce-loop-product__link" href="https://www.hannathailand.com/product/hi4015-00/">ซัลไฟด์สารต้านอนุมูลอิสระบัฟเฟอร์</a> , <a class="woocommerce-LoopProduct-link woocommerce-loop-product__link" href="https://www.hannathailand.com/product/hi729-checker-hc-fluoride-lr/">เครื่องวัดปริมาณฟลูออไรด์ ช่วงต่ำ รุ่น HI729</a> , <a class="woocommerce-LoopProduct-link woocommerce-loop-product__link" href="https://www.hannathailand.com/product/hi713-checker-hc-phosphate-lr/">เครื่องวัดปริมาณฟอสเฟต ช่วงต่ำ รุ่น HI713</a> , <a class="woocommerce-LoopProduct-link woocommerce-loop-product__link" href="https://www.hannathailand.com/product/hi726-checker-hc-nickel-hr/">เครื่องวัดปริมาณนิกเกิล ช่วงสูง รุ่น HI726</a> | https://www.hannathailand.com/wp-content/uploads/2021/07/5-500x500.jpg , https://www.hannathailand.com/wp-content/uploads/2022/06/hi707400-600x600.jpg , https://www.hannathailand.com/wp-content/uploads/2022/06/miniphotometerfurfarbe843_11-600x600.jpg , https://www.hannathailand.com/wp-content/uploads/2022/06/hi705400-600x600.jpg , https://www.hannathailand.com/wp-content/uploads/2021/07/7-500x500.jpg , https://www.hannathailand.com/wp-content/uploads/2022/06/miniphotometerfurfluoridniedrig844_11-600x600.jpg , https://www.hannathailand.com/wp-content/uploads/2022/06/hi713_lg51caffcdce23e-600x600.jpg , https://www.hannathailand.com/wp-content/uploads/2022/06/miniphotometerfurnickelhoch841_11-600x600.jpg
9 | HI7078 Electrolyte solution 4 x 30 ml | สารละลาย , สินค้าทั้งหมด , เครื่องวัดปริมาณไอออนแบบเฉพาะเจาะจง | https://www.hannathailand.com/product-category/ise-meter/ | https://www.hannathailand.com/product/hi7078-electrolyte-solution-4-x-30-ml/ | HI7078 | 1,605.00 |  | <div aria-labelledby="tab-title-additional_information" class="woocommerce-Tabs-panel woocommerce-Tabs-panel--additional_information panel entry-content" id="tab-additional_information" role="tabpanel"> </div> | 0.5M (NH4)2SO4 Electrolyte solution for Electrodes (4×30 ml) | <div aria-labelledby="tab-title-description" class="woocommerce-Tabs-panel woocommerce-Tabs-panel--description panel entry-content active" id="tab-description" role="tabpanel"> <p>0.5M (NH<sub>4</sub>)<sub>2</sub>SO<sub>4</sub> E<span class="hps">lectrolyte solution for</span> E<span class="hps atn">lectrodes </span>(4×30 ml)</p> </div> | 0.5M (NH4)2SO4 Electrolyte solution for Electrodes (4×30 ml) | <div class="product-short-description"> <p>0.5M (NH4)2SO4 Electrolyte solution for Electrodes (4×30 ml)</p> </div> | https://www.hannathailand.com/wp-content/uploads/2022/06/solutionelectrolytenh42so44x30ml788_11.jpg | เครื่องวัดปริมาณไนไตรท์ ช่วงต่ำ รุ่น HI707 , เครื่องวัดปริมาณซิลิกา ช่วงต่ำ ในตัวอย่างน้ำ รุ่น HI705 , เครื่องวัดปริมาณคลอรีนอิสระ รุ่น HI701 , เครื่องวัดสีในน้ำตัวอย่าง HI727 , น้ำยามาตรฐานสอบเทียบ ค่ามาตรฐานความเค็ม , เครื่องวัดปริมาณไอโอดีน รุ่น HI718 , เครื่องควบคุมค่าความนำไฟฟ้า , เครื่องวัดปริมาณฟอสฟอรัส ช่วงต่ำมาก รุ่น HI736 | <a class="woocommerce-LoopProduct-link woocommerce-loop-product__link" href="https://www.hannathailand.com/product/hi707-checker-hc-nitrite-lr/">เครื่องวัดปริมาณไนไตรท์ ช่วงต่ำ รุ่น HI707</a> , <a class="woocommerce-LoopProduct-link woocommerce-loop-product__link" href="https://www.hannathailand.com/product/hi705-checker-hc-silica-lr/">เครื่องวัดปริมาณซิลิกา ช่วงต่ำ ในตัวอย่างน้ำ รุ่น HI705</a> , <a class="woocommerce-LoopProduct-link woocommerce-loop-product__link" href="https://www.hannathailand.com/product/hi701-checker-hc-free-chlorine/">เครื่องวัดปริมาณคลอรีนอิสระ รุ่น HI701</a> , <a class="woocommerce-LoopProduct-link woocommerce-loop-product__link" href="https://www.hannathailand.com/product/hi727-checker-hc-color-of-water/">เครื่องวัดสีในน้ำตัวอย่าง HI727</a> , <a class="woocommerce-LoopProduct-link woocommerce-loop-product__link" href="https://www.hannathailand.com/product/hi7083l/">น้ำยามาตรฐานสอบเทียบ ค่ามาตรฐานความเค็ม</a> , <a class="woocommerce-LoopProduct-link woocommerce-loop-product__link" href="https://www.hannathailand.com/product/hi718-checker-hc-iodine/">เครื่องวัดปริมาณไอโอดีน รุ่น HI718</a> , <a class="woocommerce-LoopProduct-link woocommerce-loop-product__link" href="https://www.hannathailand.com/product/hi8931cn/">เครื่องควบคุมค่าความนำไฟฟ้า</a> , <a class="woocommerce-LoopProduct-link woocommerce-loop-product__link" href="https://www.hannathailand.com/product/phosphorous-marine/">เครื่องวัดปริมาณฟอสฟอรัส ช่วงต่ำมาก รุ่น HI736</a> | https://www.hannathailand.com/wp-content/uploads/2022/06/hi707400-600x600.jpg , https://www.hannathailand.com/wp-content/uploads/2022/06/hi705400-600x600.jpg , https://www.hannathailand.com/wp-content/uploads/2021/11/hi701-500x500.jpg , https://www.hannathailand.com/wp-content/uploads/2022/06/miniphotometerfurfarbe843_11-600x600.jpg , https://www.hannathailand.com/wp-content/uploads/2021/07/10-500x500.jpg , https://www.hannathailand.com/wp-content/uploads/2022/06/miniphotometerfuriod829_11-600x600.jpg , https://www.hannathailand.com/wp-content/uploads/2021/07/2-500x500.jpg , https://www.hannathailand.com/wp-content/uploads/2021/12/HI736-600x600.jpg
10 | สารละลายอิเล็กโทรไลต์สำหรับเติมหัววัดค่ากรด-ด่าง (HI7082) | สารละลาย , สินค้าทั้งหมด , เครื่องวัดความเป็นกรด-ด่าง/โออาร์พี | https://www.hannathailand.com/product-category/ph-meter/ | https://www.hannathailand.com/product/hi7082-electrolyte-solution-3-5m-kcl-4-x-30-ml/ | HI7082 | 3,745.00 | น้ำหนัก 0.2 กก. | <div aria-labelledby="tab-title-additional_information" class="woocommerce-Tabs-panel woocommerce-Tabs-panel--additional_information panel entry-content" id="tab-additional_information" role="tabpanel"> <table class="woocommerce-product-attributes shop_attributes"> <tr class="woocommerce-product-attributes-item woocommerce-product-attributes-item--weight"> <th class="woocommerce-product-attributes-item__label">น้ำหนัก</th> <td class="woocommerce-product-attributes-item__value">0.2 กก.</td> </tr> </table> </div> | HI7082 is a pH and ORP electrode fill solution that contains 3.5M KCl, which is specifically produced for double junction electrodes. The electrolyte level in refillable electrodes should be checked before performing any measurements. If the level is low, refill with the proper electrolyte solution to ensure optimum performance. This simple maintenance helps guarantee adequate head pressure to promote the flow of reference electrolyte into the sample being measured. Fill solution for double junction pH & ORP electrodes Convenient 30 mL bottles Clearly marked bottle with expiration date and lot number HI7082 is a 3.5M potassium chloride solution designed to refill the electrolyte solution of double junction electrodes. Double junction electrodes contain two chambers for electrolyte. An inner chamber that has the Ag/AgCl reference wire with a fill solution KCl + AgCl fill solution and an outer chamber that has a KCl fill solution. Using the KCl in the outer chamber provides for a silver free solution. This is important since silver can precipitate very easily in the presence of heavy metals and a biological buffer call Tris. This precipitate can clog the outer reference junction resulting in instability and a long response time. Hanna’s electrolyte fill solutions are made using high quality reagent-grade chemicals and are manufactured to the highest standards of precision and accuracy. Size : 30 ml *4 bottle | <div aria-labelledby="tab-title-description" class="woocommerce-Tabs-panel woocommerce-Tabs-panel--description panel entry-content active" id="tab-description" role="tabpanel"> <p>HI7082 is a pH and ORP electrode fill solution that contains 3.5M KCl, which is specifically produced for double junction electrodes. The electrolyte level in refillable electrodes should be checked before performing any measurements. If the level is low, refill with the proper electrolyte solution to ensure optimum performance. This simple maintenance helps guarantee adequate head pressure to promote the flow of reference electrolyte into the sample being measured.</p> <ul> <li>Fill solution for double junction pH &amp; ORP electrodes</li> <li>Convenient 30 mL bottles</li> <li>Clearly marked bottle with expiration date and lot number</li> </ul> <p>HI7082 is a 3.5M potassium chloride solution designed to refill the electrolyte solution of double junction electrodes. Double junction electrodes contain two chambers for electrolyte. An inner chamber that has the Ag/AgCl reference wire with a fill solution KCl + AgCl fill solution and an outer chamber that has a KCl fill solution. Using the KCl in the outer chamber provides for a silver free solution. This is important since silver can precipitate very easily in the presence of heavy metals and a biological buffer call Tris. This precipitate can clog the outer reference junction resulting in instability and a long response time.</p> <p>Hanna’s electrolyte fill solutions are made using high quality reagent-grade chemicals and are manufactured to the highest standards of precision and accuracy.</p> <p>Size : 30 ml *4 bottle<br/> <img alt="" class="size-full wp-image-9454 aligncenter" decoding="async" height="415" loading="lazy" src="https://www.hannathailand.com/wp-content/uploads/2021/12/electrode_fill_solutions_comparison.png" width="500"/></p> </div> | 3.5M KCl electrolyte solution for electrodes with double reference lead (4×30 ml) | <div class="product-short-description"> <p>3.5M KCl electrolyte solution for electrodes with double reference lead (4×30 ml)</p> </div> | https://www.hannathailand.com/wp-content/uploads/2021/12/hi7082.jpg | เครื่องวัดสีในน้ำตัวอย่าง HI727 , เครื่องวัดปริมาณไนไตรท์ ช่วงต่ำ รุ่น HI707 , เครื่องวัดค่าเหล็ก รุ่น HI721 , ซัลไฟด์สารต้านอนุมูลอิสระบัฟเฟอร์ , เครื่องวัดคลอรีน , เครื่องวัดปริมาณไนไตรท์ ช่วงสูง ในตัวอย่างน้ำ รุ่น HI708 , เครื่องวัดปริมาณคลอรีนอิสระ รุ่น HI701 , เครื่องวัดปริมาณซิลิกา ช่วงต่ำ ในตัวอย่างน้ำ รุ่น HI705 | <a class="woocommerce-LoopProduct-link woocommerce-loop-product__link" href="https://www.hannathailand.com/product/hi727-checker-hc-color-of-water/">เครื่องวัดสีในน้ำตัวอย่าง HI727</a> , <a class="woocommerce-LoopProduct-link woocommerce-loop-product__link" href="https://www.hannathailand.com/product/hi707-checker-hc-nitrite-lr/">เครื่องวัดปริมาณไนไตรท์ ช่วงต่ำ รุ่น HI707</a> , <a class="woocommerce-LoopProduct-link woocommerce-loop-product__link" href="https://www.hannathailand.com/product/hi721-checker-hc-iron/">เครื่องวัดค่าเหล็ก รุ่น HI721</a> , <a class="woocommerce-LoopProduct-link woocommerce-loop-product__link" href="https://www.hannathailand.com/product/hi4015-00/">ซัลไฟด์สารต้านอนุมูลอิสระบัฟเฟอร์</a> , <a class="woocommerce-LoopProduct-link woocommerce-loop-product__link" href="https://www.hannathailand.com/product/free-chlorine/">เครื่องวัดคลอรีน</a> , <a class="woocommerce-LoopProduct-link woocommerce-loop-product__link" href="https://www.hannathailand.com/product/hi708-checker-hc-nitrite-hr/">เครื่องวัดปริมาณไนไตรท์ ช่วงสูง ในตัวอย่างน้ำ รุ่น HI708</a> , <a class="woocommerce-LoopProduct-link woocommerce-loop-product__link" href="https://www.hannathailand.com/product/hi701-checker-hc-free-chlorine/">เครื่องวัดปริมาณคลอรีนอิสระ รุ่น HI701</a> , <a class="woocommerce-LoopProduct-link woocommerce-loop-product__link" href="https://www.hannathailand.com/product/hi705-checker-hc-silica-lr/">เครื่องวัดปริมาณซิลิกา ช่วงต่ำ ในตัวอย่างน้ำ รุ่น HI705</a> | https://www.hannathailand.com/wp-content/uploads/2022/06/miniphotometerfurfarbe843_11-600x600.jpg , https://www.hannathailand.com/wp-content/uploads/2022/06/hi707400-600x600.jpg , https://www.hannathailand.com/wp-content/uploads/2022/06/miniphotometerfureisen832_11-600x600.jpg , https://www.hannathailand.com/wp-content/uploads/2021/07/7-500x500.jpg , https://www.hannathailand.com/wp-content/uploads/2021/07/1-500x500.jpg , https://www.hannathailand.com/wp-content/uploads/2022/06/miniphotometerfurnitrithoch2420_11-600x600.jpg , https://www.hannathailand.com/wp-content/uploads/2021/11/hi701-500x500.jpg , https://www.hannathailand.com/wp-content/uploads/2022/06/hi705400-600x600.jpg
11 | HI7091L – Reducing Pretreatment Solution, 500 ml | สารละลาย , สินค้าทั้งหมด , เครื่องวัดความเป็นกรด-ด่าง/โออาร์พี | https://www.hannathailand.com/product-category/ph-meter/ | https://www.hannathailand.com/product/hi7091l-reducing-pretreatment-solution-500-ml/ | HI7091L | 1,391.00 |  | <div aria-labelledby="tab-title-additional_information" class="woocommerce-Tabs-panel woocommerce-Tabs-panel--additional_information panel entry-content" id="tab-additional_information" role="tabpanel"> </div> | ORP standard solutions allow you to test the precision of ORP electrodes. For example, by immersing the electrode in HI 7020 solution, you should read within the 200 to 275 mV range (@20°C/68°F). If the reading is outside the indicated interval, clean and condition your ORP electrode in HANNA® pretreatment solution. Use HI 7092 for oxidizing or HI 7091 for reducing pretreatment. | <div aria-labelledby="tab-title-description" class="woocommerce-Tabs-panel woocommerce-Tabs-panel--description panel entry-content active" id="tab-description" role="tabpanel"> <p>ORP standard solutions allow you to test the precision of ORP electrodes. For example, by immersing the electrode in HI 7020 solution, you should read within the 200 to 275 mV range (@20°C/68°F).</p> <p>If the reading is outside the indicated interval, clean and condition your ORP electrode in <span class="hanna">HANNA®</span> pretreatment solution. Use HI 7092 for oxidizing or HI 7091 for reducing pretreatment.</p> <p data-mce-style="padding-left: 30px;" style="padding-left: 30px;"><span class="hps"></span></p> </div> | Reducing Pretreatment Solution – 230ml | <div class="product-short-description"> <p>Reducing Pretreatment Solution – 230ml</p> </div> | https://www.hannathailand.com/wp-content/uploads/2022/06/solutiondepretraitementreductrice500ml790_11.jpg | เครื่องวัดปริมาณไนไตรท์ ช่วงต่ำ รุ่น HI707 , เครื่องวัดค่าเหล็ก รุ่น HI721 , เครื่องวัดปริมาณไอโอดีน รุ่น HI718 , เครื่องวัดปริมาณฟอสเฟต ช่วงต่ำ รุ่น HI713 , เครื่องวัดปริมาณฟอสเฟต ช่วงสูง รุ่น HI717 , เครื่องควบคุมค่าความนำไฟฟ้า , เครื่องวัดปริมาณโบรมีน ในตัวอย่างน้ำ รุ่น HI716 , น้ำยามาตรฐานสอบเทียบ ค่ามาตรฐานความเค็ม | <a class="woocommerce-LoopProduct-link woocommerce-loop-product__link" href="https://www.hannathailand.com/product/hi707-checker-hc-nitrite-lr/">เครื่องวัดปริมาณไนไตรท์ ช่วงต่ำ รุ่น HI707</a> , <a class="woocommerce-LoopProduct-link woocommerce-loop-product__link" href="https://www.hannathailand.com/product/hi721-checker-hc-iron/">เครื่องวัดค่าเหล็ก รุ่น HI721</a> , <a class="woocommerce-LoopProduct-link woocommerce-loop-product__link" href="https://www.hannathailand.com/product/hi718-checker-hc-iodine/">เครื่องวัดปริมาณไอโอดีน รุ่น HI718</a> , <a class="woocommerce-LoopProduct-link woocommerce-loop-product__link" href="https://www.hannathailand.com/product/hi713-checker-hc-phosphate-lr/">เครื่องวัดปริมาณฟอสเฟต ช่วงต่ำ รุ่น HI713</a> , <a class="woocommerce-LoopProduct-link woocommerce-loop-product__link" href="https://www.hannathailand.com/product/hi717-checker-hc-phosphate-hr/">เครื่องวัดปริมาณฟอสเฟต ช่วงสูง รุ่น HI717</a> , <a class="woocommerce-LoopProduct-link woocommerce-loop-product__link" href="https://www.hannathailand.com/product/hi8931cn/">เครื่องควบคุมค่าความนำไฟฟ้า</a> , <a class="woocommerce-LoopProduct-link woocommerce-loop-product__link" href="https://www.hannathailand.com/product/hi716-checker-hc-bromine/">เครื่องวัดปริมาณโบรมีน ในตัวอย่างน้ำ รุ่น HI716</a> , <a class="woocommerce-LoopProduct-link woocommerce-loop-product__link" href="https://www.hannathailand.com/product/hi7080l/">น้ำยามาตรฐานสอบเทียบ ค่ามาตรฐานความเค็ม</a> | https://www.hannathailand.com/wp-content/uploads/2022/06/hi707400-600x600.jpg , https://www.hannathailand.com/wp-content/uploads/2022/06/miniphotometerfureisen832_11-600x600.jpg , https://www.hannathailand.com/wp-content/uploads/2022/06/miniphotometerfuriod829_11-600x600.jpg , https://www.hannathailand.com/wp-content/uploads/2022/06/hi713_lg51caffcdce23e-600x600.jpg , https://www.hannathailand.com/wp-content/uploads/2022/06/miniphotometerfurphosphathoch827_11-600x600.jpg , https://www.hannathailand.com/wp-content/uploads/2021/07/2-500x500.jpg , https://www.hannathailand.com/wp-content/uploads/2022/06/miniphotometerfurfreiesgesamtchlor704_11-600x600.jpg , https://www.hannathailand.com/wp-content/uploads/2021/07/11-500x500.jpg
12 | HI7092L – Oxidizing Pretreatment Solution, 500 ml | สารละลาย , สินค้าทั้งหมด , เครื่องวัดความเป็นกรด-ด่าง/โออาร์พี | https://www.hannathailand.com/product-category/ph-meter/ | https://www.hannathailand.com/product/hi7092l-oxidizing-pretreatment-solution-500-ml/ | HI7092L | 1,391.00 |  | <div aria-labelledby="tab-title-additional_information" class="woocommerce-Tabs-panel woocommerce-Tabs-panel--additional_information panel entry-content" id="tab-additional_information" role="tabpanel"> </div> | ORP standard solutions allow you to test the precision of ORP electrodes. For example, by immersing the electrode in HI 7020 solution, you should read within the 200 to 275 mV range (@20°C/68°F). If the reading is outside the indicated interval, clean and condition your ORP electrode in HANNA® pretreatment solution. Use HI 7092 for oxidizing or HI 7091 for reducing pretreatment. | <div aria-labelledby="tab-title-description" class="woocommerce-Tabs-panel woocommerce-Tabs-panel--description panel entry-content active" id="tab-description" role="tabpanel"> <p>ORP standard solutions allow you to test the precision of ORP electrodes. For example, by immersing the electrode in HI 7020 solution, you should read within the 200 to 275 mV range (@20°C/68°F).</p> <p>If the reading is outside the indicated interval, clean and condition your ORP electrode in <span class="hanna">HANNA®</span> pretreatment solution. Use HI 7092 for oxidizing or HI 7091 for reducing pretreatment.</p> </div> | Oxidizing Pretreatment Solution – 500ml | <div class="product-short-description"> <p>Oxidizing Pretreatment Solution – 500ml</p> </div> | https://www.hannathailand.com/wp-content/uploads/2022/06/solutiondepretraitementoxydante500ml792_11.jpg | เครื่องวัดปริมาณโครเมี่ยม ช่วงสูง รุ่น HI723 , เครื่องวัดปริมาณฟอสฟอรัส ช่วงสูง รุ่น HI706 , ซัลไฟด์สารต้านอนุมูลอิสระบัฟเฟอร์ , เครื่องวัดปริมาณฟอสเฟต ช่วงสูง รุ่น HI717 , เครื่องวัดปริมาณแอมโมเนีย ช่วงต่ำ รุ่น HI700 , เครื่องวัดปริมาณแอมโมเนีย ในน้ำ รุ่น HI715 , เครื่องวัดปริมาณฟอสเฟต ช่วงต่ำ รุ่น HI713 , เครื่องวัดปริมาณโบรมีน ในตัวอย่างน้ำ รุ่น HI716 | <a class="woocommerce-LoopProduct-link woocommerce-loop-product__link" href="https://www.hannathailand.com/product/hi723-checker-hc-chromium-vi-hr/">เครื่องวัดปริมาณโครเมี่ยม ช่วงสูง รุ่น HI723</a> , <a class="woocommerce-LoopProduct-link woocommerce-loop-product__link" href="https://www.hannathailand.com/product/hi706-checker-hc-phosphorous-hr/">เครื่องวัดปริมาณฟอสฟอรัส ช่วงสูง รุ่น HI706</a> , <a class="woocommerce-LoopProduct-link woocommerce-loop-product__link" href="https://www.hannathailand.com/product/hi4015-00/">ซัลไฟด์สารต้านอนุมูลอิสระบัฟเฟอร์</a> , <a class="woocommerce-LoopProduct-link woocommerce-loop-product__link" href="https://www.hannathailand.com/product/hi717-checker-hc-phosphate-hr/">เครื่องวัดปริมาณฟอสเฟต ช่วงสูง รุ่น HI717</a> , <a class="woocommerce-LoopProduct-link woocommerce-loop-product__link" href="https://www.hannathailand.com/product/hi700-checker-hc-ammonia-lr/">เครื่องวัดปริมาณแอมโมเนีย ช่วงต่ำ รุ่น HI700</a> , <a class="woocommerce-LoopProduct-link woocommerce-loop-product__link" href="https://www.hannathailand.com/product/hi715-checker-hc-ammonia-mr/">เครื่องวัดปริมาณแอมโมเนีย ในน้ำ รุ่น HI715</a> , <a class="woocommerce-LoopProduct-link woocommerce-loop-product__link" href="https://www.hannathailand.com/product/hi713-checker-hc-phosphate-lr/">เครื่องวัดปริมาณฟอสเฟต ช่วงต่ำ รุ่น HI713</a> , <a class="woocommerce-LoopProduct-link woocommerce-loop-product__link" href="https://www.hannathailand.com/product/hi716-checker-hc-bromine/">เครื่องวัดปริมาณโบรมีน ในตัวอย่างน้ำ รุ่น HI716</a> | https://www.hannathailand.com/wp-content/uploads/2022/06/miniphotometerfurchromvihoch839_11-600x600.jpg , https://www.hannathailand.com/wp-content/uploads/2022/06/hi706_400-600x600.jpg , https://www.hannathailand.com/wp-content/uploads/2021/07/7-500x500.jpg , https://www.hannathailand.com/wp-content/uploads/2022/06/miniphotometerfurphosphathoch827_11-600x600.jpg , https://www.hannathailand.com/wp-content/uploads/2022/06/hi700_400pxl-600x600.jpg , https://www.hannathailand.com/wp-content/uploads/2022/06/miniphotometerfurammoniakmittel2416_11-600x600.jpg , https://www.hannathailand.com/wp-content/uploads/2022/06/hi713_lg51caffcdce23e-600x600.jpg , https://www.hannathailand.com/wp-content/uploads/2022/06/miniphotometerfurfreiesgesamtchlor704_11-600x600.jpg
13 | HI72911B – pH/°C-Electrode | สินค้าทั้งหมด | https://www.hannathailand.com/product-category/product-all/ | https://www.hannathailand.com/product/hi72911b-phc-electrode/ | HI72911B | 10,379.00 | น้ำหนัก 0.000 กก. Connector - Type BNC, DIN | <div aria-labelledby="tab-title-additional_information" class="woocommerce-Tabs-panel woocommerce-Tabs-panel--additional_information panel entry-content" id="tab-additional_information" role="tabpanel"> <table class="woocommerce-product-attributes shop_attributes"> <tr class="woocommerce-product-attributes-item woocommerce-product-attributes-item--weight"> <th class="woocommerce-product-attributes-item__label">น้ำหนัก</th> <td class="woocommerce-product-attributes-item__value">0.000 กก.</td> </tr> <tr class="woocommerce-product-attributes-item woocommerce-product-attributes-item--attribute_pa_connector-type"> <th class="woocommerce-product-attributes-item__label">Connector - Type</th> <td class="woocommerce-product-attributes-item__value"><p>BNC, DIN</p> </td> </tr> </table> </div> | pH / ° C electrode of titanium with PTFE diaphragm, designed for boilers, cooling towers. Reference Double, Ag/AgCl Junction PTFE (PolyTetraFluoro-Ethylene) Connector BNC or DIN Electrolyte Polymer Max Pressure 3 bar Range 0 to 13 pH; 20 to 40°C (68 to 104°F) Tip Shape Flat Temperature Sensor Yes Amplifier Yes Body Material titanium body working as matching pin Cable 7-pole; 1 m (3.3′) | <div aria-labelledby="tab-title-description" class="woocommerce-Tabs-panel woocommerce-Tabs-panel--description panel entry-content active" id="tab-description" role="tabpanel"> <p><span class="hps">pH / ° C</span> <span class="hps">electrode</span> <span class="hps">of titanium</span> <span class="hps">with PTFE</span> <span class="hps">diaphragm,</span> <span class="hps">designed for</span> <span class="hps">boilers,</span> <span class="hps">cooling towers.</span></p> <table class="spec_table"> <tbody> <tr> <td>Reference</td> <td> </td> <td>Double, Ag/AgCl</td> </tr> <tr> <td>Junction</td> <td> </td> <td>PTFE (PolyTetraFluoro-Ethylene)</td> </tr> <tr> <td>Connector</td> <td> </td> <td>BNC or DIN</td> </tr> <tr> <td>Electrolyte</td> <td> </td> <td>Polymer</td> </tr> <tr> <td>Max Pressure</td> <td> </td> <td>3 bar</td> </tr> <tr> <td>Range</td> <td> </td> <td>0 to 13 pH; 20 to 40°C (68 to 104°F)</td> </tr> <tr> <td>Tip Shape</td> <td> </td> <td>Flat</td> </tr> <tr> <td>Temperature Sensor</td> <td> </td> <td>Yes</td> </tr> <tr> <td>Amplifier</td> <td> </td> <td>Yes</td> </tr> <tr> <td>Body Material</td> <td> </td> <td>titanium body working as matching pin</td> </tr> <tr> <td>Cable</td> <td> </td> <td>7-pole; 1 m (3.3′)</td> </tr> </tbody> </table> </div> | pH / ° C electrode of titanium with PTFE diaphragm, designed for boilers, cooling towers. | <div class="product-short-description"> <p>pH / ° C electrode of titanium with PTFE diaphragm, designed for boilers, cooling towers.</p> </div> | https://www.hannathailand.com/wp-content/uploads/2021/12/hi72911_200.jpg | เครื่องวัดปริมาณแอมโมเนีย ช่วงสูง รุ่น HI733 , น้ำยามาตรฐานสอบเทียบ , เครื่องวัดปริมาณฟลูออไรด์ ช่วงต่ำ รุ่น HI729 , เครื่องวัดปริมาณไอโอดีน รุ่น HI718 , น้ำยามาตรฐานสำหรับค่าโซเดียม , ซัลไฟด์สารต้านอนุมูลอิสระบัฟเฟอร์ , เครื่องวัดปริมาณคลอรีนรวม รุ่น HI711 , เครื่องวัดปริมาณนิกเกิล ช่วงสูง รุ่น HI726 | <a class="woocommerce-LoopProduct-link woocommerce-loop-product__link" href="https://www.hannathailand.com/product/hi733-checker-hc-ammonia-hr/">เครื่องวัดปริมาณแอมโมเนีย ช่วงสูง รุ่น HI733</a> , <a class="woocommerce-LoopProduct-link woocommerce-loop-product__link" href="https://www.hannathailand.com/product/hi9828-25/">น้ำยามาตรฐานสอบเทียบ</a> , <a class="woocommerce-LoopProduct-link woocommerce-loop-product__link" href="https://www.hannathailand.com/product/hi729-checker-hc-fluoride-lr/">เครื่องวัดปริมาณฟลูออไรด์ ช่วงต่ำ รุ่น HI729</a> , <a class="woocommerce-LoopProduct-link woocommerce-loop-product__link" href="https://www.hannathailand.com/product/hi718-checker-hc-iodine/">เครื่องวัดปริมาณไอโอดีน รุ่น HI718</a> , <a class="woocommerce-LoopProduct-link woocommerce-loop-product__link" href="https://www.hannathailand.com/product/hi7090l/">น้ำยามาตรฐานสำหรับค่าโซเดียม</a> , <a class="woocommerce-LoopProduct-link woocommerce-loop-product__link" href="https://www.hannathailand.com/product/hi4015-00/">ซัลไฟด์สารต้านอนุมูลอิสระบัฟเฟอร์</a> , <a class="woocommerce-LoopProduct-link woocommerce-loop-product__link" href="https://www.hannathailand.com/product/hi711-checker-hc-total-chlorine/">เครื่องวัดปริมาณคลอรีนรวม รุ่น HI711</a> , <a class="woocommerce-LoopProduct-link woocommerce-loop-product__link" href="https://www.hannathailand.com/product/hi726-checker-hc-nickel-hr/">เครื่องวัดปริมาณนิกเกิล ช่วงสูง รุ่น HI726</a> | https://www.hannathailand.com/wp-content/uploads/2022/06/miniphotometerfurammoniumhoch2418_11-600x600.jpg , https://www.hannathailand.com/wp-content/uploads/2021/07/8-500x500.jpg , https://www.hannathailand.com/wp-content/uploads/2022/06/miniphotometerfurfluoridniedrig844_11-600x600.jpg , https://www.hannathailand.com/wp-content/uploads/2022/06/miniphotometerfuriod829_11-600x600.jpg , https://www.hannathailand.com/wp-content/uploads/2021/07/12-500x500.jpg , https://www.hannathailand.com/wp-content/uploads/2021/07/7-500x500.jpg , https://www.hannathailand.com/wp-content/uploads/2022/06/hi711_lg-600x600.jpg , https://www.hannathailand.com/wp-content/uploads/2022/06/miniphotometerfurnickelhoch841_11-600x600.jpg
14 | HI731316 Micro Magnetic Stir Bars for Mini Titrators & HI 208 (mini) | สินค้าทั้งหมด , เครื่องมินิไทเทรต , เครื่องไทเทรตอัตโนมัติ | https://www.hannathailand.com/product-category/auto-titrate/ | https://www.hannathailand.com/product/hi731316-micro-magnetic-stir-bars-for-mini-titrators-hi-208-mini/ | HI731316 | 3,531.00 |  | <div aria-labelledby="tab-title-additional_information" class="woocommerce-Tabs-panel woocommerce-Tabs-panel--additional_information panel entry-content" id="tab-additional_information" role="tabpanel"> </div> | Stir bars (L 12 mm x dia 5 mm/ 2 x 0.3″) for mini Titrators and HI 208. Comes with 5 pcs. | <div aria-labelledby="tab-title-description" class="woocommerce-Tabs-panel woocommerce-Tabs-panel--description panel entry-content active" id="tab-description" role="tabpanel"> <p>Stir bars (L 12 mm x dia 5 mm/ 2 x 0.3″) for mini Titrators and HI 208.</p> <p>Comes with 5 pcs.</p> </div> | Stir bars (L 12 mm x dia 5 mm/ 2 x 0.3″) for mini Titrators and HI 208. The PTFE (PolyTetraFluoro-Ethylene) coating ensures high chemical resistance even with aggressive substances. | <div class="product-short-description"> <p>Stir bars (L 12 mm x dia 5 mm/ 2 x 0.3″) for mini Titrators and HI 208. The PTFE (PolyTetraFluoro-Ethylene) coating ensures high chemical resistance even with aggressive substances.</p> </div> | https://www.hannathailand.com/wp-content/uploads/2022/06/hi731316400.jpg | เครื่องวัดปริมาณคลอรีนอิสระ รุ่น HI701 , สารละลายมาตรฐานความขุ่น 20 NTU , น้ำยามาตรฐานสำหรับค่าโซเดียม , เครื่องวัดปริมาณแอมโมเนีย ในน้ำ รุ่น HI715 , เครื่องวัดปริมาณแอมโมเนีย ช่วงต่ำ รุ่น HI700 , เครื่องวัดปริมาณฟอสฟอรัส ช่วงสูง รุ่น HI706 , น้ำยามาตรฐานสอบเทียบ , เครื่องวัดปริมาณโครเมี่ยม ช่วงสูง รุ่น HI723 | <a class="woocommerce-LoopProduct-link woocommerce-loop-product__link" href="https://www.hannathailand.com/product/hi701-checker-hc-free-chlorine/">เครื่องวัดปริมาณคลอรีนอิสระ รุ่น HI701</a> , <a class="woocommerce-LoopProduct-link woocommerce-loop-product__link" href="https://www.hannathailand.com/product/hi93102-20/">สารละลายมาตรฐานความขุ่น 20 NTU</a> , <a class="woocommerce-LoopProduct-link woocommerce-loop-product__link" href="https://www.hannathailand.com/product/hi7090l/">น้ำยามาตรฐานสำหรับค่าโซเดียม</a> , <a class="woocommerce-LoopProduct-link woocommerce-loop-product__link" href="https://www.hannathailand.com/product/hi715-checker-hc-ammonia-mr/">เครื่องวัดปริมาณแอมโมเนีย ในน้ำ รุ่น HI715</a> , <a class="woocommerce-LoopProduct-link woocommerce-loop-product__link" href="https://www.hannathailand.com/product/hi700-checker-hc-ammonia-lr/">เครื่องวัดปริมาณแอมโมเนีย ช่วงต่ำ รุ่น HI700</a> , <a class="woocommerce-LoopProduct-link woocommerce-loop-product__link" href="https://www.hannathailand.com/product/hi706-checker-hc-phosphorous-hr/">เครื่องวัดปริมาณฟอสฟอรัส ช่วงสูง รุ่น HI706</a> , <a class="woocommerce-LoopProduct-link woocommerce-loop-product__link" href="https://www.hannathailand.com/product/hi9828-25/">น้ำยามาตรฐานสอบเทียบ</a> , <a class="woocommerce-LoopProduct-link woocommerce-loop-product__link" href="https://www.hannathailand.com/product/hi723-checker-hc-chromium-vi-hr/">เครื่องวัดปริมาณโครเมี่ยม ช่วงสูง รุ่น HI723</a> | https://www.hannathailand.com/wp-content/uploads/2021/11/hi701-500x500.jpg , https://www.hannathailand.com/wp-content/uploads/2021/07/9-500x500.jpg , https://www.hannathailand.com/wp-content/uploads/2021/07/12-500x500.jpg , https://www.hannathailand.com/wp-content/uploads/2022/06/miniphotometerfurammoniakmittel2416_11-600x600.jpg , https://www.hannathailand.com/wp-content/uploads/2022/06/hi700_400pxl-600x600.jpg , https://www.hannathailand.com/wp-content/uploads/2022/06/hi706_400-600x600.jpg , https://www.hannathailand.com/wp-content/uploads/2021/07/8-500x500.jpg , https://www.hannathailand.com/wp-content/uploads/2022/06/miniphotometerfurchromvihoch839_11-600x600.jpg
15 | HI731319 Micro Stir Bars for Magnetic Stirrers | สินค้าทั้งหมด , เครื่องไทเทรตอัตโนมัติ | https://www.hannathailand.com/product-category/auto-titrate/ | https://www.hannathailand.com/product/hi731319-micro-stir-bars-for-magnetic-stirrers/ | HI731319 | 3,745.00 |  | <div aria-labelledby="tab-title-additional_information" class="woocommerce-Tabs-panel woocommerce-Tabs-panel--additional_information panel entry-content" id="tab-additional_information" role="tabpanel"> </div> | Micro stir bars (L 25 mm x dia 7 mm/ 1×0.3″), specially designed for use with HI 180, and HI 190M, HI 190MB and HI 200M stirrers. The PTFE (PolyTetraFluoro-Ethylene) coating ensures high chemical resistance even with aggressive substances. Comes with 10 pcs. | <div aria-labelledby="tab-title-description" class="woocommerce-Tabs-panel woocommerce-Tabs-panel--description panel entry-content active" id="tab-description" role="tabpanel"> <p>Micro stir bars (L 25 mm x dia 7 mm/ 1×0.3″), specially designed for use with HI 180, and HI 190M, HI 190MB and HI 200M stirrers. The PTFE (PolyTetraFluoro-Ethylene) coating ensures high chemical resistance even with aggressive substances.</p> <p>Comes with 10 pcs.</p> </div> | Micro stir bars (L 25 mm x dia 7 mm/ 1×0.3″), specially designed for use with HI 180, and HI 190M, HI 190MB and HI 200M stirrers. The PTFE (PolyTetraFluoro-Ethylene) coating ensures high chemical resistance even with aggressive substances. | <div class="product-short-description"> <p>Micro stir bars (L 25 mm x dia 7 mm/ 1×0.3″), specially designed for use with HI 180, and HI 190M, HI 190MB and HI 200M stirrers. The PTFE (PolyTetraFluoro-Ethylene) coating ensures high chemical resistance even with aggressive substances.</p> </div> | https://www.hannathailand.com/wp-content/uploads/2022/06/stirbar.jpg | เครื่องวัดคลอรีน , สารละลายมาตรฐานความขุ่น 20 NTU , เครื่องวัดปริมาณแอมโมเนีย ช่วงสูง รุ่น HI733 , เครื่องวัดปริมาณฟอสเฟต ช่วงต่ำ รุ่น HI713 , เครื่องวัดปริมาณไอโอดีน รุ่น HI718 , เครื่องวัดปริมาณซิลิกา ช่วงต่ำ ในตัวอย่างน้ำ รุ่น HI705 , เครื่องวัดปริมาณโบรมีน ในตัวอย่างน้ำ รุ่น HI716 , เครื่องวัดปริมาณคลอรีนรวม รุ่น HI711 | <a class="woocommerce-LoopProduct-link woocommerce-loop-product__link" href="https://www.hannathailand.com/product/free-chlorine/">เครื่องวัดคลอรีน</a> , <a class="woocommerce-LoopProduct-link woocommerce-loop-product__link" href="https://www.hannathailand.com/product/hi93102-20/">สารละลายมาตรฐานความขุ่น 20 NTU</a> , <a class="woocommerce-LoopProduct-link woocommerce-loop-product__link" href="https://www.hannathailand.com/product/hi733-checker-hc-ammonia-hr/">เครื่องวัดปริมาณแอมโมเนีย ช่วงสูง รุ่น HI733</a> , <a class="woocommerce-LoopProduct-link woocommerce-loop-product__link" href="https://www.hannathailand.com/product/hi713-checker-hc-phosphate-lr/">เครื่องวัดปริมาณฟอสเฟต ช่วงต่ำ รุ่น HI713</a> , <a class="woocommerce-LoopProduct-link woocommerce-loop-product__link" href="https://www.hannathailand.com/product/hi718-checker-hc-iodine/">เครื่องวัดปริมาณไอโอดีน รุ่น HI718</a> , <a class="woocommerce-LoopProduct-link woocommerce-loop-product__link" href="https://www.hannathailand.com/product/hi705-checker-hc-silica-lr/">เครื่องวัดปริมาณซิลิกา ช่วงต่ำ ในตัวอย่างน้ำ รุ่น HI705</a> , <a class="woocommerce-LoopProduct-link woocommerce-loop-product__link" href="https://www.hannathailand.com/product/hi716-checker-hc-bromine/">เครื่องวัดปริมาณโบรมีน ในตัวอย่างน้ำ รุ่น HI716</a> , <a class="woocommerce-LoopProduct-link woocommerce-loop-product__link" href="https://www.hannathailand.com/product/hi711-checker-hc-total-chlorine/">เครื่องวัดปริมาณคลอรีนรวม รุ่น HI711</a> | https://www.hannathailand.com/wp-content/uploads/2021/07/1-500x500.jpg , https://www.hannathailand.com/wp-content/uploads/2021/07/9-500x500.jpg , https://www.hannathailand.com/wp-content/uploads/2022/06/miniphotometerfurammoniumhoch2418_11-600x600.jpg , https://www.hannathailand.com/wp-content/uploads/2022/06/hi713_lg51caffcdce23e-600x600.jpg , https://www.hannathailand.com/wp-content/uploads/2022/06/miniphotometerfuriod829_11-600x600.jpg , https://www.hannathailand.com/wp-content/uploads/2022/06/hi705400-600x600.jpg , https://www.hannathailand.com/wp-content/uploads/2022/06/miniphotometerfurfreiesgesamtchlor704_11-600x600.jpg , https://www.hannathailand.com/wp-content/uploads/2022/06/hi711_lg-600x600.jpg
16 | HI731321 – Glass Cuvette 4 pcs. – Photometer Series HI 937xx, HI 832xx und HI 7xx | สินค้าทั้งหมด , เครื่องวัดความขุ่น , เครื่องโฟโตมิเตอร์ , แบบพกพาสะดวก | https://www.hannathailand.com/product-category/spectrophotometer/photometer-portable/ | https://www.hannathailand.com/product/hi731321-glass-cuvette-4-pcs-photometer-series-hi-937xx-hi-832xx-und-hi-7xx/ | HI731321 | 1,391.00 |  | <div aria-labelledby="tab-title-additional_information" class="woocommerce-Tabs-panel woocommerce-Tabs-panel--additional_information panel entry-content" id="tab-additional_information" role="tabpanel"> </div> | Glass cuvettes are constructed of precision glass, necessary for taking accurate measurements with photometers and turbidity meters. Care must be taken when handling. It is important that the cuvette is always clean and without scratches. For use with HI 83 series photometers, and turbidimeters. Order Information: 4 pcs (caps not included) | <div aria-labelledby="tab-title-description" class="woocommerce-Tabs-panel woocommerce-Tabs-panel--description panel entry-content active" id="tab-description" role="tabpanel"> <p>Glass cuvettes are constructed of precision glass, necessary for taking accurate measurements with photometers and turbidity meters. Care must be taken when handling. It is important that the cuvette is always clean and without scratches.</p> <p>For use with HI 83 series photometers, and turbidimeters.</p> <p> </p> <p><strong>Order Information:</strong> 4 pcs (caps not included)</p> </div> | For use with HI 83 series photometers, and turbidimeters. | <div class="product-short-description"> <p>For use with HI 83 series photometers, and turbidimeters.</p> </div> | https://www.hannathailand.com/wp-content/uploads/2022/06/spareglasscuvet4kf35_as0115219d6413b8df.jpg | เครื่องวัดปริมาณฟลูออไรด์ ช่วงต่ำ รุ่น HI729 , เครื่องวัดปริมาณแอมโมเนีย ในน้ำ รุ่น HI715 , เครื่องวัดปริมาณฟอสฟอรัส ช่วงต่ำมาก รุ่น HI736 , เครื่องวัดปริมาณคลอรีนรวม รุ่น HI711 , เครื่องวัดค่าเหล็ก รุ่น HI721 , น้ำยามาตรฐานสอบเทียบ ค่ามาตรฐานความเค็ม , เซ็นเซอร์วัดออกซิเจนในน้ำสำหรับ HI9829 มัลติพารามิเตอร์ , เครื่องวัดปริมาณแอมโมเนีย ช่วงต่ำ รุ่น HI700 | <a class="woocommerce-LoopProduct-link woocommerce-loop-product__link" href="https://www.hannathailand.com/product/hi729-checker-hc-fluoride-lr/">เครื่องวัดปริมาณฟลูออไรด์ ช่วงต่ำ รุ่น HI729</a> , <a class="woocommerce-LoopProduct-link woocommerce-loop-product__link" href="https://www.hannathailand.com/product/hi715-checker-hc-ammonia-mr/">เครื่องวัดปริมาณแอมโมเนีย ในน้ำ รุ่น HI715</a> , <a class="woocommerce-LoopProduct-link woocommerce-loop-product__link" href="https://www.hannathailand.com/product/phosphorous-marine/">เครื่องวัดปริมาณฟอสฟอรัส ช่วงต่ำมาก รุ่น HI736</a> , <a class="woocommerce-LoopProduct-link woocommerce-loop-product__link" href="https://www.hannathailand.com/product/hi711-checker-hc-total-chlorine/">เครื่องวัดปริมาณคลอรีนรวม รุ่น HI711</a> , <a class="woocommerce-LoopProduct-link woocommerce-loop-product__link" href="https://www.hannathailand.com/product/hi721-checker-hc-iron/">เครื่องวัดค่าเหล็ก รุ่น HI721</a> , <a class="woocommerce-LoopProduct-link woocommerce-loop-product__link" href="https://www.hannathailand.com/product/hi7080l/">น้ำยามาตรฐานสอบเทียบ ค่ามาตรฐานความเค็ม</a> , <a class="woocommerce-LoopProduct-link woocommerce-loop-product__link" href="https://www.hannathailand.com/product/hi7609829-2/">เซ็นเซอร์วัดออกซิเจนในน้ำสำหรับ HI9829 มัลติพารามิเตอร์</a> , <a class="woocommerce-LoopProduct-link woocommerce-loop-product__link" href="https://www.hannathailand.com/product/hi700-checker-hc-ammonia-lr/">เครื่องวัดปริมาณแอมโมเนีย ช่วงต่ำ รุ่น HI700</a> | https://www.hannathailand.com/wp-content/uploads/2022/06/miniphotometerfurfluoridniedrig844_11-600x600.jpg , https://www.hannathailand.com/wp-content/uploads/2022/06/miniphotometerfurammoniakmittel2416_11-600x600.jpg , https://www.hannathailand.com/wp-content/uploads/2021/12/HI736-600x600.jpg , https://www.hannathailand.com/wp-content/uploads/2022/06/hi711_lg-600x600.jpg , https://www.hannathailand.com/wp-content/uploads/2022/06/miniphotometerfureisen832_11-600x600.jpg , https://www.hannathailand.com/wp-content/uploads/2021/07/11-500x500.jpg , https://www.hannathailand.com/wp-content/uploads/2021/07/5-500x500.jpg , https://www.hannathailand.com/wp-content/uploads/2022/06/hi700_400pxl-600x600.jpg
17 | HI731325W – Cap for Cuvette 4 pcs. – Serie HI832xx | สินค้าทั้งหมด , เครื่องโฟโตมิเตอร์ | https://www.hannathailand.com/product-category/spectrophotometer/ | https://www.hannathailand.com/product/hi731325w-cap-for-cuvette-4-pcs-serie-hi832xx/ | HI731325W | 1,123.50 |  | <div aria-labelledby="tab-title-additional_information" class="woocommerce-Tabs-panel woocommerce-Tabs-panel--additional_information panel entry-content" id="tab-additional_information" role="tabpanel"> </div> | HI731325W – Cap for Cuvette, 4 pcs. – Serie HI832xx – New Version | <div aria-labelledby="tab-title-description" class="woocommerce-Tabs-panel woocommerce-Tabs-panel--description panel entry-content active" id="tab-description" role="tabpanel"> <p>HI731325W – Cap for Cuvette, 4 pcs. – Serie HI832xx – New Version</p> </div> | HI731325W – Cap for Cuvette, 4 pcs. – Serie HI832xx – New Version | <div class="product-short-description"> <p>HI731325W – Cap for Cuvette, 4 pcs. – Serie HI832xx – New Version</p> </div> | https://www.hannathailand.com/wp-content/uploads/2022/06/41zbinrcnwl_sl500_aa300_1.jpg | เครื่องวัดปริมาณไอโอดีน รุ่น HI718 , เครื่องวัดปริมาณคลอรีนรวม รุ่น HI711 , เครื่องวัดปริมาณโบรมีน ในตัวอย่างน้ำ รุ่น HI716 , เครื่องวัดปริมาณนิกเกิล ช่วงสูง รุ่น HI726 , น้ำยามาตรฐานสำหรับค่าโซเดียม , เครื่องวัดปริมาณแอมโมเนีย ช่วงต่ำ รุ่น HI700 , เครื่องวัดปริมาณคลอรีนอิสระ รุ่น HI701 , เครื่องวัดปริมาณซิลิกา ช่วงต่ำ ในตัวอย่างน้ำ รุ่น HI705 | <a class="woocommerce-LoopProduct-link woocommerce-loop-product__link" href="https://www.hannathailand.com/product/hi718-checker-hc-iodine/">เครื่องวัดปริมาณไอโอดีน รุ่น HI718</a> , <a class="woocommerce-LoopProduct-link woocommerce-loop-product__link" href="https://www.hannathailand.com/product/hi711-checker-hc-total-chlorine/">เครื่องวัดปริมาณคลอรีนรวม รุ่น HI711</a> , <a class="woocommerce-LoopProduct-link woocommerce-loop-product__link" href="https://www.hannathailand.com/product/hi716-checker-hc-bromine/">เครื่องวัดปริมาณโบรมีน ในตัวอย่างน้ำ รุ่น HI716</a> , <a class="woocommerce-LoopProduct-link woocommerce-loop-product__link" href="https://www.hannathailand.com/product/hi726-checker-hc-nickel-hr/">เครื่องวัดปริมาณนิกเกิล ช่วงสูง รุ่น HI726</a> , <a class="woocommerce-LoopProduct-link woocommerce-loop-product__link" href="https://www.hannathailand.com/product/hi7090l/">น้ำยามาตรฐานสำหรับค่าโซเดียม</a> , <a class="woocommerce-LoopProduct-link woocommerce-loop-product__link" href="https://www.hannathailand.com/product/hi700-checker-hc-ammonia-lr/">เครื่องวัดปริมาณแอมโมเนีย ช่วงต่ำ รุ่น HI700</a> , <a class="woocommerce-LoopProduct-link woocommerce-loop-product__link" href="https://www.hannathailand.com/product/hi701-checker-hc-free-chlorine/">เครื่องวัดปริมาณคลอรีนอิสระ รุ่น HI701</a> , <a class="woocommerce-LoopProduct-link woocommerce-loop-product__link" href="https://www.hannathailand.com/product/hi705-checker-hc-silica-lr/">เครื่องวัดปริมาณซิลิกา ช่วงต่ำ ในตัวอย่างน้ำ รุ่น HI705</a> | https://www.hannathailand.com/wp-content/uploads/2022/06/miniphotometerfuriod829_11-600x600.jpg , https://www.hannathailand.com/wp-content/uploads/2022/06/hi711_lg-600x600.jpg , https://www.hannathailand.com/wp-content/uploads/2022/06/miniphotometerfurfreiesgesamtchlor704_11-600x600.jpg , https://www.hannathailand.com/wp-content/uploads/2022/06/miniphotometerfurnickelhoch841_11-600x600.jpg , https://www.hannathailand.com/wp-content/uploads/2021/07/12-500x500.jpg , https://www.hannathailand.com/wp-content/uploads/2022/06/hi700_400pxl-600x600.jpg , https://www.hannathailand.com/wp-content/uploads/2021/11/hi701-500x500.jpg , https://www.hannathailand.com/wp-content/uploads/2022/06/hi705400-600x600.jpg
18 | HI731335 – Cap for Cuvette 4 pcs. – Serie HI967xx | สินค้าทั้งหมด , เครื่องโฟโตมิเตอร์ , แบบภาคสนาม | https://www.hannathailand.com/product-category/spectrophotometer/photometer-fieldwork/ | https://www.hannathailand.com/product/hi731335-cap-for-cuvette-4-pcs-serie-hi967xx/ | HI731335 | 802.50 |  | <div aria-labelledby="tab-title-additional_information" class="woocommerce-Tabs-panel woocommerce-Tabs-panel--additional_information panel entry-content" id="tab-additional_information" role="tabpanel"> </div> | Cap for Photometer HI 967xx Serie (4 pcs) | <div aria-labelledby="tab-title-description" class="woocommerce-Tabs-panel woocommerce-Tabs-panel--description panel entry-content active" id="tab-description" role="tabpanel"> <p>Cap for Photometer HI 967xx Serie (4 pcs)</p> </div> | Cap for Photometer HI 967xx Serie (4 pcs) | <div class="product-short-description"> <p>Cap for Photometer HI 967xx Serie (4 pcs)</p> </div> | https://www.hannathailand.com/wp-content/uploads/2022/06/capuchonsdecuvettepourphotometreshi957xxethi967xxx4857_11.jpg | เครื่องวัดปริมาณฟลูออไรด์ ช่วงต่ำ รุ่น HI729 , เครื่องวัดปริมาณโบรมีน ในตัวอย่างน้ำ รุ่น HI716 , เครื่องวัดปริมาณไนไตรท์ ช่วงต่ำ รุ่น HI707 , เครื่องวัดปริมาณฟอสฟอรัส ช่วงสูง รุ่น HI706 , เครื่องวัดปริมาณนิกเกิล ช่วงสูง รุ่น HI726 , น้ำยามาตรฐานสำหรับค่าโซเดียม , น้ำยามาตรฐานสอบเทียบ ค่ามาตรฐานความเค็ม , เครื่องวัดปริมาณฟอสเฟต ช่วงต่ำ รุ่น HI713 | <a class="woocommerce-LoopProduct-link woocommerce-loop-product__link" href="https://www.hannathailand.com/product/hi729-checker-hc-fluoride-lr/">เครื่องวัดปริมาณฟลูออไรด์ ช่วงต่ำ รุ่น HI729</a> , <a class="woocommerce-LoopProduct-link woocommerce-loop-product__link" href="https://www.hannathailand.com/product/hi716-checker-hc-bromine/">เครื่องวัดปริมาณโบรมีน ในตัวอย่างน้ำ รุ่น HI716</a> , <a class="woocommerce-LoopProduct-link woocommerce-loop-product__link" href="https://www.hannathailand.com/product/hi707-checker-hc-nitrite-lr/">เครื่องวัดปริมาณไนไตรท์ ช่วงต่ำ รุ่น HI707</a> , <a class="woocommerce-LoopProduct-link woocommerce-loop-product__link" href="https://www.hannathailand.com/product/hi706-checker-hc-phosphorous-hr/">เครื่องวัดปริมาณฟอสฟอรัส ช่วงสูง รุ่น HI706</a> , <a class="woocommerce-LoopProduct-link woocommerce-loop-product__link" href="https://www.hannathailand.com/product/hi726-checker-hc-nickel-hr/">เครื่องวัดปริมาณนิกเกิล ช่วงสูง รุ่น HI726</a> , <a class="woocommerce-LoopProduct-link woocommerce-loop-product__link" href="https://www.hannathailand.com/product/hi7090l/">น้ำยามาตรฐานสำหรับค่าโซเดียม</a> , <a class="woocommerce-LoopProduct-link woocommerce-loop-product__link" href="https://www.hannathailand.com/product/hi7083l/">น้ำยามาตรฐานสอบเทียบ ค่ามาตรฐานความเค็ม</a> , <a class="woocommerce-LoopProduct-link woocommerce-loop-product__link" href="https://www.hannathailand.com/product/hi713-checker-hc-phosphate-lr/">เครื่องวัดปริมาณฟอสเฟต ช่วงต่ำ รุ่น HI713</a> | https://www.hannathailand.com/wp-content/uploads/2022/06/miniphotometerfurfluoridniedrig844_11-600x600.jpg , https://www.hannathailand.com/wp-content/uploads/2022/06/miniphotometerfurfreiesgesamtchlor704_11-600x600.jpg , https://www.hannathailand.com/wp-content/uploads/2022/06/hi707400-600x600.jpg , https://www.hannathailand.com/wp-content/uploads/2022/06/hi706_400-600x600.jpg , https://www.hannathailand.com/wp-content/uploads/2022/06/miniphotometerfurnickelhoch841_11-600x600.jpg , https://www.hannathailand.com/wp-content/uploads/2021/07/12-500x500.jpg , https://www.hannathailand.com/wp-content/uploads/2021/07/10-500x500.jpg , https://www.hannathailand.com/wp-content/uploads/2022/06/hi713_lg51caffcdce23e-600x600.jpg
19 | HI755-26 | สินค้าทั้งหมด , อุตสาหกรรมอาหาร , เครื่องโฟโตมิเตอร์ , แบบพกพาสะดวก | https://www.hannathailand.com/product-category/spectrophotometer/photometer-portable/ | https://www.hannathailand.com/product/reagents-for-hi-755-checker-hc-25-tests/ | HI755-26 | 481.50 |  | <div aria-labelledby="tab-title-additional_information" class="woocommerce-Tabs-panel woocommerce-Tabs-panel--additional_information panel entry-content" id="tab-additional_information" role="tabpanel"> </div> | Reagents for HI 755 Checker HC ®, 25 Tests | <div aria-labelledby="tab-title-description" class="woocommerce-Tabs-panel woocommerce-Tabs-panel--description panel entry-content active" id="tab-description" role="tabpanel"> <p>Reagents for HI 755 Checker HC ®, 25 Tests</p> </div> | Reagents for HI 755 Checker HC ®, 25 Tests | <div class="product-short-description"> <p>Reagents for HI 755 Checker HC ®, 25 Tests</p> </div> | https://www.hannathailand.com/wp-content/uploads/2022/06/reagenzienfurhi75525tests885_11.jpg | เครื่องควบคุมค่าความนำไฟฟ้า , เครื่องวัดปริมาณฟอสฟอรัส ช่วงต่ำมาก รุ่น HI736 , เครื่องวัดปริมาณฟอสเฟต ช่วงสูง รุ่น HI717 , เครื่องวัดปริมาณไนไตรท์ ช่วงสูง ในตัวอย่างน้ำ รุ่น HI708 , เซ็นเซอร์วัดออกซิเจนในน้ำสำหรับ HI9829 มัลติพารามิเตอร์ , เครื่องวัดปริมาณไอโอดีน รุ่น HI718 , เครื่องวัดคลอรีน , เครื่องวัดค่าเหล็ก รุ่น HI721 | <a class="woocommerce-LoopProduct-link woocommerce-loop-product__link" href="https://www.hannathailand.com/product/hi8931cn/">เครื่องควบคุมค่าความนำไฟฟ้า</a> , <a class="woocommerce-LoopProduct-link woocommerce-loop-product__link" href="https://www.hannathailand.com/product/phosphorous-marine/">เครื่องวัดปริมาณฟอสฟอรัส ช่วงต่ำมาก รุ่น HI736</a> , <a class="woocommerce-LoopProduct-link woocommerce-loop-product__link" href="https://www.hannathailand.com/product/hi717-checker-hc-phosphate-hr/">เครื่องวัดปริมาณฟอสเฟต ช่วงสูง รุ่น HI717</a> , <a class="woocommerce-LoopProduct-link woocommerce-loop-product__link" href="https://www.hannathailand.com/product/hi708-checker-hc-nitrite-hr/">เครื่องวัดปริมาณไนไตรท์ ช่วงสูง ในตัวอย่างน้ำ รุ่น HI708</a> , <a class="woocommerce-LoopProduct-link woocommerce-loop-product__link" href="https://www.hannathailand.com/product/hi7609829-2/">เซ็นเซอร์วัดออกซิเจนในน้ำสำหรับ HI9829 มัลติพารามิเตอร์</a> , <a class="woocommerce-LoopProduct-link woocommerce-loop-product__link" href="https://www.hannathailand.com/product/hi718-checker-hc-iodine/">เครื่องวัดปริมาณไอโอดีน รุ่น HI718</a> , <a class="woocommerce-LoopProduct-link woocommerce-loop-product__link" href="https://www.hannathailand.com/product/free-chlorine/">เครื่องวัดคลอรีน</a> , <a class="woocommerce-LoopProduct-link woocommerce-loop-product__link" href="https://www.hannathailand.com/product/hi721-checker-hc-iron/">เครื่องวัดค่าเหล็ก รุ่น HI721</a> | https://www.hannathailand.com/wp-content/uploads/2021/07/2-500x500.jpg , https://www.hannathailand.com/wp-content/uploads/2021/12/HI736-600x600.jpg , https://www.hannathailand.com/wp-content/uploads/2022/06/miniphotometerfurphosphathoch827_11-600x600.jpg , https://www.hannathailand.com/wp-content/uploads/2022/06/miniphotometerfurnitrithoch2420_11-600x600.jpg , https://www.hannathailand.com/wp-content/uploads/2021/07/5-500x500.jpg , https://www.hannathailand.com/wp-content/uploads/2022/06/miniphotometerfuriod829_11-600x600.jpg , https://www.hannathailand.com/wp-content/uploads/2021/07/1-500x500.jpg , https://www.hannathailand.com/wp-content/uploads/2022/06/miniphotometerfureisen832_11-600x600.jpg
20 | HI7609829-0 – pH Sensor for HI9829 Multiparameter | สินค้าทั้งหมด , หัววัด , หัววัด , เครื่องวัดความเป็นกรด-ด่าง/โออาร์พี , เครื่องวัดคุณภาพน้ำแบบหลายพารามิเตอร์ | https://www.hannathailand.com/product-category/ph-multimeter/ | https://www.hannathailand.com/product/hi7609829-0-ph-sensor-for-hi9829-multiparameter/ | HI7609829-0 | 8,988.00 |  | <div aria-labelledby="tab-title-additional_information" class="woocommerce-Tabs-panel woocommerce-Tabs-panel--additional_information panel entry-content" id="tab-additional_information" role="tabpanel"> </div> | pH Sensor, with o-ring, to be used with HI 9829 and HI 98290 series multiparameter meters. | <div aria-labelledby="tab-title-description" class="woocommerce-Tabs-panel woocommerce-Tabs-panel--description panel entry-content active" id="tab-description" role="tabpanel"> <p>pH Sensor, with o-ring, to be used with HI 9829 and HI 98290 series multiparameter meters.</p> </div> | pH Sensor, with o-ring, to be used with HI 9829 and HI 98290 series multiparameter meters. | <div class="product-short-description"> <p>pH Sensor, with o-ring, to be used with HI 9829 and HI 98290 series multiparameter meters.</p> </div> | https://www.hannathailand.com/wp-content/uploads/2022/06/hi7609829_0_1_ph.jpg | สารละลายมาตรฐานความขุ่น 20 NTU , เครื่องวัดปริมาณฟลูออไรด์ ช่วงต่ำ รุ่น HI729 , เครื่องวัดคลอรีน , น้ำยามาตรฐานสอบเทียบ ค่ามาตรฐานความเค็ม , เครื่องวัดปริมาณแอมโมเนีย ในน้ำ รุ่น HI715 , เครื่องวัดสีในน้ำตัวอย่าง HI727 , เครื่องวัดปริมาณฟอสเฟต ช่วงสูง รุ่น HI717 , น้ำยามาตรฐานสำหรับค่าโซเดียม | <a class="woocommerce-LoopProduct-link woocommerce-loop-product__link" href="https://www.hannathailand.com/product/hi93102-20/">สารละลายมาตรฐานความขุ่น 20 NTU</a> , <a class="woocommerce-LoopProduct-link woocommerce-loop-product__link" href="https://www.hannathailand.com/product/hi729-checker-hc-fluoride-lr/">เครื่องวัดปริมาณฟลูออไรด์ ช่วงต่ำ รุ่น HI729</a> , <a class="woocommerce-LoopProduct-link woocommerce-loop-product__link" href="https://www.hannathailand.com/product/free-chlorine/">เครื่องวัดคลอรีน</a> , <a class="woocommerce-LoopProduct-link woocommerce-loop-product__link" href="https://www.hannathailand.com/product/hi7083l/">น้ำยามาตรฐานสอบเทียบ ค่ามาตรฐานความเค็ม</a> , <a class="woocommerce-LoopProduct-link woocommerce-loop-product__link" href="https://www.hannathailand.com/product/hi715-checker-hc-ammonia-mr/">เครื่องวัดปริมาณแอมโมเนีย ในน้ำ รุ่น HI715</a> , <a class="woocommerce-LoopProduct-link woocommerce-loop-product__link" href="https://www.hannathailand.com/product/hi727-checker-hc-color-of-water/">เครื่องวัดสีในน้ำตัวอย่าง HI727</a> , <a class="woocommerce-LoopProduct-link woocommerce-loop-product__link" href="https://www.hannathailand.com/product/hi717-checker-hc-phosphate-hr/">เครื่องวัดปริมาณฟอสเฟต ช่วงสูง รุ่น HI717</a> , <a class="woocommerce-LoopProduct-link woocommerce-loop-product__link" href="https://www.hannathailand.com/product/hi7090l/">น้ำยามาตรฐานสำหรับค่าโซเดียม</a> | https://www.hannathailand.com/wp-content/uploads/2022/06/hi7609829_0_1_ph-600x600.jpg , https://www.hannathailand.com/wp-content/uploads/2021/12/ph_specs-500x235.jpg , https://www.hannathailand.com/wp-content/uploads/2021/07/9-500x500.jpg , https://www.hannathailand.com/wp-content/uploads/2022/06/miniphotometerfurfluoridniedrig844_11-600x600.jpg , https://www.hannathailand.com/wp-content/uploads/2021/07/1-500x500.jpg , https://www.hannathailand.com/wp-content/uploads/2021/07/10-500x500.jpg , https://www.hannathailand.com/wp-content/uploads/2022/06/miniphotometerfurammoniakmittel2416_11-600x600.jpg , https://www.hannathailand.com/wp-content/uploads/2022/06/miniphotometerfurfarbe843_11-600x600.jpg , https://www.hannathailand.com/wp-content/uploads/2022/06/miniphotometerfurphosphathoch827_11-600x600.jpg , https://www.hannathailand.com/wp-content/uploads/2021/07/12-500x500.jpg
21 | HI7609829-1 – pH / ORP Sensor for HI9829 Multiparameter | สินค้าทั้งหมด , หัววัด , หัววัด , เครื่องวัดความเป็นกรด-ด่าง/โออาร์พี , เครื่องวัดคุณภาพน้ำแบบหลายพารามิเตอร์ | https://www.hannathailand.com/product-category/ph-multimeter/ | https://www.hannathailand.com/product/hi7609829-1-ph-orp-sensor-for-hi9829-multiparameter/ | HI7609829-1 | 12,305.00 |  | <div aria-labelledby="tab-title-additional_information" class="woocommerce-Tabs-panel woocommerce-Tabs-panel--additional_information panel entry-content" id="tab-additional_information" role="tabpanel"> </div> | pH/ORP sensor, with o-ring, to be used with HI 9829 and HI 98290 series multiparameter meters. | <div aria-labelledby="tab-title-description" class="woocommerce-Tabs-panel woocommerce-Tabs-panel--description panel entry-content active" id="tab-description" role="tabpanel"> <p>pH/ORP sensor, with o-ring, to be used with HI 9829 and HI 98290 series multiparameter meters.</p> </div> | pH/ORP sensor, with o-ring, to be used with HI 9829 and HI 98290 series multiparameter meters. | <div class="product-short-description"> <p>pH/ORP sensor, with o-ring, to be used with HI 9829 and HI 98290 series multiparameter meters.</p> </div> | https://www.hannathailand.com/wp-content/uploads/2022/06/hi7609829_0_1_ph.jpg | เครื่องวัดปริมาณแอมโมเนีย ช่วงสูง รุ่น HI733 , เครื่องวัดปริมาณซิลิกา ช่วงต่ำ ในตัวอย่างน้ำ รุ่น HI705 , เครื่องวัดปริมาณโครเมี่ยม ช่วงสูง รุ่น HI723 , เครื่องวัดปริมาณไนไตรท์ ช่วงสูง ในตัวอย่างน้ำ รุ่น HI708 , เครื่องวัดปริมาณฟอสเฟต ช่วงต่ำ รุ่น HI713 , เครื่องวัดปริมาณฟลูออไรด์ ช่วงต่ำ รุ่น HI729 , เครื่องวัดปริมาณฟอสฟอรัส ช่วงต่ำมาก รุ่น HI736 , น้ำยามาตรฐานสำหรับค่าโซเดียม | <a class="woocommerce-LoopProduct-link woocommerce-loop-product__link" href="https://www.hannathailand.com/product/hi733-checker-hc-ammonia-hr/">เครื่องวัดปริมาณแอมโมเนีย ช่วงสูง รุ่น HI733</a> , <a class="woocommerce-LoopProduct-link woocommerce-loop-product__link" href="https://www.hannathailand.com/product/hi705-checker-hc-silica-lr/">เครื่องวัดปริมาณซิลิกา ช่วงต่ำ ในตัวอย่างน้ำ รุ่น HI705</a> , <a class="woocommerce-LoopProduct-link woocommerce-loop-product__link" href="https://www.hannathailand.com/product/hi723-checker-hc-chromium-vi-hr/">เครื่องวัดปริมาณโครเมี่ยม ช่วงสูง รุ่น HI723</a> , <a class="woocommerce-LoopProduct-link woocommerce-loop-product__link" href="https://www.hannathailand.com/product/hi708-checker-hc-nitrite-hr/">เครื่องวัดปริมาณไนไตรท์ ช่วงสูง ในตัวอย่างน้ำ รุ่น HI708</a> , <a class="woocommerce-LoopProduct-link woocommerce-loop-product__link" href="https://www.hannathailand.com/product/hi713-checker-hc-phosphate-lr/">เครื่องวัดปริมาณฟอสเฟต ช่วงต่ำ รุ่น HI713</a> , <a class="woocommerce-LoopProduct-link woocommerce-loop-product__link" href="https://www.hannathailand.com/product/hi729-checker-hc-fluoride-lr/">เครื่องวัดปริมาณฟลูออไรด์ ช่วงต่ำ รุ่น HI729</a> , <a class="woocommerce-LoopProduct-link woocommerce-loop-product__link" href="https://www.hannathailand.com/product/phosphorous-marine/">เครื่องวัดปริมาณฟอสฟอรัส ช่วงต่ำมาก รุ่น HI736</a> , <a class="woocommerce-LoopProduct-link woocommerce-loop-product__link" href="https://www.hannathailand.com/product/hi7090l/">น้ำยามาตรฐานสำหรับค่าโซเดียม</a> | https://www.hannathailand.com/wp-content/uploads/2022/06/hi7609829_0_1_ph-600x600.jpg , https://www.hannathailand.com/wp-content/uploads/2022/06/ph_orp_specs-600x600.jpg , https://www.hannathailand.com/wp-content/uploads/2022/06/miniphotometerfurammoniumhoch2418_11-600x600.jpg , https://www.hannathailand.com/wp-content/uploads/2022/06/hi705400-600x600.jpg , https://www.hannathailand.com/wp-content/uploads/2022/06/miniphotometerfurchromvihoch839_11-600x600.jpg , https://www.hannathailand.com/wp-content/uploads/2022/06/miniphotometerfurnitrithoch2420_11-600x600.jpg , https://www.hannathailand.com/wp-content/uploads/2022/06/hi713_lg51caffcdce23e-600x600.jpg , https://www.hannathailand.com/wp-content/uploads/2022/06/miniphotometerfurfluoridniedrig844_11-600x600.jpg , https://www.hannathailand.com/wp-content/uploads/2021/12/HI736-600x600.jpg , https://www.hannathailand.com/wp-content/uploads/2021/07/12-500x500.jpg
22 | HI7609829-2 – Dissolved Oxygen Sensor for HI9829 Multiparameter | สินค้าทั้งหมด , หัววัด , หัววัด , เครื่องวัดคุณภาพน้ำแบบหลายพารามิเตอร์ , เครื่องวัดออกซิเจนในน้ำ | https://www.hannathailand.com/product-category/dissolved-oxygen-meter/ | https://www.hannathailand.com/product/hi7609829-2-dissolved-oxygen-sensor-for-hi9829-multiparameter/ | HI7609829-2 | 12,305.00 | น้ำหนัก 0.000 กก. | <div aria-labelledby="tab-title-additional_information" class="woocommerce-Tabs-panel woocommerce-Tabs-panel--additional_information panel entry-content" id="tab-additional_information" role="tabpanel"> <table class="woocommerce-product-attributes shop_attributes"> <tr class="woocommerce-product-attributes-item woocommerce-product-attributes-item--weight"> <th class="woocommerce-product-attributes-item__label">น้ำหนัก</th> <td class="woocommerce-product-attributes-item__value">0.000 กก.</td> </tr> </table> </div> | Dissolved oxygen sensor, with o-ring, to be used with HI 9829 and HI 98290 series multiparameter meters. | <div aria-labelledby="tab-title-description" class="woocommerce-Tabs-panel woocommerce-Tabs-panel--description panel entry-content active" id="tab-description" role="tabpanel"> <p>Dissolved oxygen sensor, with o-ring, to be used with HI 9829 and HI 98290 series multiparameter meters.</p> </div> | Dissolved oxygen sensor, with o-ring, to be used with HI 9829 and HI 98290 series multiparameter meters. | <div class="product-short-description"> <p>Dissolved oxygen sensor, with o-ring, to be used with HI 9829 and HI 98290 series multiparameter meters.</p> </div> | https://www.hannathailand.com/wp-content/uploads/2021/12/hi7609829_2_do.jpg | ซัลไฟด์สารต้านอนุมูลอิสระบัฟเฟอร์ , เครื่องวัดปริมาณโบรมีน ในตัวอย่างน้ำ รุ่น HI716 , เครื่องวัดปริมาณไอโอดีน รุ่น HI718 , เครื่องวัดปริมาณคลอรีนอิสระ รุ่น HI701 , เครื่องวัดปริมาณฟอสฟอรัส ช่วงต่ำมาก รุ่น HI736 , เครื่องวัดปริมาณแอมโมเนีย ช่วงต่ำ รุ่น HI700 , น้ำยามาตรฐานสอบเทียบ , เครื่องวัดปริมาณโครเมี่ยม ช่วงสูง รุ่น HI723 | <a class="woocommerce-LoopProduct-link woocommerce-loop-product__link" href="https://www.hannathailand.com/product/hi4015-00/">ซัลไฟด์สารต้านอนุมูลอิสระบัฟเฟอร์</a> , <a class="woocommerce-LoopProduct-link woocommerce-loop-product__link" href="https://www.hannathailand.com/product/hi716-checker-hc-bromine/">เครื่องวัดปริมาณโบรมีน ในตัวอย่างน้ำ รุ่น HI716</a> , <a class="woocommerce-LoopProduct-link woocommerce-loop-product__link" href="https://www.hannathailand.com/product/hi718-checker-hc-iodine/">เครื่องวัดปริมาณไอโอดีน รุ่น HI718</a> , <a class="woocommerce-LoopProduct-link woocommerce-loop-product__link" href="https://www.hannathailand.com/product/hi701-checker-hc-free-chlorine/">เครื่องวัดปริมาณคลอรีนอิสระ รุ่น HI701</a> , <a class="woocommerce-LoopProduct-link woocommerce-loop-product__link" href="https://www.hannathailand.com/product/phosphorous-marine/">เครื่องวัดปริมาณฟอสฟอรัส ช่วงต่ำมาก รุ่น HI736</a> , <a class="woocommerce-LoopProduct-link woocommerce-loop-product__link" href="https://www.hannathailand.com/product/hi700-checker-hc-ammonia-lr/">เครื่องวัดปริมาณแอมโมเนีย ช่วงต่ำ รุ่น HI700</a> , <a class="woocommerce-LoopProduct-link woocommerce-loop-product__link" href="https://www.hannathailand.com/product/hi9828-25/">น้ำยามาตรฐานสอบเทียบ</a> , <a class="woocommerce-LoopProduct-link woocommerce-loop-product__link" href="https://www.hannathailand.com/product/hi723-checker-hc-chromium-vi-hr/">เครื่องวัดปริมาณโครเมี่ยม ช่วงสูง รุ่น HI723</a> | https://www.hannathailand.com/wp-content/uploads/2021/12/hi7609829_2_do-500x500.jpg , https://www.hannathailand.com/wp-content/uploads/2021/12/do_specs.jpg , https://www.hannathailand.com/wp-content/uploads/2021/07/7-500x500.jpg , https://www.hannathailand.com/wp-content/uploads/2022/06/miniphotometerfurfreiesgesamtchlor704_11-600x600.jpg , https://www.hannathailand.com/wp-content/uploads/2022/06/miniphotometerfuriod829_11-600x600.jpg , https://www.hannathailand.com/wp-content/uploads/2021/11/hi701-500x500.jpg , https://www.hannathailand.com/wp-content/uploads/2021/12/HI736-600x600.jpg , https://www.hannathailand.com/wp-content/uploads/2022/06/hi700_400pxl-600x600.jpg , https://www.hannathailand.com/wp-content/uploads/2021/07/8-500x500.jpg , https://www.hannathailand.com/wp-content/uploads/2022/06/miniphotometerfurchromvihoch839_11-600x600.jpg
23 | HI7609829-3 – Conductivity Sensor for HI9829 Multiparameter-Copy | สินค้าทั้งหมด , หัววัด , หัววัด , เครื่องวัดการนำไฟฟ้า/ของแข็งละลายในน้ำ , เครื่องวัดคุณภาพน้ำแบบหลายพารามิเตอร์ | https://www.hannathailand.com/product-category/ph-multimeter/ | https://www.hannathailand.com/product/hi7609829-3-conductivity-sensor-for-hi9829-multiparameter-copy/ | HI7609829-3 | 12,305.00 |  | <div aria-labelledby="tab-title-additional_information" class="woocommerce-Tabs-panel woocommerce-Tabs-panel--additional_information panel entry-content" id="tab-additional_information" role="tabpanel"> </div> | Conductivity sensor, with o-ring, to be used with HI 9829 and HI 98290 series multiparameter meters. | <div aria-labelledby="tab-title-description" class="woocommerce-Tabs-panel woocommerce-Tabs-panel--description panel entry-content active" id="tab-description" role="tabpanel"> <p>Conductivity sensor, with o-ring, to be used with HI 9829 and HI 98290 series multiparameter meters.</p> </div> | Conductivity sensor, with o-ring, to be used with HI 9829 and HI 98290 series multiparameter meters. | <div class="product-short-description"> <p>Conductivity sensor, with o-ring, to be used with HI 9829 and HI 98290 series multiparameter meters.</p> </div> | https://www.hannathailand.com/wp-content/uploads/2022/06/hi7609829_3_ec52dbeac662831.jpg | เครื่องวัดปริมาณซิลิกา ช่วงต่ำ ในตัวอย่างน้ำ รุ่น HI705 , เครื่องวัดปริมาณคลอรีนรวม รุ่น HI711 , น้ำยามาตรฐานสอบเทียบ ค่ามาตรฐานความเค็ม , เครื่องวัดปริมาณฟอสฟอรัส ช่วงสูง รุ่น HI706 , เครื่องวัดปริมาณโบรมีน ในตัวอย่างน้ำ รุ่น HI716 , เครื่องวัดปริมาณแอมโมเนีย ช่วงต่ำ รุ่น HI700 , เครื่องวัดค่าเหล็ก รุ่น HI721 , เครื่องวัดปริมาณแอมโมเนีย ช่วงสูง รุ่น HI733 | <a class="woocommerce-LoopProduct-link woocommerce-loop-product__link" href="https://www.hannathailand.com/product/hi705-checker-hc-silica-lr/">เครื่องวัดปริมาณซิลิกา ช่วงต่ำ ในตัวอย่างน้ำ รุ่น HI705</a> , <a class="woocommerce-LoopProduct-link woocommerce-loop-product__link" href="https://www.hannathailand.com/product/hi711-checker-hc-total-chlorine/">เครื่องวัดปริมาณคลอรีนรวม รุ่น HI711</a> , <a class="woocommerce-LoopProduct-link woocommerce-loop-product__link" href="https://www.hannathailand.com/product/hi7083l/">น้ำยามาตรฐานสอบเทียบ ค่ามาตรฐานความเค็ม</a> , <a class="woocommerce-LoopProduct-link woocommerce-loop-product__link" href="https://www.hannathailand.com/product/hi706-checker-hc-phosphorous-hr/">เครื่องวัดปริมาณฟอสฟอรัส ช่วงสูง รุ่น HI706</a> , <a class="woocommerce-LoopProduct-link woocommerce-loop-product__link" href="https://www.hannathailand.com/product/hi716-checker-hc-bromine/">เครื่องวัดปริมาณโบรมีน ในตัวอย่างน้ำ รุ่น HI716</a> , <a class="woocommerce-LoopProduct-link woocommerce-loop-product__link" href="https://www.hannathailand.com/product/hi700-checker-hc-ammonia-lr/">เครื่องวัดปริมาณแอมโมเนีย ช่วงต่ำ รุ่น HI700</a> , <a class="woocommerce-LoopProduct-link woocommerce-loop-product__link" href="https://www.hannathailand.com/product/hi721-checker-hc-iron/">เครื่องวัดค่าเหล็ก รุ่น HI721</a> , <a class="woocommerce-LoopProduct-link woocommerce-loop-product__link" href="https://www.hannathailand.com/product/hi733-checker-hc-ammonia-hr/">เครื่องวัดปริมาณแอมโมเนีย ช่วงสูง รุ่น HI733</a> | https://www.hannathailand.com/wp-content/uploads/2022/06/hi7609829_3_ec52dbeac662831-600x600.jpg , https://www.hannathailand.com/wp-content/uploads/2021/12/ecspecs52de79e35ac7e-500x481.jpg , https://www.hannathailand.com/wp-content/uploads/2022/06/hi705400-600x600.jpg , https://www.hannathailand.com/wp-content/uploads/2022/06/hi711_lg-600x600.jpg , https://www.hannathailand.com/wp-content/uploads/2021/07/10-500x500.jpg , https://www.hannathailand.com/wp-content/uploads/2022/06/hi706_400-600x600.jpg , https://www.hannathailand.com/wp-content/uploads/2022/06/miniphotometerfurfreiesgesamtchlor704_11-600x600.jpg , https://www.hannathailand.com/wp-content/uploads/2022/06/hi700_400pxl-600x600.jpg , https://www.hannathailand.com/wp-content/uploads/2022/06/miniphotometerfureisen832_11-600x600.jpg , https://www.hannathailand.com/wp-content/uploads/2022/06/miniphotometerfurammoniumhoch2418_11-600x600.jpg
24 | HI7609829-4 – Conductivity / Turbidity Sensor for HI9829 Multiparameter | สินค้าทั้งหมด , หัววัด , หัววัด , เครื่องวัดการนำไฟฟ้า/ของแข็งละลายในน้ำ , เครื่องวัดความขุ่น , เครื่องวัดคุณภาพน้ำแบบหลายพารามิเตอร์ | https://www.hannathailand.com/product-category/ph-multimeter/ | https://www.hannathailand.com/product/hi7609829-4-conductivity-turbidity-sensor-for-hi9829-multiparameter/ | HI7609829-4 | 40,660.00 |  | <div aria-labelledby="tab-title-additional_information" class="woocommerce-Tabs-panel woocommerce-Tabs-panel--additional_information panel entry-content" id="tab-additional_information" role="tabpanel"> </div> | EC/Turbidity sensor, with o-ring, to be used with HI 9829 and HI 98290 series multiparameter meters. | <div aria-labelledby="tab-title-description" class="woocommerce-Tabs-panel woocommerce-Tabs-panel--description panel entry-content active" id="tab-description" role="tabpanel"> <p>EC/Turbidity sensor, with o-ring, to be used with HI 9829 and HI 98290 series multiparameter meters.</p> </div> | EC/Turbidity sensor, with o-ring, to be used with HI 9829 and HI 98290 series multiparameter meters. | <div class="product-short-description"> <p>EC/Turbidity sensor, with o-ring, to be used with HI 9829 and HI 98290 series multiparameter meters.</p> </div> | https://www.hannathailand.com/wp-content/uploads/2022/06/hi7609829_4_ecturbidity.jpg | เครื่องวัดปริมาณคลอรีนรวม รุ่น HI711 , ซัลไฟด์สารต้านอนุมูลอิสระบัฟเฟอร์ , สารละลายมาตรฐานความขุ่น 20 NTU , น้ำยามาตรฐานสอบเทียบ , น้ำยามาตรฐานสอบเทียบ ค่ามาตรฐานความเค็ม , เครื่องวัดปริมาณฟลูออไรด์ ช่วงต่ำ รุ่น HI729 , เครื่องวัดปริมาณฟอสฟอรัส ช่วงสูง รุ่น HI706 , เครื่องวัดปริมาณแอมโมเนีย ในน้ำ รุ่น HI715 | <a class="woocommerce-LoopProduct-link woocommerce-loop-product__link" href="https://www.hannathailand.com/product/hi711-checker-hc-total-chlorine/">เครื่องวัดปริมาณคลอรีนรวม รุ่น HI711</a> , <a class="woocommerce-LoopProduct-link woocommerce-loop-product__link" href="https://www.hannathailand.com/product/hi4015-00/">ซัลไฟด์สารต้านอนุมูลอิสระบัฟเฟอร์</a> , <a class="woocommerce-LoopProduct-link woocommerce-loop-product__link" href="https://www.hannathailand.com/product/hi93102-20/">สารละลายมาตรฐานความขุ่น 20 NTU</a> , <a class="woocommerce-LoopProduct-link woocommerce-loop-product__link" href="https://www.hannathailand.com/product/hi9828-25/">น้ำยามาตรฐานสอบเทียบ</a> , <a class="woocommerce-LoopProduct-link woocommerce-loop-product__link" href="https://www.hannathailand.com/product/hi7083l/">น้ำยามาตรฐานสอบเทียบ ค่ามาตรฐานความเค็ม</a> , <a class="woocommerce-LoopProduct-link woocommerce-loop-product__link" href="https://www.hannathailand.com/product/hi729-checker-hc-fluoride-lr/">เครื่องวัดปริมาณฟลูออไรด์ ช่วงต่ำ รุ่น HI729</a> , <a class="woocommerce-LoopProduct-link woocommerce-loop-product__link" href="https://www.hannathailand.com/product/hi706-checker-hc-phosphorous-hr/">เครื่องวัดปริมาณฟอสฟอรัส ช่วงสูง รุ่น HI706</a> , <a class="woocommerce-LoopProduct-link woocommerce-loop-product__link" href="https://www.hannathailand.com/product/hi715-checker-hc-ammonia-mr/">เครื่องวัดปริมาณแอมโมเนีย ในน้ำ รุ่น HI715</a> | https://www.hannathailand.com/wp-content/uploads/2022/06/hi7609829_4_ecturbidity-600x600.jpg , https://www.hannathailand.com/wp-content/uploads/2021/12/ecspecs-500x481.jpg , https://www.hannathailand.com/wp-content/uploads/2021/12/turbidity_specs.jpg , https://www.hannathailand.com/wp-content/uploads/2022/06/hi711_lg-600x600.jpg , https://www.hannathailand.com/wp-content/uploads/2021/07/7-500x500.jpg , https://www.hannathailand.com/wp-content/uploads/2021/07/9-500x500.jpg , https://www.hannathailand.com/wp-content/uploads/2021/07/8-500x500.jpg , https://www.hannathailand.com/wp-content/uploads/2021/07/10-500x500.jpg , https://www.hannathailand.com/wp-content/uploads/2022/06/miniphotometerfurfluoridniedrig844_11-600x600.jpg , https://www.hannathailand.com/wp-content/uploads/2022/06/hi706_400-600x600.jpg , https://www.hannathailand.com/wp-content/uploads/2022/06/miniphotometerfurammoniakmittel2416_11-600x600.jpg
25 | HI7609829/4 – HI9829 Non Logging Probe without protection shield and sensors | สินค้าทั้งหมด , เครื่องวัดคุณภาพน้ำแบบหลายพารามิเตอร์ | https://www.hannathailand.com/product-category/ph-multimeter/ | https://www.hannathailand.com/product/hi76098294-hi9829-non-logging-probe-without-protection-shield-and-sensors/ | HI7609829-04 | 65,163.00 |  | <div aria-labelledby="tab-title-additional_information" class="woocommerce-Tabs-panel woocommerce-Tabs-panel--additional_information panel entry-content" id="tab-additional_information" role="tabpanel"> </div> | HI9829 Non Logging probe for pH/pH+ORP/ISE, DO, EC (sensors not included), temperature without protective shield and 4 m (13.1’) cable. | <div aria-labelledby="tab-title-description" class="woocommerce-Tabs-panel woocommerce-Tabs-panel--description panel entry-content active" id="tab-description" role="tabpanel"> <p>HI9829 Non Logging probe for pH/pH+ORP/ISE, DO, EC (sensors not included), temperature without protective shield and 4 m (13.1’) cable.</p> <p> </p> </div> | Non-Logging probe for pH/pH+ORP/ISE, DO, EC (sensors not included), temperature without protective shield and 4 m (13.1’) cable. | <div class="product-short-description"> <p>Non-Logging probe for pH/pH+ORP/ISE, DO, EC (sensors not included), temperature without protective shield and 4 m (13.1’) cable.</p> </div> | https://www.hannathailand.com/wp-content/uploads/2022/06/hi9829_nonloggingprobe.jpg | เครื่องวัดปริมาณแอมโมเนีย ช่วงสูง รุ่น HI733 , เครื่องวัดปริมาณไอโอดีน รุ่น HI718 , น้ำยามาตรฐานสำหรับค่าโซเดียม , เซ็นเซอร์วัดออกซิเจนในน้ำสำหรับ HI9829 มัลติพารามิเตอร์ , เครื่องวัดปริมาณฟลูออไรด์ ช่วงต่ำ รุ่น HI729 , เครื่องวัดปริมาณฟอสฟอรัส ช่วงสูง รุ่น HI706 , น้ำยามาตรฐานสอบเทียบ ค่ามาตรฐานความเค็ม , เครื่องวัดปริมาณแอมโมเนีย ในน้ำ รุ่น HI715 | <a class="woocommerce-LoopProduct-link woocommerce-loop-product__link" href="https://www.hannathailand.com/product/hi733-checker-hc-ammonia-hr/">เครื่องวัดปริมาณแอมโมเนีย ช่วงสูง รุ่น HI733</a> , <a class="woocommerce-LoopProduct-link woocommerce-loop-product__link" href="https://www.hannathailand.com/product/hi718-checker-hc-iodine/">เครื่องวัดปริมาณไอโอดีน รุ่น HI718</a> , <a class="woocommerce-LoopProduct-link woocommerce-loop-product__link" href="https://www.hannathailand.com/product/hi7090l/">น้ำยามาตรฐานสำหรับค่าโซเดียม</a> , <a class="woocommerce-LoopProduct-link woocommerce-loop-product__link" href="https://www.hannathailand.com/product/hi7609829-2/">เซ็นเซอร์วัดออกซิเจนในน้ำสำหรับ HI9829 มัลติพารามิเตอร์</a> , <a class="woocommerce-LoopProduct-link woocommerce-loop-product__link" href="https://www.hannathailand.com/product/hi729-checker-hc-fluoride-lr/">เครื่องวัดปริมาณฟลูออไรด์ ช่วงต่ำ รุ่น HI729</a> , <a class="woocommerce-LoopProduct-link woocommerce-loop-product__link" href="https://www.hannathailand.com/product/hi706-checker-hc-phosphorous-hr/">เครื่องวัดปริมาณฟอสฟอรัส ช่วงสูง รุ่น HI706</a> , <a class="woocommerce-LoopProduct-link woocommerce-loop-product__link" href="https://www.hannathailand.com/product/hi7080l/">น้ำยามาตรฐานสอบเทียบ ค่ามาตรฐานความเค็ม</a> , <a class="woocommerce-LoopProduct-link woocommerce-loop-product__link" href="https://www.hannathailand.com/product/hi715-checker-hc-ammonia-mr/">เครื่องวัดปริมาณแอมโมเนีย ในน้ำ รุ่น HI715</a> | https://www.hannathailand.com/wp-content/uploads/2022/06/miniphotometerfurammoniumhoch2418_11-600x600.jpg , https://www.hannathailand.com/wp-content/uploads/2022/06/miniphotometerfuriod829_11-600x600.jpg , https://www.hannathailand.com/wp-content/uploads/2021/07/12-500x500.jpg , https://www.hannathailand.com/wp-content/uploads/2021/07/5-500x500.jpg , https://www.hannathailand.com/wp-content/uploads/2022/06/miniphotometerfurfluoridniedrig844_11-600x600.jpg , https://www.hannathailand.com/wp-content/uploads/2022/06/hi706_400-600x600.jpg , https://www.hannathailand.com/wp-content/uploads/2021/07/11-500x500.jpg , https://www.hannathailand.com/wp-content/uploads/2022/06/miniphotometerfurammoniakmittel2416_11-600x600.jpg
26 | HI7629829/4 – HI9829 Logging Probe without protection shield and sensors with 4m Cable | สินค้าทั้งหมด , เครื่องวัดคุณภาพน้ำแบบหลายพารามิเตอร์ | https://www.hannathailand.com/product-category/ph-multimeter/ | https://www.hannathailand.com/product/hi76298294-hi9829-logging-probe-without-protection-shield-and-sensors-with-4m-cable/ | HI7629829-04 | 65,163.00 |  | <div aria-labelledby="tab-title-additional_information" class="woocommerce-Tabs-panel woocommerce-Tabs-panel--additional_information panel entry-content" id="tab-additional_information" role="tabpanel"> </div> | Logging probe for pH/pH+ORP/ISE, DO, EC (sensors not included), temperature without protective shield and 4 m (13.1’) cable. | <div aria-labelledby="tab-title-description" class="woocommerce-Tabs-panel woocommerce-Tabs-panel--description panel entry-content active" id="tab-description" role="tabpanel"> <p>Logging probe for pH/pH+ORP/ISE, DO, EC (sensors not included), temperature without protective shield and 4 m (13.1’) cable.</p> <p> </p> </div> | Logging probe for pH/pH+ORP/ISE, DO, EC (sensors not included), temperature without protective shield and 4 m (13.1’) cable. | <div class="product-short-description"> <p>Logging probe for pH/pH+ORP/ISE, DO, EC (sensors not included), temperature without protective shield and 4 m (13.1’) cable.</p> </div> | https://www.hannathailand.com/wp-content/uploads/2022/06/hi9829_loggingprobe.jpg | เครื่องวัดปริมาณโครเมี่ยม ช่วงสูง รุ่น HI723 , เครื่องวัดปริมาณแอมโมเนีย ในน้ำ รุ่น HI715 , เครื่องควบคุมค่าความนำไฟฟ้า , น้ำยามาตรฐานสอบเทียบ , เครื่องวัดปริมาณไนไตรท์ ช่วงสูง ในตัวอย่างน้ำ รุ่น HI708 , เครื่องวัดปริมาณฟอสฟอรัส ช่วงสูง รุ่น HI706 , เครื่องวัดปริมาณฟอสเฟต ช่วงต่ำ รุ่น HI713 , เครื่องวัดปริมาณนิกเกิล ช่วงสูง รุ่น HI726 | <a class="woocommerce-LoopProduct-link woocommerce-loop-product__link" href="https://www.hannathailand.com/product/hi723-checker-hc-chromium-vi-hr/">เครื่องวัดปริมาณโครเมี่ยม ช่วงสูง รุ่น HI723</a> , <a class="woocommerce-LoopProduct-link woocommerce-loop-product__link" href="https://www.hannathailand.com/product/hi715-checker-hc-ammonia-mr/">เครื่องวัดปริมาณแอมโมเนีย ในน้ำ รุ่น HI715</a> , <a class="woocommerce-LoopProduct-link woocommerce-loop-product__link" href="https://www.hannathailand.com/product/hi8931cn/">เครื่องควบคุมค่าความนำไฟฟ้า</a> , <a class="woocommerce-LoopProduct-link woocommerce-loop-product__link" href="https://www.hannathailand.com/product/hi9828-25/">น้ำยามาตรฐานสอบเทียบ</a> , <a class="woocommerce-LoopProduct-link woocommerce-loop-product__link" href="https://www.hannathailand.com/product/hi708-checker-hc-nitrite-hr/">เครื่องวัดปริมาณไนไตรท์ ช่วงสูง ในตัวอย่างน้ำ รุ่น HI708</a> , <a class="woocommerce-LoopProduct-link woocommerce-loop-product__link" href="https://www.hannathailand.com/product/hi706-checker-hc-phosphorous-hr/">เครื่องวัดปริมาณฟอสฟอรัส ช่วงสูง รุ่น HI706</a> , <a class="woocommerce-LoopProduct-link woocommerce-loop-product__link" href="https://www.hannathailand.com/product/hi713-checker-hc-phosphate-lr/">เครื่องวัดปริมาณฟอสเฟต ช่วงต่ำ รุ่น HI713</a> , <a class="woocommerce-LoopProduct-link woocommerce-loop-product__link" href="https://www.hannathailand.com/product/hi726-checker-hc-nickel-hr/">เครื่องวัดปริมาณนิกเกิล ช่วงสูง รุ่น HI726</a> | https://www.hannathailand.com/wp-content/uploads/2022/06/miniphotometerfurchromvihoch839_11-600x600.jpg , https://www.hannathailand.com/wp-content/uploads/2022/06/miniphotometerfurammoniakmittel2416_11-600x600.jpg , https://www.hannathailand.com/wp-content/uploads/2021/07/2-500x500.jpg , https://www.hannathailand.com/wp-content/uploads/2021/07/8-500x500.jpg , https://www.hannathailand.com/wp-content/uploads/2022/06/miniphotometerfurnitrithoch2420_11-600x600.jpg , https://www.hannathailand.com/wp-content/uploads/2022/06/hi706_400-600x600.jpg , https://www.hannathailand.com/wp-content/uploads/2022/06/hi713_lg51caffcdce23e-600x600.jpg , https://www.hannathailand.com/wp-content/uploads/2022/06/miniphotometerfurnickelhoch841_11-600x600.jpg
27 | HI7635 – Industrial Conductivity Probe | วัดการนำไฟฟ้า/ของแข็งละลายในน้ำ , สินค้าทั้งหมด , หัววัด , เครื่องควบคุมแบบต่อเนื่อง | https://www.hannathailand.com/product-category/pneumatics-control/ | https://www.hannathailand.com/product/hi7635-industrial-conductivity-probe/ | HI7635 | 8,346.00 |  | <div aria-labelledby="tab-title-additional_information" class="woocommerce-Tabs-panel woocommerce-Tabs-panel--additional_information panel entry-content" id="tab-additional_information" role="tabpanel"> </div> | Flow-thru Conductivity Probes The wide range of HANNA conductivity probes includes flow-thru and dip models for industrial applications. These conductivity probes combine the proven four-ring potentiometric method of measuring conductivity with platinum sensors. The universally acclaimed four-ring method provides an exceptionally stable measurement over a wider range. These probes do not suffer polarization, nor do they need frequent calibration or cell changes. The built-in temperature sensor (select models) allows automatically temperature compensated measurements and features easy operation and maintenance. The majority of probes are provided with a 4 m cable incorporating color coded wires for easy connection to HI 8936 transmitters while others provide a DIN connection. Specification : Temperature Compensation Automatic, 0 to 50°C with NTC sensor Body Material polypropylene Operating Temperature 0 to 80°C (32 to 176°F) Max Pressure 5 bar | <div aria-labelledby="tab-title-description" class="woocommerce-Tabs-panel woocommerce-Tabs-panel--description panel entry-content active" id="tab-description" role="tabpanel"> <p><big><span data-mce-style="font-size: x-large;" style="font-size: x-large;">Flow-thru Conductivity Probes</span></big></p> <p>The wide range of HANNA conductivity probes includes flow-thru and dip models for industrial applications.<br/> These conductivity probes combine the proven four-ring potentiometric method of measuring conductivity with platinum sensors. The universally acclaimed four-ring method provides an exceptionally stable measurement over a wider range. These probes do not suffer polarization, nor do they need frequent calibration or cell changes.</p> <p>The built-in temperature sensor (select models) allows automatically temperature compensated measurements and features easy operation and maintenance.</p> <p>The majority of probes are provided with a 4 m cable incorporating color coded wires for easy connection to HI 8936 transmitters while others provide a DIN connection.</p> <p><strong>Specification :<br/></strong></p> <table class="spec_table mceItemTable"> <tbody> <tr> <td>Temperature Compensation</td> <td> </td> <td>Automatic, 0 to 50°C with NTC sensor</td> </tr> <tr> <td>Body Material</td> <td> </td> <td>polypropylene</td> </tr> <tr> <td>Operating Temperature</td> <td> </td> <td>0 to 80°C (32 to 176°F)</td> </tr> <tr> <td>Max Pressure</td> <td> </td> <td>5 bar</td> </tr> </tbody> </table> <p><strong><br/></strong></p> <p></p> </div> | EC built probe, 4-ring, NTC sensor | <div class="product-short-description"> <p>EC built probe, 4-ring, NTC sensor</p> </div> | https://www.hannathailand.com/wp-content/uploads/2022/06/hi7635d_200.jpg | เครื่องวัดปริมาณนิกเกิล ช่วงสูง รุ่น HI726 , เครื่องวัดปริมาณแอมโมเนีย ช่วงสูง รุ่น HI733 , เครื่องวัดค่าเหล็ก รุ่น HI721 , เครื่องวัดปริมาณฟลูออไรด์ ช่วงสูง รุ่น HI739 , เครื่องวัดปริมาณแอมโมเนีย ช่วงต่ำ รุ่น HI700 , เครื่องวัดปริมาณแอมโมเนีย ในน้ำ รุ่น HI715 , น้ำยามาตรฐานสอบเทียบ ค่ามาตรฐานความเค็ม , เครื่องวัดปริมาณฟอสฟอรัส ช่วงสูง รุ่น HI706 | <a class="woocommerce-LoopProduct-link woocommerce-loop-product__link" href="https://www.hannathailand.com/product/hi726-checker-hc-nickel-hr/">เครื่องวัดปริมาณนิกเกิล ช่วงสูง รุ่น HI726</a> , <a class="woocommerce-LoopProduct-link woocommerce-loop-product__link" href="https://www.hannathailand.com/product/hi733-checker-hc-ammonia-hr/">เครื่องวัดปริมาณแอมโมเนีย ช่วงสูง รุ่น HI733</a> , <a class="woocommerce-LoopProduct-link woocommerce-loop-product__link" href="https://www.hannathailand.com/product/hi721-checker-hc-iron/">เครื่องวัดค่าเหล็ก รุ่น HI721</a> , <a class="woocommerce-LoopProduct-link woocommerce-loop-product__link" href="https://www.hannathailand.com/product/hi739-checker-hc-fluoride-hr/">เครื่องวัดปริมาณฟลูออไรด์ ช่วงสูง รุ่น HI739</a> , <a class="woocommerce-LoopProduct-link woocommerce-loop-product__link" href="https://www.hannathailand.com/product/hi700-checker-hc-ammonia-lr/">เครื่องวัดปริมาณแอมโมเนีย ช่วงต่ำ รุ่น HI700</a> , <a class="woocommerce-LoopProduct-link woocommerce-loop-product__link" href="https://www.hannathailand.com/product/hi715-checker-hc-ammonia-mr/">เครื่องวัดปริมาณแอมโมเนีย ในน้ำ รุ่น HI715</a> , <a class="woocommerce-LoopProduct-link woocommerce-loop-product__link" href="https://www.hannathailand.com/product/hi7080l/">น้ำยามาตรฐานสอบเทียบ ค่ามาตรฐานความเค็ม</a> , <a class="woocommerce-LoopProduct-link woocommerce-loop-product__link" href="https://www.hannathailand.com/product/hi706-checker-hc-phosphorous-hr/">เครื่องวัดปริมาณฟอสฟอรัส ช่วงสูง รุ่น HI706</a> | https://www.hannathailand.com/wp-content/uploads/2022/06/hi7635d_200-600x600.jpg , https://www.hannathailand.com/wp-content/uploads/2021/12/hi7635pic02-500x500.jpg , https://www.hannathailand.com/wp-content/uploads/2021/12/hi7635pic01.jpg , https://www.hannathailand.com/wp-content/uploads/2022/06/miniphotometerfurnickelhoch841_11-600x600.jpg , https://www.hannathailand.com/wp-content/uploads/2022/06/miniphotometerfurammoniumhoch2418_11-600x600.jpg , https://www.hannathailand.com/wp-content/uploads/2022/06/miniphotometerfureisen832_11-600x600.jpg , https://www.hannathailand.com/wp-content/uploads/2022/06/miniphotometerfurfluoridhoch866_1151cb11ba33836-600x600.jpg , https://www.hannathailand.com/wp-content/uploads/2022/06/hi700_400pxl-600x600.jpg , https://www.hannathailand.com/wp-content/uploads/2022/06/miniphotometerfurammoniakmittel2416_11-600x600.jpg , https://www.hannathailand.com/wp-content/uploads/2021/07/11-500x500.jpg , https://www.hannathailand.com/wp-content/uploads/2022/06/hi706_400-600x600.jpg
28 | HI7638 – Industrial conductivity probe | วัดการนำไฟฟ้า/ของแข็งละลายในน้ำ , สินค้าทั้งหมด , หัววัด , เครื่องควบคุมแบบต่อเนื่อง | https://www.hannathailand.com/product-category/pneumatics-control/ | https://www.hannathailand.com/product/hi7638-industrial-conductivity-probe/ | HI7638 | 17,976.00 | น้ำหนัก 0.000 กก. Cable Length 10m, 3m | <div aria-labelledby="tab-title-additional_information" class="woocommerce-Tabs-panel woocommerce-Tabs-panel--additional_information panel entry-content" id="tab-additional_information" role="tabpanel"> <table class="woocommerce-product-attributes shop_attributes"> <tr class="woocommerce-product-attributes-item woocommerce-product-attributes-item--weight"> <th class="woocommerce-product-attributes-item__label">น้ำหนัก</th> <td class="woocommerce-product-attributes-item__value">0.000 กก.</td> </tr> <tr class="woocommerce-product-attributes-item woocommerce-product-attributes-item--attribute_pa_cable-length"> <th class="woocommerce-product-attributes-item__label">Cable Length</th> <td class="woocommerce-product-attributes-item__value"><p>10m, 3m</p> </td> </tr> </table> </div> | In-line Conductivity Probe with Platinum Ring, NTC Sensor and 3, 10 & 20 m Cable. These conductivity probes combine the proven four-ring potentiometric method of measuring conductivity with platinum sensors. The universally acclaimed four-ring method provides an exceptionally stable measurement over a wider range. These probes do not suffer polarization, nor do they need frequent calibration or cell changes. The built-in temperature sensor for the HI 7638 allows automatically temperature compensated measurements and features easy operation and maintenance. HI 7638 are provided with a choice of cable incorporating color coded wires for easy connection to HI 8936 transmitters. Specification : Temperature Compensation automatic, 0 to 50°C with NTC sensor Body PEI and glass Operating Temperature 0 to 120°C (32 to 248°F) Max Pressure 5 bar (72.5 psi) Cable/Connection 3, 10 & 20 m (32.8’)/Color coded wires | <div aria-labelledby="tab-title-description" class="woocommerce-Tabs-panel woocommerce-Tabs-panel--description panel entry-content active" id="tab-description" role="tabpanel"> <p>In-line Conductivity Probe with Platinum Ring, NTC Sensor and 3, 10 &amp; 20 m Cable.</p> <p> </p> <p>These conductivity probes combine the proven four-ring potentiometric method of measuring conductivity with platinum sensors. The universally acclaimed four-ring method provides an exceptionally stable measurement over a wider range. These probes do not suffer polarization, nor do they need frequent calibration or cell changes.</p> <p>The built-in temperature sensor for the HI 7638 allows automatically temperature compensated measurements and features easy operation and maintenance.</p> <p>HI 7638 are provided with a choice of cable incorporating color coded wires for easy connection to HI 8936 transmitters.</p> <p><strong>Specification :</strong></p> <table class="spec_table"> <tbody> <tr> <td>Temperature Compensation</td> <td> </td> <td>automatic, 0 to 50°C with NTC sensor</td> </tr> <tr> <td>Body</td> <td> </td> <td>PEI and glass</td> </tr> <tr> <td>Operating Temperature</td> <td> </td> <td>0 to 120°C (32 to 248°F)</td> </tr> <tr> <td>Max Pressure</td> <td> </td> <td>5 bar (72.5 psi)</td> </tr> <tr> <td>Cable/Connection</td> <td> </td> <td>3, 10 &amp; 20 m (32.8’)/Color coded wires</td> </tr> </tbody> </table> </div> | EC built probe, 4-ring, NTC sensor for EC Controller | <div class="product-short-description"> <p>EC built probe, 4-ring, NTC sensor for EC Controller</p> </div> | https://www.hannathailand.com/wp-content/uploads/2021/12/hi7638_200.jpg | เครื่องวัดปริมาณโบรมีน ในตัวอย่างน้ำ รุ่น HI716 , เครื่องวัดปริมาณไนไตรท์ ช่วงต่ำ รุ่น HI707 , ซัลไฟด์สารต้านอนุมูลอิสระบัฟเฟอร์ , เครื่องวัดปริมาณฟอสฟอรัส ช่วงสูง รุ่น HI706 , น้ำยามาตรฐานสอบเทียบ ค่ามาตรฐานความเค็ม , เครื่องวัดค่าเหล็ก รุ่น HI721 , เครื่องวัดปริมาณนิกเกิล ช่วงสูง รุ่น HI726 , เครื่องวัดปริมาณแอมโมเนีย ช่วงต่ำ รุ่น HI700 | <a class="woocommerce-LoopProduct-link woocommerce-loop-product__link" href="https://www.hannathailand.com/product/hi716-checker-hc-bromine/">เครื่องวัดปริมาณโบรมีน ในตัวอย่างน้ำ รุ่น HI716</a> , <a class="woocommerce-LoopProduct-link woocommerce-loop-product__link" href="https://www.hannathailand.com/product/hi707-checker-hc-nitrite-lr/">เครื่องวัดปริมาณไนไตรท์ ช่วงต่ำ รุ่น HI707</a> , <a class="woocommerce-LoopProduct-link woocommerce-loop-product__link" href="https://www.hannathailand.com/product/hi4015-00/">ซัลไฟด์สารต้านอนุมูลอิสระบัฟเฟอร์</a> , <a class="woocommerce-LoopProduct-link woocommerce-loop-product__link" href="https://www.hannathailand.com/product/hi706-checker-hc-phosphorous-hr/">เครื่องวัดปริมาณฟอสฟอรัส ช่วงสูง รุ่น HI706</a> , <a class="woocommerce-LoopProduct-link woocommerce-loop-product__link" href="https://www.hannathailand.com/product/hi7080l/">น้ำยามาตรฐานสอบเทียบ ค่ามาตรฐานความเค็ม</a> , <a class="woocommerce-LoopProduct-link woocommerce-loop-product__link" href="https://www.hannathailand.com/product/hi721-checker-hc-iron/">เครื่องวัดค่าเหล็ก รุ่น HI721</a> , <a class="woocommerce-LoopProduct-link woocommerce-loop-product__link" href="https://www.hannathailand.com/product/hi726-checker-hc-nickel-hr/">เครื่องวัดปริมาณนิกเกิล ช่วงสูง รุ่น HI726</a> , <a class="woocommerce-LoopProduct-link woocommerce-loop-product__link" href="https://www.hannathailand.com/product/hi700-checker-hc-ammonia-lr/">เครื่องวัดปริมาณแอมโมเนีย ช่วงต่ำ รุ่น HI700</a> | https://www.hannathailand.com/wp-content/uploads/2021/12/hi7638_200-500x500.jpg , https://www.hannathailand.com/wp-content/uploads/2021/12/hi7638pic01-500x285.jpg , https://www.hannathailand.com/wp-content/uploads/2022/06/miniphotometerfurfreiesgesamtchlor704_11-600x600.jpg , https://www.hannathailand.com/wp-content/uploads/2022/06/hi707400-600x600.jpg , https://www.hannathailand.com/wp-content/uploads/2021/07/7-500x500.jpg , https://www.hannathailand.com/wp-content/uploads/2022/06/hi706_400-600x600.jpg , https://www.hannathailand.com/wp-content/uploads/2021/07/11-500x500.jpg , https://www.hannathailand.com/wp-content/uploads/2022/06/miniphotometerfureisen832_11-600x600.jpg , https://www.hannathailand.com/wp-content/uploads/2022/06/miniphotometerfurnickelhoch841_11-600x600.jpg , https://www.hannathailand.com/wp-content/uploads/2022/06/hi700_400pxl-600x600.jpg
29 | HI7639 – Inline Conductivity Probes with Platium Ring with PT100 sensor | วัดการนำไฟฟ้า/ของแข็งละลายในน้ำ , สินค้าทั้งหมด , หัววัด , เครื่องควบคุมแบบต่อเนื่อง | https://www.hannathailand.com/product-category/pneumatics-control/ | https://www.hannathailand.com/product/hi7639-inline-conductivity-probes-with-platium-ring-with-pt100-sensor/ | HI7639 | 19,795.00 |  | <div aria-labelledby="tab-title-additional_information" class="woocommerce-Tabs-panel woocommerce-Tabs-panel--additional_information panel entry-content" id="tab-additional_information" role="tabpanel"> </div> | In-line Conductivity Probe with Platinum Ring, Pt100 Sensor and 3 m Cable. These conductivity probes combine the proven four-ring potentiometric method of measuring conductivity with platinum sensors. The universally acclaimed four-ring method provides an exceptionally stable measurement over a wider range. These probes do not suffer polarization, nor do they need frequent calibration or cell changes. The built-in temperature sensor for the HI 7638 and HI 7639 allows automatically temperature compensated measurements and features easy operation and maintenance. HI 7638 and HI 7639 are provided with a 4 m cable incorporating color coded wires for easy connection to HI 8936 transmitters while HI 7640 provides a DIN connection. Specification : Temperature Compensation Automatic, 0 to 50°C with Pt100 sensor Body Material PEI (PolyEther-Imide) and glass Operating Temperature 0 to 120°C (32 to 248°F) Max Pressure 5 bar Cable/Connection 3 m (9.9’)/Color coded wires | <div aria-labelledby="tab-title-description" class="woocommerce-Tabs-panel woocommerce-Tabs-panel--description panel entry-content active" id="tab-description" role="tabpanel"> <p>In-line Conductivity Probe with Platinum Ring, Pt100 Sensor and 3 m Cable.</p> <p> </p> <p>These conductivity probes combine the proven four-ring potentiometric method of measuring conductivity with platinum sensors. The universally acclaimed four-ring method provides an exceptionally stable measurement over a wider range. These probes do not suffer polarization, nor do they need frequent calibration or cell changes.</p> <p>The built-in temperature sensor for the HI 7638 and HI 7639 allows automatically temperature compensated measurements and features easy operation and maintenance.</p> <p>HI 7638 and HI 7639 are provided with a 4 m cable incorporating color coded wires for easy connection to HI 8936 transmitters while HI 7640 provides a DIN connection.</p> <p><strong>Specification :</strong></p> <table class="spec_table mceItemTable"> <tbody> <tr> <td>Temperature Compensation</td> <td> </td> <td>Automatic, 0 to 50°C with Pt100 sensor</td> </tr> <tr> <td>Body Material</td> <td> </td> <td>PEI (PolyEther-Imide) and glass</td> </tr> <tr> <td>Operating Temperature</td> <td> </td> <td>0 to 120°C (32 to 248°F)</td> </tr> <tr> <td>Max Pressure</td> <td> </td> <td>5 bar</td> </tr> <tr> <td>Cable/Connection</td> <td> </td> <td>3 m (9.9’)/Color coded wires</td> </tr> </tbody> </table> <p><br mce_bogus="1"/></p> </div> | EC built probe, 4-ring, NTC sensor for HI700 & HI710 | <div class="product-short-description"> <p>EC built probe, 4-ring, NTC sensor for HI700 &amp; HI710</p> </div> | https://www.hannathailand.com/wp-content/uploads/2022/06/photometerfarbevonhonigbis150mmpfund1433_151e79f761cc13.jpg | เครื่องวัดปริมาณไนไตรท์ ช่วงต่ำ รุ่น HI707 , ซัลไฟด์สารต้านอนุมูลอิสระบัฟเฟอร์ , เครื่องวัดปริมาณฟอสฟอรัส ช่วงสูง รุ่น HI706 , เครื่องวัดปริมาณคลอรีนรวม รุ่น HI711 , เครื่องวัดปริมาณแอมโมเนีย ในน้ำ รุ่น HI715 , เครื่องวัดปริมาณซิลิกา ช่วงต่ำ ในตัวอย่างน้ำ รุ่น HI705 , เครื่องวัดปริมาณไนไตรท์ ช่วงสูง ในตัวอย่างน้ำ รุ่น HI708 , เครื่องวัดปริมาณนิกเกิล ช่วงสูง รุ่น HI726 | <a class="woocommerce-LoopProduct-link woocommerce-loop-product__link" href="https://www.hannathailand.com/product/hi707-checker-hc-nitrite-lr/">เครื่องวัดปริมาณไนไตรท์ ช่วงต่ำ รุ่น HI707</a> , <a class="woocommerce-LoopProduct-link woocommerce-loop-product__link" href="https://www.hannathailand.com/product/hi4015-00/">ซัลไฟด์สารต้านอนุมูลอิสระบัฟเฟอร์</a> , <a class="woocommerce-LoopProduct-link woocommerce-loop-product__link" href="https://www.hannathailand.com/product/hi706-checker-hc-phosphorous-hr/">เครื่องวัดปริมาณฟอสฟอรัส ช่วงสูง รุ่น HI706</a> , <a class="woocommerce-LoopProduct-link woocommerce-loop-product__link" href="https://www.hannathailand.com/product/hi711-checker-hc-total-chlorine/">เครื่องวัดปริมาณคลอรีนรวม รุ่น HI711</a> , <a class="woocommerce-LoopProduct-link woocommerce-loop-product__link" href="https://www.hannathailand.com/product/hi715-checker-hc-ammonia-mr/">เครื่องวัดปริมาณแอมโมเนีย ในน้ำ รุ่น HI715</a> , <a class="woocommerce-LoopProduct-link woocommerce-loop-product__link" href="https://www.hannathailand.com/product/hi705-checker-hc-silica-lr/">เครื่องวัดปริมาณซิลิกา ช่วงต่ำ ในตัวอย่างน้ำ รุ่น HI705</a> , <a class="woocommerce-LoopProduct-link woocommerce-loop-product__link" href="https://www.hannathailand.com/product/hi708-checker-hc-nitrite-hr/">เครื่องวัดปริมาณไนไตรท์ ช่วงสูง ในตัวอย่างน้ำ รุ่น HI708</a> , <a class="woocommerce-LoopProduct-link woocommerce-loop-product__link" href="https://www.hannathailand.com/product/hi726-checker-hc-nickel-hr/">เครื่องวัดปริมาณนิกเกิล ช่วงสูง รุ่น HI726</a> | https://www.hannathailand.com/wp-content/uploads/2022/06/photometerfarbevonhonigbis150mmpfund1433_151e79f761cc13-600x600.jpg , https://www.hannathailand.com/wp-content/uploads/2021/12/hi7639wiring-500x287.jpg , https://www.hannathailand.com/wp-content/uploads/2022/06/hi707400-600x600.jpg , https://www.hannathailand.com/wp-content/uploads/2021/07/7-500x500.jpg , https://www.hannathailand.com/wp-content/uploads/2022/06/hi706_400-600x600.jpg , https://www.hannathailand.com/wp-content/uploads/2022/06/hi711_lg-600x600.jpg , https://www.hannathailand.com/wp-content/uploads/2022/06/miniphotometerfurammoniakmittel2416_11-600x600.jpg , https://www.hannathailand.com/wp-content/uploads/2022/06/hi705400-600x600.jpg , https://www.hannathailand.com/wp-content/uploads/2022/06/miniphotometerfurnitrithoch2420_11-600x600.jpg , https://www.hannathailand.com/wp-content/uploads/2022/06/miniphotometerfurnickelhoch841_11-600x600.jpg
30 | HI76407/4F DO Probe with Protective Sleeve | วัดออกซิเจนในน้ำ , สินค้าทั้งหมด , หัววัด , เครื่องควบคุมแบบต่อเนื่อง | https://www.hannathailand.com/product-category/pneumatics-control/ | https://www.hannathailand.com/product/hi764074f-do-probe-with-protective-sleeve/ | HI76407-4F | 11,984.00 |  | <div aria-labelledby="tab-title-additional_information" class="woocommerce-Tabs-panel woocommerce-Tabs-panel--additional_information panel entry-content" id="tab-additional_information" role="tabpanel"> </div> | Shielded, waterproof cable PEI probe for best field protection Linearized and accurate thermistor temperature sensor protected behind a stainless steel cover Permeable membrane Glass encapsulated platinum cathode Hole for solution cycling Protective sleeve for field applications Perfect for laboratory and field applications, HANNA HI 76407 F Series DO probes are extremely rugged with a screw on protective sleeve. Calibration is fast and simple, and measurements are temperature compensated. The sensitive PTFE membrane can be changed in a few seconds. Order Information: For use with HI 98186, HI 9146 and HI 9142 portable DO meters. 4 m (13′) cable | <div aria-labelledby="tab-title-description" class="woocommerce-Tabs-panel woocommerce-Tabs-panel--description panel entry-content active" id="tab-description" role="tabpanel"> <ul> <li>Shielded, waterproof cable</li> <li>PEI probe for best field protection</li> <li>Linearized and accurate thermistor temperature sensor protected behind a stainless steel cover</li> <li>Permeable membrane</li> <li>Glass encapsulated platinum cathode</li> <li>Hole for solution cycling</li> <li>Protective sleeve for field applications</li> </ul> <p> </p> <p>Perfect for laboratory and field applications, HANNA HI 76407 F Series DO probes are extremely rugged with a screw on protective sleeve. Calibration is fast and simple, and measurements are temperature compensated. The sensitive PTFE membrane can be changed in a few seconds.</p> <p> </p> <p><strong>Order Information:</strong> For use with HI 98186, HI 9146 and HI 9142 portable DO meters. 4 m (13′) cable</p> <p> </p> </div> | Oxygen probe with protective sleeve – for mobile models HI98186, HI9142 or HI9146. | <div class="product-short-description"> <p>Oxygen probe with protective sleeve – for mobile models HI98186, HI9142 or HI9146.</p> </div> | https://www.hannathailand.com/wp-content/uploads/2022/06/f.png | เครื่องวัดปริมาณฟอสเฟต ช่วงต่ำ รุ่น HI713 , เครื่องวัดปริมาณไอโอดีน รุ่น HI718 , น้ำยามาตรฐานสอบเทียบ , น้ำยามาตรฐานสำหรับค่าโซเดียม , เครื่องวัดปริมาณแอมโมเนีย ช่วงต่ำ รุ่น HI700 , น้ำยามาตรฐานสอบเทียบ ค่ามาตรฐานความเค็ม , เครื่องควบคุมค่าความนำไฟฟ้า , เครื่องวัดปริมาณฟอสฟอรัส ช่วงสูง รุ่น HI706 | <a class="woocommerce-LoopProduct-link woocommerce-loop-product__link" href="https://www.hannathailand.com/product/hi713-checker-hc-phosphate-lr/">เครื่องวัดปริมาณฟอสเฟต ช่วงต่ำ รุ่น HI713</a> , <a class="woocommerce-LoopProduct-link woocommerce-loop-product__link" href="https://www.hannathailand.com/product/hi718-checker-hc-iodine/">เครื่องวัดปริมาณไอโอดีน รุ่น HI718</a> , <a class="woocommerce-LoopProduct-link woocommerce-loop-product__link" href="https://www.hannathailand.com/product/hi9828-25/">น้ำยามาตรฐานสอบเทียบ</a> , <a class="woocommerce-LoopProduct-link woocommerce-loop-product__link" href="https://www.hannathailand.com/product/hi7090l/">น้ำยามาตรฐานสำหรับค่าโซเดียม</a> , <a class="woocommerce-LoopProduct-link woocommerce-loop-product__link" href="https://www.hannathailand.com/product/hi700-checker-hc-ammonia-lr/">เครื่องวัดปริมาณแอมโมเนีย ช่วงต่ำ รุ่น HI700</a> , <a class="woocommerce-LoopProduct-link woocommerce-loop-product__link" href="https://www.hannathailand.com/product/hi7083l/">น้ำยามาตรฐานสอบเทียบ ค่ามาตรฐานความเค็ม</a> , <a class="woocommerce-LoopProduct-link woocommerce-loop-product__link" href="https://www.hannathailand.com/product/hi8931cn/">เครื่องควบคุมค่าความนำไฟฟ้า</a> , <a class="woocommerce-LoopProduct-link woocommerce-loop-product__link" href="https://www.hannathailand.com/product/hi706-checker-hc-phosphorous-hr/">เครื่องวัดปริมาณฟอสฟอรัส ช่วงสูง รุ่น HI706</a> | https://www.hannathailand.com/wp-content/uploads/2022/06/hi713_lg51caffcdce23e-600x600.jpg , https://www.hannathailand.com/wp-content/uploads/2022/06/miniphotometerfuriod829_11-600x600.jpg , https://www.hannathailand.com/wp-content/uploads/2021/07/8-500x500.jpg , https://www.hannathailand.com/wp-content/uploads/2021/07/12-500x500.jpg , https://www.hannathailand.com/wp-content/uploads/2022/06/hi700_400pxl-600x600.jpg , https://www.hannathailand.com/wp-content/uploads/2021/07/10-500x500.jpg , https://www.hannathailand.com/wp-content/uploads/2021/07/2-500x500.jpg , https://www.hannathailand.com/wp-content/uploads/2022/06/hi706_400-600x600.jpg
31 | HI76407A/P DO Membrane for probe HI 76407 (5 pcss) | วัดออกซิเจนในน้ำ , สินค้าทั้งหมด , หัววัด , เครื่องควบคุมแบบต่อเนื่อง | https://www.hannathailand.com/product-category/pneumatics-control/ | https://www.hannathailand.com/product/hi76407ap-do-membrane-for-probe-hi-76407-5-pcss/ | HI76407A/P | 5,029.00 |  | <div aria-labelledby="tab-title-additional_information" class="woocommerce-Tabs-panel woocommerce-Tabs-panel--additional_information panel entry-content" id="tab-additional_information" role="tabpanel"> </div> | HI76407A / P replacement membranes for HI 76407 probes (5 pieces) | <div aria-labelledby="tab-title-description" class="woocommerce-Tabs-panel woocommerce-Tabs-panel--description panel entry-content active" id="tab-description" role="tabpanel"> <p><span class="hps">HI76407A</span> <span class="hps">/ P</span> <span class="hps">replacement</span> <span class="hps">membranes for</span> <span class="hps">HI</span> <span class="hps">76407</span> <span class="hps">probes</span> <span class="hps">(5 pieces)</span></p> </div> | HI76407A / P replacement membranes for HI 76407 probes (5 pieces) | <div class="product-short-description"> <p>HI76407A / P replacement membranes for HI 76407 probes (5 pieces)</p> </div> | https://www.hannathailand.com/wp-content/uploads/2022/06/ersatzmembranenfurhi764075stuck934_11.jpg | เครื่องวัดสีในน้ำตัวอย่าง HI727 , เครื่องวัดปริมาณคลอรีนรวม รุ่น HI711 , เครื่องวัดปริมาณแอมโมเนีย ในน้ำ รุ่น HI715 , เครื่องวัดปริมาณฟอสเฟต ช่วงสูง รุ่น HI717 , เครื่องวัดปริมาณฟอสฟอรัส ช่วงสูง รุ่น HI706 , เครื่องวัดปริมาณไนไตรท์ ช่วงต่ำ รุ่น HI707 , ซัลไฟด์สารต้านอนุมูลอิสระบัฟเฟอร์ , เครื่องวัดปริมาณโครเมี่ยม ช่วงสูง รุ่น HI723 | <a class="woocommerce-LoopProduct-link woocommerce-loop-product__link" href="https://www.hannathailand.com/product/hi727-checker-hc-color-of-water/">เครื่องวัดสีในน้ำตัวอย่าง HI727</a> , <a class="woocommerce-LoopProduct-link woocommerce-loop-product__link" href="https://www.hannathailand.com/product/hi711-checker-hc-total-chlorine/">เครื่องวัดปริมาณคลอรีนรวม รุ่น HI711</a> , <a class="woocommerce-LoopProduct-link woocommerce-loop-product__link" href="https://www.hannathailand.com/product/hi715-checker-hc-ammonia-mr/">เครื่องวัดปริมาณแอมโมเนีย ในน้ำ รุ่น HI715</a> , <a class="woocommerce-LoopProduct-link woocommerce-loop-product__link" href="https://www.hannathailand.com/product/hi717-checker-hc-phosphate-hr/">เครื่องวัดปริมาณฟอสเฟต ช่วงสูง รุ่น HI717</a> , <a class="woocommerce-LoopProduct-link woocommerce-loop-product__link" href="https://www.hannathailand.com/product/hi706-checker-hc-phosphorous-hr/">เครื่องวัดปริมาณฟอสฟอรัส ช่วงสูง รุ่น HI706</a> , <a class="woocommerce-LoopProduct-link woocommerce-loop-product__link" href="https://www.hannathailand.com/product/hi707-checker-hc-nitrite-lr/">เครื่องวัดปริมาณไนไตรท์ ช่วงต่ำ รุ่น HI707</a> , <a class="woocommerce-LoopProduct-link woocommerce-loop-product__link" href="https://www.hannathailand.com/product/hi4015-00/">ซัลไฟด์สารต้านอนุมูลอิสระบัฟเฟอร์</a> , <a class="woocommerce-LoopProduct-link woocommerce-loop-product__link" href="https://www.hannathailand.com/product/hi723-checker-hc-chromium-vi-hr/">เครื่องวัดปริมาณโครเมี่ยม ช่วงสูง รุ่น HI723</a> | https://www.hannathailand.com/wp-content/uploads/2022/06/miniphotometerfurfarbe843_11-600x600.jpg , https://www.hannathailand.com/wp-content/uploads/2022/06/hi711_lg-600x600.jpg , https://www.hannathailand.com/wp-content/uploads/2022/06/miniphotometerfurammoniakmittel2416_11-600x600.jpg , https://www.hannathailand.com/wp-content/uploads/2022/06/miniphotometerfurphosphathoch827_11-600x600.jpg , https://www.hannathailand.com/wp-content/uploads/2022/06/hi706_400-600x600.jpg , https://www.hannathailand.com/wp-content/uploads/2022/06/hi707400-600x600.jpg , https://www.hannathailand.com/wp-content/uploads/2021/07/7-500x500.jpg , https://www.hannathailand.com/wp-content/uploads/2022/06/miniphotometerfurchromvihoch839_11-600x600.jpg
32 | HI76409/4 Galvanic DO Probe with Protective Cap | สินค้าทั้งหมด | https://www.hannathailand.com/product-category/product-all/ | https://www.hannathailand.com/product/hi764094-galvanic-do-probe-with-protective-cap/ | HI76409-4 | 11,984.00 | น้ำหนัก 0.000 กก. Cable Length 10m, 4m | <div aria-labelledby="tab-title-additional_information" class="woocommerce-Tabs-panel woocommerce-Tabs-panel--additional_information panel entry-content" id="tab-additional_information" role="tabpanel"> <table class="woocommerce-product-attributes shop_attributes"> <tr class="woocommerce-product-attributes-item woocommerce-product-attributes-item--weight"> <th class="woocommerce-product-attributes-item__label">น้ำหนัก</th> <td class="woocommerce-product-attributes-item__value">0.000 กก.</td> </tr> <tr class="woocommerce-product-attributes-item woocommerce-product-attributes-item--attribute_pa_cable-length"> <th class="woocommerce-product-attributes-item__label">Cable Length</th> <td class="woocommerce-product-attributes-item__value"><p>10m, 4m</p> </td> </tr> </table> </div> | Shielded, waterproof cable Flex protect Strain relief for cable Temperature sensors Cathode (3.5 mm), pure silver Protective cap Unlike polarographic probes, galvanic DO probes require no conditioning time. When you need to measure multiple samples in a given period of time, pick it up and measure on demand. Order Information: For use with HI 9147 portable DO meter. 4 m (13′) cable | <div aria-labelledby="tab-title-description" class="woocommerce-Tabs-panel woocommerce-Tabs-panel--description panel entry-content active" id="tab-description" role="tabpanel"> <ul> <li>Shielded, waterproof cable</li> <li>Flex protect</li> <li>Strain relief for cable</li> <li>Temperature sensors</li> <li>Cathode (3.5 mm), pure silver</li> <li>Protective cap</li> </ul> <p> </p> <p>Unlike polarographic probes, galvanic DO probes require no conditioning time. When you need to measure multiple samples in a given period of time, pick it up and measure on demand.</p> <p> </p> <p><strong>Order Information:</strong> For use with HI 9147 portable DO meter. 4 m (13′) cable</p> </div> | Galvanic oxygen sensor with protective cover – for HI9147. | <div class="product-short-description"> <p>Galvanic oxygen sensor with protective cover – for HI9147.</p> </div> | https://www.hannathailand.com/wp-content/uploads/2021/12/9.png | เครื่องวัดปริมาณฟอสเฟต ช่วงต่ำ รุ่น HI713 , สารละลายมาตรฐานความขุ่น 20 NTU , เครื่องวัดปริมาณไนไตรท์ ช่วงต่ำ รุ่น HI707 , เครื่องควบคุมค่าความนำไฟฟ้า , เครื่องวัดสีในน้ำตัวอย่าง HI727 , เครื่องวัดปริมาณคลอรีนอิสระ รุ่น HI701 , เครื่องวัดค่าเหล็ก รุ่น HI721 , เครื่องวัดปริมาณฟอสเฟต ช่วงสูง รุ่น HI717 | <a class="woocommerce-LoopProduct-link woocommerce-loop-product__link" href="https://www.hannathailand.com/product/hi713-checker-hc-phosphate-lr/">เครื่องวัดปริมาณฟอสเฟต ช่วงต่ำ รุ่น HI713</a> , <a class="woocommerce-LoopProduct-link woocommerce-loop-product__link" href="https://www.hannathailand.com/product/hi93102-20/">สารละลายมาตรฐานความขุ่น 20 NTU</a> , <a class="woocommerce-LoopProduct-link woocommerce-loop-product__link" href="https://www.hannathailand.com/product/hi707-checker-hc-nitrite-lr/">เครื่องวัดปริมาณไนไตรท์ ช่วงต่ำ รุ่น HI707</a> , <a class="woocommerce-LoopProduct-link woocommerce-loop-product__link" href="https://www.hannathailand.com/product/hi8931cn/">เครื่องควบคุมค่าความนำไฟฟ้า</a> , <a class="woocommerce-LoopProduct-link woocommerce-loop-product__link" href="https://www.hannathailand.com/product/hi727-checker-hc-color-of-water/">เครื่องวัดสีในน้ำตัวอย่าง HI727</a> , <a class="woocommerce-LoopProduct-link woocommerce-loop-product__link" href="https://www.hannathailand.com/product/hi701-checker-hc-free-chlorine/">เครื่องวัดปริมาณคลอรีนอิสระ รุ่น HI701</a> , <a class="woocommerce-LoopProduct-link woocommerce-loop-product__link" href="https://www.hannathailand.com/product/hi721-checker-hc-iron/">เครื่องวัดค่าเหล็ก รุ่น HI721</a> , <a class="woocommerce-LoopProduct-link woocommerce-loop-product__link" href="https://www.hannathailand.com/product/hi717-checker-hc-phosphate-hr/">เครื่องวัดปริมาณฟอสเฟต ช่วงสูง รุ่น HI717</a> | https://www.hannathailand.com/wp-content/uploads/2022/06/hi713_lg51caffcdce23e-600x600.jpg , https://www.hannathailand.com/wp-content/uploads/2021/07/9-500x500.jpg , https://www.hannathailand.com/wp-content/uploads/2022/06/hi707400-600x600.jpg , https://www.hannathailand.com/wp-content/uploads/2021/07/2-500x500.jpg , https://www.hannathailand.com/wp-content/uploads/2022/06/miniphotometerfurfarbe843_11-600x600.jpg , https://www.hannathailand.com/wp-content/uploads/2021/11/hi701-500x500.jpg , https://www.hannathailand.com/wp-content/uploads/2022/06/miniphotometerfureisen832_11-600x600.jpg , https://www.hannathailand.com/wp-content/uploads/2022/06/miniphotometerfurphosphathoch827_11-600x600.jpg
33 | HI76409A/P DO Membrane for probe HI 76409 (5 pcs) | วัดออกซิเจนในน้ำ , สินค้าทั้งหมด , หัววัด , เครื่องควบคุมแบบต่อเนื่อง | https://www.hannathailand.com/product-category/pneumatics-control/ | https://www.hannathailand.com/product/hi76409ap-do-membrane-for-probe-hi-76409-5-pcs/ | HI76409A/P | 5,029.00 |  | <div aria-labelledby="tab-title-additional_information" class="woocommerce-Tabs-panel woocommerce-Tabs-panel--additional_information panel entry-content" id="tab-additional_information" role="tabpanel"> </div> | HI76409A / P replacement membranes for HI 76409 probes (5 pieces) | <div aria-labelledby="tab-title-description" class="woocommerce-Tabs-panel woocommerce-Tabs-panel--description panel entry-content active" id="tab-description" role="tabpanel"> <p><span class="hps">HI76409A</span> <span class="hps">/ P</span> <span class="hps">replacement</span> <span class="hps">membranes for</span> <span class="hps">HI</span> <span class="hps">76409</span> <span class="hps">probes</span> <span class="hps">(5 pieces)</span></p> <p></p> </div> | HI76409A / P replacement membranes for HI 76409 probes (5 pieces) | <div class="product-short-description"> <p>HI76409A / P replacement membranes for HI 76409 probes (5 pieces)</p> </div> | https://www.hannathailand.com/wp-content/uploads/2022/06/ersatzmembranenfurhi764095stuck937_11.jpg | น้ำยามาตรฐานสำหรับค่าโซเดียม , น้ำยามาตรฐานสอบเทียบ ค่ามาตรฐานความเค็ม , เครื่องวัดปริมาณฟลูออไรด์ ช่วงต่ำ รุ่น HI729 , เครื่องวัดปริมาณแอมโมเนีย ช่วงต่ำ รุ่น HI700 , เครื่องวัดปริมาณซิลิกา ช่วงต่ำ ในตัวอย่างน้ำ รุ่น HI705 , เครื่องวัดปริมาณโครเมี่ยม ช่วงสูง รุ่น HI723 , น้ำยามาตรฐานสอบเทียบ ค่ามาตรฐานความเค็ม , น้ำยามาตรฐานสอบเทียบ | <a class="woocommerce-LoopProduct-link woocommerce-loop-product__link" href="https://www.hannathailand.com/product/hi7090l/">น้ำยามาตรฐานสำหรับค่าโซเดียม</a> , <a class="woocommerce-LoopProduct-link woocommerce-loop-product__link" href="https://www.hannathailand.com/product/hi7083l/">น้ำยามาตรฐานสอบเทียบ ค่ามาตรฐานความเค็ม</a> , <a class="woocommerce-LoopProduct-link woocommerce-loop-product__link" href="https://www.hannathailand.com/product/hi729-checker-hc-fluoride-lr/">เครื่องวัดปริมาณฟลูออไรด์ ช่วงต่ำ รุ่น HI729</a> , <a class="woocommerce-LoopProduct-link woocommerce-loop-product__link" href="https://www.hannathailand.com/product/hi700-checker-hc-ammonia-lr/">เครื่องวัดปริมาณแอมโมเนีย ช่วงต่ำ รุ่น HI700</a> , <a class="woocommerce-LoopProduct-link woocommerce-loop-product__link" href="https://www.hannathailand.com/product/hi705-checker-hc-silica-lr/">เครื่องวัดปริมาณซิลิกา ช่วงต่ำ ในตัวอย่างน้ำ รุ่น HI705</a> , <a class="woocommerce-LoopProduct-link woocommerce-loop-product__link" href="https://www.hannathailand.com/product/hi723-checker-hc-chromium-vi-hr/">เครื่องวัดปริมาณโครเมี่ยม ช่วงสูง รุ่น HI723</a> , <a class="woocommerce-LoopProduct-link woocommerce-loop-product__link" href="https://www.hannathailand.com/product/hi7080l/">น้ำยามาตรฐานสอบเทียบ ค่ามาตรฐานความเค็ม</a> , <a class="woocommerce-LoopProduct-link woocommerce-loop-product__link" href="https://www.hannathailand.com/product/hi9828-25/">น้ำยามาตรฐานสอบเทียบ</a> | https://www.hannathailand.com/wp-content/uploads/2021/07/12-500x500.jpg , https://www.hannathailand.com/wp-content/uploads/2021/07/10-500x500.jpg , https://www.hannathailand.com/wp-content/uploads/2022/06/miniphotometerfurfluoridniedrig844_11-600x600.jpg , https://www.hannathailand.com/wp-content/uploads/2022/06/hi700_400pxl-600x600.jpg , https://www.hannathailand.com/wp-content/uploads/2022/06/hi705400-600x600.jpg , https://www.hannathailand.com/wp-content/uploads/2022/06/miniphotometerfurchromvihoch839_11-600x600.jpg , https://www.hannathailand.com/wp-content/uploads/2021/07/11-500x500.jpg , https://www.hannathailand.com/wp-content/uploads/2021/07/8-500x500.jpg
34 | HI766C K-Type, Peneratration Probe | สินค้าทั้งหมด , อุตสาหกรรมอาหาร , เครื่องวัดอุณหภูมิ/ความชื้น/แสง , แบบภาคสนาม | https://www.hannathailand.com/product-category/thermometer/thermo-fieldwork/ | https://www.hannathailand.com/product/hi766c-k-type-peneratration-probe/ | HI766C | 4,173.00 |  | <div aria-labelledby="tab-title-additional_information" class="woocommerce-Tabs-panel woocommerce-Tabs-panel--additional_information panel entry-content" id="tab-additional_information" role="tabpanel"> </div> | K-Type Penetration Probe for semi-solids, meat, rubber. Spezifikationen: Application Semi-solids, meat, rubber Max. Temperature 900 °C Response Time 15 Seconds ( 90% of final value ) Dimension L 155mm x ∅ 3mm Material Stainless Steel | <div aria-labelledby="tab-title-description" class="woocommerce-Tabs-panel woocommerce-Tabs-panel--description panel entry-content active" id="tab-description" role="tabpanel"> <p>K-Type Penetration Probe for semi-solids, meat, rubber.</p> <p><img alt="766c" class="tinymce-editor-image" data-mce-src="https://hannathailand.com/wp-content/uploads/content/766c.png" decoding="async" height="134" loading="lazy" src="https://hannathailand.com/wp-content/uploads/content/766c.png" width="377"/></p> <p> <strong>Spezifikationen:</strong></p> <table border="0" cellpadding="0" cellspacing="0" class="mceItemTable"> <colgroup> <col width="187"/> <col width="340"/></colgroup> <tbody> <tr> <td class="xl63" height="20" width="187"><span>Application</span></td> <td class="xl64" width="340"><span>Semi-solids, meat, rubber</span></td> </tr> <tr> <td class="xl63" height="20" width="187"><span>Max. Temperature</span></td> <td class="xl64" width="340"><span>900 °C</span></td> </tr> <tr> <td class="xl63" height="20" width="187"><span>Response Time</span></td> <td class="xl64" width="340"><span>15 Seconds ( 90% of final value )</span></td> </tr> <tr> <td class="xl63" height="20" width="187"><span>Dimension</span></td> <td class="xl64" width="340"><span>L 155mm x <span class="st">∅</span> 3mm</span></td> </tr> <tr> <td class="xl63" height="20" width="187">Material</td> <td class="xl64" width="340"><span>Stainless Steel</span></td> </tr> </tbody> </table> <p></p> </div> | K-Type Penetration Probe for semi-solids, meat, rubber. | <div class="product-short-description"> <p>K-Type Penetration Probe for semi-solids, meat, rubber.</p> </div> | https://www.hannathailand.com/wp-content/uploads/2022/06/411ckjnydsl__aa1000_51deb9d4459ed.jpg | เครื่องวัดปริมาณแอมโมเนีย ช่วงต่ำ รุ่น HI700 , เครื่องวัดปริมาณโบรมีน ในตัวอย่างน้ำ รุ่น HI716 , น้ำยามาตรฐานสอบเทียบ ค่ามาตรฐานความเค็ม , สารละลายมาตรฐานความขุ่น 20 NTU , เครื่องวัดคลอรีน , เครื่องวัดปริมาณฟอสเฟต ช่วงสูง รุ่น HI717 , น้ำยามาตรฐานสอบเทียบ ค่ามาตรฐานความเค็ม , เครื่องควบคุมค่าความนำไฟฟ้า | <a class="woocommerce-LoopProduct-link woocommerce-loop-product__link" href="https://www.hannathailand.com/product/hi700-checker-hc-ammonia-lr/">เครื่องวัดปริมาณแอมโมเนีย ช่วงต่ำ รุ่น HI700</a> , <a class="woocommerce-LoopProduct-link woocommerce-loop-product__link" href="https://www.hannathailand.com/product/hi716-checker-hc-bromine/">เครื่องวัดปริมาณโบรมีน ในตัวอย่างน้ำ รุ่น HI716</a> , <a class="woocommerce-LoopProduct-link woocommerce-loop-product__link" href="https://www.hannathailand.com/product/hi7080l/">น้ำยามาตรฐานสอบเทียบ ค่ามาตรฐานความเค็ม</a> , <a class="woocommerce-LoopProduct-link woocommerce-loop-product__link" href="https://www.hannathailand.com/product/hi93102-20/">สารละลายมาตรฐานความขุ่น 20 NTU</a> , <a class="woocommerce-LoopProduct-link woocommerce-loop-product__link" href="https://www.hannathailand.com/product/free-chlorine/">เครื่องวัดคลอรีน</a> , <a class="woocommerce-LoopProduct-link woocommerce-loop-product__link" href="https://www.hannathailand.com/product/hi717-checker-hc-phosphate-hr/">เครื่องวัดปริมาณฟอสเฟต ช่วงสูง รุ่น HI717</a> , <a class="woocommerce-LoopProduct-link woocommerce-loop-product__link" href="https://www.hannathailand.com/product/hi7083l/">น้ำยามาตรฐานสอบเทียบ ค่ามาตรฐานความเค็ม</a> , <a class="woocommerce-LoopProduct-link woocommerce-loop-product__link" href="https://www.hannathailand.com/product/hi8931cn/">เครื่องควบคุมค่าความนำไฟฟ้า</a> | https://www.hannathailand.com/wp-content/uploads/2022/06/hi700_400pxl-600x600.jpg , https://www.hannathailand.com/wp-content/uploads/2022/06/miniphotometerfurfreiesgesamtchlor704_11-600x600.jpg , https://www.hannathailand.com/wp-content/uploads/2021/07/11-500x500.jpg , https://www.hannathailand.com/wp-content/uploads/2021/07/9-500x500.jpg , https://www.hannathailand.com/wp-content/uploads/2021/07/1-500x500.jpg , https://www.hannathailand.com/wp-content/uploads/2022/06/miniphotometerfurphosphathoch827_11-600x600.jpg , https://www.hannathailand.com/wp-content/uploads/2021/07/10-500x500.jpg , https://www.hannathailand.com/wp-content/uploads/2021/07/2-500x500.jpg
35 | HI766D K-Type, Air and Gas Probe | สินค้าทั้งหมด , อุตสาหกรรมอาหาร , เครื่องวัดอุณหภูมิ/ความชื้น/แสง , แบบภาคสนาม | https://www.hannathailand.com/product-category/thermometer/thermo-fieldwork/ | https://www.hannathailand.com/product/hi766d-k-type-air-and-gas-probe/ | HI766D | 5,136.00 |  | <div aria-labelledby="tab-title-additional_information" class="woocommerce-Tabs-panel woocommerce-Tabs-panel--additional_information panel entry-content" id="tab-additional_information" role="tabpanel"> </div> | K-Type Probe with cable for Air and Gas. Spezifikationen: Application Air and Gas Max. Temperature 300 °C Response Time 20 Seconds ( 90% of final value ) Dimension L 245mm x ∅ 3mm Material Stainless Steel | <div aria-labelledby="tab-title-description" class="woocommerce-Tabs-panel woocommerce-Tabs-panel--description panel entry-content active" id="tab-description" role="tabpanel"> <p>K-Type Probe with cable for Air and Gas.</p> <p><img alt="766a51dea2da77bf0" class="tinymce-editor-image" data-mce-src="https://hannathailand.com/wp-content/uploads/content/766a51dea2da77bf0.png" decoding="async" height="152" loading="lazy" src="https://hannathailand.com/wp-content/uploads/content/766a51dea2da77bf0.png" width="420"/></p> <p> <strong>Spezifikationen:</strong></p> <table border="0" cellpadding="0" cellspacing="0" class="mceItemTable"> <colgroup> <col width="187"/> <col width="340"/></colgroup> <tbody> <tr> <td class="xl63" height="20" width="187"><span>Application</span></td> <td class="xl64" width="340"><span>Air and Gas</span></td> </tr> <tr> <td class="xl63" height="20" width="187"><span>Max. Temperature</span></td> <td class="xl64" width="340"><span>300 °C</span></td> </tr> <tr> <td class="xl63" height="20" width="187"><span>Response Time</span></td> <td class="xl64" width="340"><span>20 Seconds ( 90% of final value )</span></td> </tr> <tr> <td class="xl63" height="20" width="187"><span>Dimension</span></td> <td class="xl64" width="340"><span>L 245mm x <span class="st">∅</span> 3mm</span></td> </tr> <tr> <td class="xl63" height="20" width="187">Material</td> <td class="xl64" width="340"><span>Stainless Steel</span></td> </tr> </tbody> </table> <p></p> </div> | K-Type Probe with cable for Air and Gas. | <div class="product-short-description"> <p>K-Type Probe with cable for Air and Gas.</p> </div> | https://www.hannathailand.com/wp-content/uploads/2022/06/71le6ubl5jl__aa1500_51deba2bea1ac.jpg | เครื่องวัดปริมาณคลอรีนอิสระ รุ่น HI701 , ซัลไฟด์สารต้านอนุมูลอิสระบัฟเฟอร์ , น้ำยามาตรฐานสำหรับค่าโซเดียม , เครื่องวัดปริมาณแอมโมเนีย ช่วงต่ำ รุ่น HI700 , เครื่องวัดปริมาณแอมโมเนีย ในน้ำ รุ่น HI715 , เครื่องวัดปริมาณไนไตรท์ ช่วงต่ำ รุ่น HI707 , เครื่องวัดปริมาณโครเมี่ยม ช่วงสูง รุ่น HI723 , เครื่องวัดค่าเหล็ก รุ่น HI721 | <a class="woocommerce-LoopProduct-link woocommerce-loop-product__link" href="https://www.hannathailand.com/product/hi701-checker-hc-free-chlorine/">เครื่องวัดปริมาณคลอรีนอิสระ รุ่น HI701</a> , <a class="woocommerce-LoopProduct-link woocommerce-loop-product__link" href="https://www.hannathailand.com/product/hi4015-00/">ซัลไฟด์สารต้านอนุมูลอิสระบัฟเฟอร์</a> , <a class="woocommerce-LoopProduct-link woocommerce-loop-product__link" href="https://www.hannathailand.com/product/hi7090l/">น้ำยามาตรฐานสำหรับค่าโซเดียม</a> , <a class="woocommerce-LoopProduct-link woocommerce-loop-product__link" href="https://www.hannathailand.com/product/hi700-checker-hc-ammonia-lr/">เครื่องวัดปริมาณแอมโมเนีย ช่วงต่ำ รุ่น HI700</a> , <a class="woocommerce-LoopProduct-link woocommerce-loop-product__link" href="https://www.hannathailand.com/product/hi715-checker-hc-ammonia-mr/">เครื่องวัดปริมาณแอมโมเนีย ในน้ำ รุ่น HI715</a> , <a class="woocommerce-LoopProduct-link woocommerce-loop-product__link" href="https://www.hannathailand.com/product/hi707-checker-hc-nitrite-lr/">เครื่องวัดปริมาณไนไตรท์ ช่วงต่ำ รุ่น HI707</a> , <a class="woocommerce-LoopProduct-link woocommerce-loop-product__link" href="https://www.hannathailand.com/product/hi723-checker-hc-chromium-vi-hr/">เครื่องวัดปริมาณโครเมี่ยม ช่วงสูง รุ่น HI723</a> , <a class="woocommerce-LoopProduct-link woocommerce-loop-product__link" href="https://www.hannathailand.com/product/hi721-checker-hc-iron/">เครื่องวัดค่าเหล็ก รุ่น HI721</a> | https://www.hannathailand.com/wp-content/uploads/2021/11/hi701-500x500.jpg , https://www.hannathailand.com/wp-content/uploads/2021/07/7-500x500.jpg , https://www.hannathailand.com/wp-content/uploads/2021/07/12-500x500.jpg , https://www.hannathailand.com/wp-content/uploads/2022/06/hi700_400pxl-600x600.jpg , https://www.hannathailand.com/wp-content/uploads/2022/06/miniphotometerfurammoniakmittel2416_11-600x600.jpg , https://www.hannathailand.com/wp-content/uploads/2022/06/hi707400-600x600.jpg , https://www.hannathailand.com/wp-content/uploads/2022/06/miniphotometerfurchromvihoch839_11-600x600.jpg , https://www.hannathailand.com/wp-content/uploads/2022/06/miniphotometerfureisen832_11-600x600.jpg
36 | HI766E1 K-Type, General Purpose w Cable | สินค้าทั้งหมด , อุตสาหกรรมอาหาร , เครื่องวัดอุณหภูมิ/ความชื้น/แสง , แบบภาคสนาม | https://www.hannathailand.com/product-category/thermometer/thermo-fieldwork/ | https://www.hannathailand.com/product/hi766e1-k-type-general-purpose-w-cable/ | HI766E1 | 4,173.00 |  | <div aria-labelledby="tab-title-additional_information" class="woocommerce-Tabs-panel woocommerce-Tabs-panel--additional_information panel entry-content" id="tab-additional_information" role="tabpanel"> </div> | K-Type General Purpose Probe Spezifikationen: Application Liquid, Air and Gas Max. Temperature 900 °C Response Time 6 Seconds ( 90% of final value ) Dimension L 120mm x ∅ 3mm Material Stainless Steel | <div aria-labelledby="tab-title-description" class="woocommerce-Tabs-panel woocommerce-Tabs-panel--description panel entry-content active" id="tab-description" role="tabpanel"> <p>K-Type General Purpose Probe</p> <p><img alt="766a51dea4e50921f" class="tinymce-editor-image" data-mce-src="https://hannathailand.com/wp-content/uploads/content/766a51dea4e50921f.png" decoding="async" height="141" loading="lazy" src="https://hannathailand.com/wp-content/uploads/content/766a51dea4e50921f.png" width="359"/></p> <p> <strong>Spezifikationen:</strong></p> <table border="0" cellpadding="0" cellspacing="0" class="mceItemTable"> <colgroup> <col width="187"/> <col width="340"/></colgroup> <tbody> <tr> <td class="xl63" height="20" width="187"><span>Application</span></td> <td class="xl64" width="340"><span>Liquid, Air and Gas</span></td> </tr> <tr> <td class="xl63" height="20" width="187"><span>Max. Temperature</span></td> <td class="xl64" width="340"><span>900 °C</span></td> </tr> <tr> <td class="xl63" height="20" width="187"><span>Response Time</span></td> <td class="xl64" width="340"><span>6 Seconds ( 90% of final value )</span></td> </tr> <tr> <td class="xl63" height="20" width="187"><span>Dimension</span></td> <td class="xl64" width="340"><span>L 120mm x <span class="st">∅</span> 3mm</span></td> </tr> <tr> <td class="xl63" height="20" width="187">Material</td> <td class="xl64" width="340"><span>Stainless Steel</span></td> </tr> </tbody> </table> <p></p> </div> | K-Type General Purpose Probe | <div class="product-short-description"> <p>K-Type General Purpose Probe</p> </div> | https://www.hannathailand.com/wp-content/uploads/2022/06/71le6ubl5jl__aa1500_51deba4eb1678.jpg | น้ำยามาตรฐานสอบเทียบ ค่ามาตรฐานความเค็ม , น้ำยามาตรฐานสอบเทียบ ค่ามาตรฐานความเค็ม , เครื่องวัดปริมาณคลอรีนรวม รุ่น HI711 , เครื่องวัดปริมาณฟลูออไรด์ ช่วงต่ำ รุ่น HI729 , เครื่องวัดปริมาณฟอสเฟต ช่วงสูง รุ่น HI717 , เครื่องวัดปริมาณแอมโมเนีย ช่วงต่ำ รุ่น HI700 , เครื่องวัดปริมาณฟอสฟอรัส ช่วงสูง รุ่น HI706 , ซัลไฟด์สารต้านอนุมูลอิสระบัฟเฟอร์ | <a class="woocommerce-LoopProduct-link woocommerce-loop-product__link" href="https://www.hannathailand.com/product/hi7083l/">น้ำยามาตรฐานสอบเทียบ ค่ามาตรฐานความเค็ม</a> , <a class="woocommerce-LoopProduct-link woocommerce-loop-product__link" href="https://www.hannathailand.com/product/hi7080l/">น้ำยามาตรฐานสอบเทียบ ค่ามาตรฐานความเค็ม</a> , <a class="woocommerce-LoopProduct-link woocommerce-loop-product__link" href="https://www.hannathailand.com/product/hi711-checker-hc-total-chlorine/">เครื่องวัดปริมาณคลอรีนรวม รุ่น HI711</a> , <a class="woocommerce-LoopProduct-link woocommerce-loop-product__link" href="https://www.hannathailand.com/product/hi729-checker-hc-fluoride-lr/">เครื่องวัดปริมาณฟลูออไรด์ ช่วงต่ำ รุ่น HI729</a> , <a class="woocommerce-LoopProduct-link woocommerce-loop-product__link" href="https://www.hannathailand.com/product/hi717-checker-hc-phosphate-hr/">เครื่องวัดปริมาณฟอสเฟต ช่วงสูง รุ่น HI717</a> , <a class="woocommerce-LoopProduct-link woocommerce-loop-product__link" href="https://www.hannathailand.com/product/hi700-checker-hc-ammonia-lr/">เครื่องวัดปริมาณแอมโมเนีย ช่วงต่ำ รุ่น HI700</a> , <a class="woocommerce-LoopProduct-link woocommerce-loop-product__link" href="https://www.hannathailand.com/product/hi706-checker-hc-phosphorous-hr/">เครื่องวัดปริมาณฟอสฟอรัส ช่วงสูง รุ่น HI706</a> , <a class="woocommerce-LoopProduct-link woocommerce-loop-product__link" href="https://www.hannathailand.com/product/hi4015-00/">ซัลไฟด์สารต้านอนุมูลอิสระบัฟเฟอร์</a> | https://www.hannathailand.com/wp-content/uploads/2021/07/10-500x500.jpg , https://www.hannathailand.com/wp-content/uploads/2021/07/11-500x500.jpg , https://www.hannathailand.com/wp-content/uploads/2022/06/hi711_lg-600x600.jpg , https://www.hannathailand.com/wp-content/uploads/2022/06/miniphotometerfurfluoridniedrig844_11-600x600.jpg , https://www.hannathailand.com/wp-content/uploads/2022/06/miniphotometerfurphosphathoch827_11-600x600.jpg , https://www.hannathailand.com/wp-content/uploads/2022/06/hi700_400pxl-600x600.jpg , https://www.hannathailand.com/wp-content/uploads/2022/06/hi706_400-600x600.jpg , https://www.hannathailand.com/wp-content/uploads/2021/07/7-500x500.jpg
37 | HI766E2 K-Type, General Purpose w Cable | สินค้าทั้งหมด , อุตสาหกรรมอาหาร , เครื่องวัดอุณหภูมิ/ความชื้น/แสง , แบบภาคสนาม | https://www.hannathailand.com/product-category/thermometer/thermo-fieldwork/ | https://www.hannathailand.com/product/hi766e2-k-type-general-purpose-w-cable/ | HI766E2 | 4,173.00 |  | <div aria-labelledby="tab-title-additional_information" class="woocommerce-Tabs-panel woocommerce-Tabs-panel--additional_information panel entry-content" id="tab-additional_information" role="tabpanel"> </div> | K-Type General Purpose Probe. Specification : Application Liquid, Air and Gas Max. Temperature 900 °C Response Time 6 Seconds ( 90% of final value ) Dimension L 220mm x ∅ 5mm Material Stainless Steel | <div aria-labelledby="tab-title-description" class="woocommerce-Tabs-panel woocommerce-Tabs-panel--description panel entry-content active" id="tab-description" role="tabpanel"> <p>K-Type General Purpose Probe.</p> <p><img alt="766a51dea5c669516" class="tinymce-editor-image" data-mce-src="https://hannathailand.com/wp-content/uploads/content/766a51dea5c669516.png" decoding="async" height="142" loading="lazy" src="https://hannathailand.com/wp-content/uploads/content/766a51dea5c669516.png" width="392"/></p> <p> <strong>Specification :</strong></p> <table border="0" cellpadding="0" cellspacing="0" class="mceItemTable"> <colgroup> <col width="187"/> <col width="340"/></colgroup> <tbody> <tr> <td class="xl63" height="20" width="187"><span>Application</span></td> <td class="xl64" width="340"><span>Liquid, Air and Gas</span></td> </tr> <tr> <td class="xl63" height="20" width="187"><span>Max. Temperature</span></td> <td class="xl64" width="340"><span>900 °C</span></td> </tr> <tr> <td class="xl63" height="20" width="187"><span>Response Time</span></td> <td class="xl64" width="340"><span>6 Seconds ( 90% of final value )</span></td> </tr> <tr> <td class="xl63" height="20" width="187"><span>Dimension</span></td> <td class="xl64" width="340"><span>L 220mm x <span class="st">∅</span> 5mm</span></td> </tr> <tr> <td class="xl63" height="20" width="187">Material</td> <td class="xl64" width="340"><span>Stainless Steel</span></td> </tr> </tbody> </table> <p></p> </div> | K-Type General Purpose Probe. | <div class="product-short-description"> <p>K-Type General Purpose Probe.</p> </div> | https://www.hannathailand.com/wp-content/uploads/2022/06/71le6ubl5jl__aa1500_51deba66179b2.jpg | เครื่องวัดปริมาณแอมโมเนีย ช่วงสูง รุ่น HI733 , สารละลายมาตรฐานความขุ่น 20 NTU , เครื่องวัดปริมาณซิลิกา ช่วงต่ำ ในตัวอย่างน้ำ รุ่น HI705 , เครื่องวัดปริมาณฟอสฟอรัส ช่วงต่ำมาก รุ่น HI736 , เครื่องวัดปริมาณฟอสเฟต ช่วงต่ำ รุ่น HI713 , เครื่องควบคุมค่าความนำไฟฟ้า , น้ำยามาตรฐานสอบเทียบ ค่ามาตรฐานความเค็ม , เครื่องวัดปริมาณคลอรีนรวม รุ่น HI711 | <a class="woocommerce-LoopProduct-link woocommerce-loop-product__link" href="https://www.hannathailand.com/product/hi733-checker-hc-ammonia-hr/">เครื่องวัดปริมาณแอมโมเนีย ช่วงสูง รุ่น HI733</a> , <a class="woocommerce-LoopProduct-link woocommerce-loop-product__link" href="https://www.hannathailand.com/product/hi93102-20/">สารละลายมาตรฐานความขุ่น 20 NTU</a> , <a class="woocommerce-LoopProduct-link woocommerce-loop-product__link" href="https://www.hannathailand.com/product/hi705-checker-hc-silica-lr/">เครื่องวัดปริมาณซิลิกา ช่วงต่ำ ในตัวอย่างน้ำ รุ่น HI705</a> , <a class="woocommerce-LoopProduct-link woocommerce-loop-product__link" href="https://www.hannathailand.com/product/phosphorous-marine/">เครื่องวัดปริมาณฟอสฟอรัส ช่วงต่ำมาก รุ่น HI736</a> , <a class="woocommerce-LoopProduct-link woocommerce-loop-product__link" href="https://www.hannathailand.com/product/hi713-checker-hc-phosphate-lr/">เครื่องวัดปริมาณฟอสเฟต ช่วงต่ำ รุ่น HI713</a> , <a class="woocommerce-LoopProduct-link woocommerce-loop-product__link" href="https://www.hannathailand.com/product/hi8931cn/">เครื่องควบคุมค่าความนำไฟฟ้า</a> , <a class="woocommerce-LoopProduct-link woocommerce-loop-product__link" href="https://www.hannathailand.com/product/hi7080l/">น้ำยามาตรฐานสอบเทียบ ค่ามาตรฐานความเค็ม</a> , <a class="woocommerce-LoopProduct-link woocommerce-loop-product__link" href="https://www.hannathailand.com/product/hi711-checker-hc-total-chlorine/">เครื่องวัดปริมาณคลอรีนรวม รุ่น HI711</a> | https://www.hannathailand.com/wp-content/uploads/2022/06/miniphotometerfurammoniumhoch2418_11-600x600.jpg , https://www.hannathailand.com/wp-content/uploads/2021/07/9-500x500.jpg , https://www.hannathailand.com/wp-content/uploads/2022/06/hi705400-600x600.jpg , https://www.hannathailand.com/wp-content/uploads/2021/12/HI736-600x600.jpg , https://www.hannathailand.com/wp-content/uploads/2022/06/hi713_lg51caffcdce23e-600x600.jpg , https://www.hannathailand.com/wp-content/uploads/2021/07/2-500x500.jpg , https://www.hannathailand.com/wp-content/uploads/2021/07/11-500x500.jpg , https://www.hannathailand.com/wp-content/uploads/2022/06/hi711_lg-600x600.jpg
38 | HI766F K-Type, High Temperature Probe | สินค้าทั้งหมด , อุตสาหกรรมอาหาร , เครื่องวัดอุณหภูมิ/ความชื้น/แสง , แบบภาคสนาม | https://www.hannathailand.com/product-category/thermometer/thermo-fieldwork/ | https://www.hannathailand.com/product/hi766f-k-type-high-temperature-probe/ | HI766F | 2,514.50 |  | <div aria-labelledby="tab-title-additional_information" class="woocommerce-Tabs-panel woocommerce-Tabs-panel--additional_information panel entry-content" id="tab-additional_information" role="tabpanel"> </div> | K-Type High Temperature flexible probe. Specification : Application High Temperature without handle Max. Temperature 1100 °C Response Time 4 Seconds ( 90% of final value ) Dimension L 255mm x ∅ 1.5mm Material Stainless Steel | <div aria-labelledby="tab-title-description" class="woocommerce-Tabs-panel woocommerce-Tabs-panel--description panel entry-content active" id="tab-description" role="tabpanel"> <p>K-Type High Temperature flexible probe.</p> <p><img alt="766a51dea6d92712e" class="tinymce-editor-image" data-mce-src="https://hannathailand.com/wp-content/uploads/content/766a51dea6d92712e.png" decoding="async" height="140" loading="lazy" src="https://hannathailand.com/wp-content/uploads/content/766a51dea6d92712e.png" width="445"/></p> <p> <strong>Specification :</strong></p> <table border="0" cellpadding="0" cellspacing="0" class="mceItemTable"> <colgroup> <col width="187"/> <col width="340"/></colgroup> <tbody> <tr> <td class="xl63" height="20" width="187"><span>Application</span></td> <td class="xl64" width="340"><span>High Temperature without handle</span></td> </tr> <tr> <td class="xl63" height="20" width="187"><span>Max. Temperature</span></td> <td class="xl64" width="340"><span>1100 °C</span></td> </tr> <tr> <td class="xl63" height="20" width="187"><span>Response Time</span></td> <td class="xl64" width="340"><span>4 Seconds ( 90% of final value )</span></td> </tr> <tr> <td class="xl63" height="20" width="187"><span>Dimension</span></td> <td class="xl64" width="340"><span>L 255mm x <span class="st">∅</span> 1.5mm</span></td> </tr> <tr> <td class="xl63" height="20" width="187">Material</td> <td class="xl64" width="340"><span>Stainless Steel</span></td> </tr> </tbody> </table> <p></p> </div> | K-Type High Temperature flexible probe. | <div class="product-short-description"> <p>K-Type High Temperature flexible probe.</p> </div> | https://www.hannathailand.com/wp-content/uploads/2022/06/71le6ubl5jl__aa1500_51deba84494ec.jpg | น้ำยามาตรฐานสอบเทียบ ค่ามาตรฐานความเค็ม , เครื่องวัดปริมาณไนไตรท์ ช่วงสูง ในตัวอย่างน้ำ รุ่น HI708 , เครื่องวัดปริมาณฟอสเฟต ช่วงต่ำ รุ่น HI713 , น้ำยามาตรฐานสำหรับค่าโซเดียม , เครื่องวัดคลอรีน , เครื่องวัดปริมาณแอมโมเนีย ช่วงต่ำ รุ่น HI700 , น้ำยามาตรฐานสอบเทียบ , ซัลไฟด์สารต้านอนุมูลอิสระบัฟเฟอร์ | <a class="woocommerce-LoopProduct-link woocommerce-loop-product__link" href="https://www.hannathailand.com/product/hi7080l/">น้ำยามาตรฐานสอบเทียบ ค่ามาตรฐานความเค็ม</a> , <a class="woocommerce-LoopProduct-link woocommerce-loop-product__link" href="https://www.hannathailand.com/product/hi708-checker-hc-nitrite-hr/">เครื่องวัดปริมาณไนไตรท์ ช่วงสูง ในตัวอย่างน้ำ รุ่น HI708</a> , <a class="woocommerce-LoopProduct-link woocommerce-loop-product__link" href="https://www.hannathailand.com/product/hi713-checker-hc-phosphate-lr/">เครื่องวัดปริมาณฟอสเฟต ช่วงต่ำ รุ่น HI713</a> , <a class="woocommerce-LoopProduct-link woocommerce-loop-product__link" href="https://www.hannathailand.com/product/hi7090l/">น้ำยามาตรฐานสำหรับค่าโซเดียม</a> , <a class="woocommerce-LoopProduct-link woocommerce-loop-product__link" href="https://www.hannathailand.com/product/free-chlorine/">เครื่องวัดคลอรีน</a> , <a class="woocommerce-LoopProduct-link woocommerce-loop-product__link" href="https://www.hannathailand.com/product/hi700-checker-hc-ammonia-lr/">เครื่องวัดปริมาณแอมโมเนีย ช่วงต่ำ รุ่น HI700</a> , <a class="woocommerce-LoopProduct-link woocommerce-loop-product__link" href="https://www.hannathailand.com/product/hi9828-25/">น้ำยามาตรฐานสอบเทียบ</a> , <a class="woocommerce-LoopProduct-link woocommerce-loop-product__link" href="https://www.hannathailand.com/product/hi4015-00/">ซัลไฟด์สารต้านอนุมูลอิสระบัฟเฟอร์</a> | https://www.hannathailand.com/wp-content/uploads/2021/07/11-500x500.jpg , https://www.hannathailand.com/wp-content/uploads/2022/06/miniphotometerfurnitrithoch2420_11-600x600.jpg , https://www.hannathailand.com/wp-content/uploads/2022/06/hi713_lg51caffcdce23e-600x600.jpg , https://www.hannathailand.com/wp-content/uploads/2021/07/12-500x500.jpg , https://www.hannathailand.com/wp-content/uploads/2021/07/1-500x500.jpg , https://www.hannathailand.com/wp-content/uploads/2022/06/hi700_400pxl-600x600.jpg , https://www.hannathailand.com/wp-content/uploads/2021/07/8-500x500.jpg , https://www.hannathailand.com/wp-content/uploads/2021/07/7-500x500.jpg
39 | HI766F1 K-Type, Wire Probe | สินค้าทั้งหมด , อุตสาหกรรมอาหาร , เครื่องวัดอุณหภูมิ/ความชื้น/แสง , แบบภาคสนาม | https://www.hannathailand.com/product-category/thermometer/thermo-fieldwork/ | https://www.hannathailand.com/product/hi766f1-k-type-wire-probe/ | HI766F1 | 2,782.00 |  | <div aria-labelledby="tab-title-additional_information" class="woocommerce-Tabs-panel woocommerce-Tabs-panel--additional_information panel entry-content" id="tab-additional_information" role="tabpanel"> </div> | K-Type Wire Temperature Probe. Specification : Application Hard to reach areas Max. Temperature 480 °C Response Time 1 Second ( 90% of final value ) Dimension 1m ∅ 2mm Material Wire mesh (stainless steel) | <div aria-labelledby="tab-title-description" class="woocommerce-Tabs-panel woocommerce-Tabs-panel--description panel entry-content active" id="tab-description" role="tabpanel"> <p>K-Type Wire Temperature Probe.</p> <p><img alt="766a51deb310b180e" class="tinymce-editor-image" data-mce-src="https://hannathailand.com/wp-content/uploads/content/766a51deb310b180e.png" decoding="async" height="81" loading="lazy" src="https://hannathailand.com/wp-content/uploads/content/766a51deb310b180e.png" width="354"/></p> <p> <strong>Specification :</strong></p> <table border="0" cellpadding="0" cellspacing="0" class="mceItemTable"> <colgroup> <col width="187"/> <col width="340"/></colgroup> <tbody> <tr> <td class="xl63" height="20" width="187"><span>Application</span></td> <td class="xl64" width="340"><span>Hard to reach areas</span></td> </tr> <tr> <td class="xl63" height="20" width="187"><span>Max. Temperature</span></td> <td class="xl64" width="340"><span>480 °C</span></td> </tr> <tr> <td class="xl63" height="20" width="187"><span>Response Time</span></td> <td class="xl64" width="340"><span>1 Second ( 90% of final value )</span></td> </tr> <tr> <td class="xl63" height="20" width="187"><span>Dimension</span></td> <td class="xl64" width="340"><span><span class="st">1m ∅</span> 2mm</span></td> </tr> <tr> <td class="xl63" height="20" width="187">Material</td> <td class="xl64" width="340"><span><span class="hps">Wire mesh</span> <span class="hps">(stainless steel)</span></span></td> </tr> </tbody> </table> <p></p> </div> | K-Type Wire Temperature Probe. | <div class="product-short-description"> <p>K-Type Wire Temperature Probe.</p> </div> | https://www.hannathailand.com/wp-content/uploads/2022/06/51nn2svnx3l__aa1000_51debad3e9b68.jpg | เครื่องวัดปริมาณฟอสฟอรัส ช่วงสูง รุ่น HI706 , เครื่องวัดปริมาณฟลูออไรด์ ช่วงต่ำ รุ่น HI729 , ซัลไฟด์สารต้านอนุมูลอิสระบัฟเฟอร์ , เครื่องวัดปริมาณฟอสเฟต ช่วงสูง รุ่น HI717 , เซ็นเซอร์วัดออกซิเจนในน้ำสำหรับ HI9829 มัลติพารามิเตอร์ , เครื่องวัดปริมาณโบรมีน ในตัวอย่างน้ำ รุ่น HI716 , เครื่องวัดสีในน้ำตัวอย่าง HI727 , เครื่องวัดปริมาณฟอสฟอรัส ช่วงต่ำมาก รุ่น HI736 | <a class="woocommerce-LoopProduct-link woocommerce-loop-product__link" href="https://www.hannathailand.com/product/hi706-checker-hc-phosphorous-hr/">เครื่องวัดปริมาณฟอสฟอรัส ช่วงสูง รุ่น HI706</a> , <a class="woocommerce-LoopProduct-link woocommerce-loop-product__link" href="https://www.hannathailand.com/product/hi729-checker-hc-fluoride-lr/">เครื่องวัดปริมาณฟลูออไรด์ ช่วงต่ำ รุ่น HI729</a> , <a class="woocommerce-LoopProduct-link woocommerce-loop-product__link" href="https://www.hannathailand.com/product/hi4015-00/">ซัลไฟด์สารต้านอนุมูลอิสระบัฟเฟอร์</a> , <a class="woocommerce-LoopProduct-link woocommerce-loop-product__link" href="https://www.hannathailand.com/product/hi717-checker-hc-phosphate-hr/">เครื่องวัดปริมาณฟอสเฟต ช่วงสูง รุ่น HI717</a> , <a class="woocommerce-LoopProduct-link woocommerce-loop-product__link" href="https://www.hannathailand.com/product/hi7609829-2/">เซ็นเซอร์วัดออกซิเจนในน้ำสำหรับ HI9829 มัลติพารามิเตอร์</a> , <a class="woocommerce-LoopProduct-link woocommerce-loop-product__link" href="https://www.hannathailand.com/product/hi716-checker-hc-bromine/">เครื่องวัดปริมาณโบรมีน ในตัวอย่างน้ำ รุ่น HI716</a> , <a class="woocommerce-LoopProduct-link woocommerce-loop-product__link" href="https://www.hannathailand.com/product/hi727-checker-hc-color-of-water/">เครื่องวัดสีในน้ำตัวอย่าง HI727</a> , <a class="woocommerce-LoopProduct-link woocommerce-loop-product__link" href="https://www.hannathailand.com/product/phosphorous-marine/">เครื่องวัดปริมาณฟอสฟอรัส ช่วงต่ำมาก รุ่น HI736</a> | https://www.hannathailand.com/wp-content/uploads/2022/06/hi706_400-600x600.jpg , https://www.hannathailand.com/wp-content/uploads/2022/06/miniphotometerfurfluoridniedrig844_11-600x600.jpg , https://www.hannathailand.com/wp-content/uploads/2021/07/7-500x500.jpg , https://www.hannathailand.com/wp-content/uploads/2022/06/miniphotometerfurphosphathoch827_11-600x600.jpg , https://www.hannathailand.com/wp-content/uploads/2021/07/5-500x500.jpg , https://www.hannathailand.com/wp-content/uploads/2022/06/miniphotometerfurfreiesgesamtchlor704_11-600x600.jpg , https://www.hannathailand.com/wp-content/uploads/2022/06/miniphotometerfurfarbe843_11-600x600.jpg , https://www.hannathailand.com/wp-content/uploads/2021/12/HI736-600x600.jpg
40 | HI766PD K-Type, Probe for Air and Gas | สินค้าทั้งหมด , อุตสาหกรรมอาหาร , เครื่องวัดอุณหภูมิ/ความชื้น/แสง , แบบภาคสนาม | https://www.hannathailand.com/product-category/thermometer/thermo-fieldwork/ | https://www.hannathailand.com/product/hi766pd-k-type-probe-for-air-and-gas/ | HI766PD | 3,424.00 |  | <div aria-labelledby="tab-title-additional_information" class="woocommerce-Tabs-panel woocommerce-Tabs-panel--additional_information panel entry-content" id="tab-additional_information" role="tabpanel"> </div> | K-Type Probe for Air and Gas.. Specification : Application Air and Gas Max. Temperature 300 °C Response Time 20 Seconds ( 90% of final value ) Dimension L 250mm x ∅ 3mm Material Stainless Steel | <div aria-labelledby="tab-title-description" class="woocommerce-Tabs-panel woocommerce-Tabs-panel--description panel entry-content active" id="tab-description" role="tabpanel"> <p>K-Type Probe for Air and Gas..</p> <p> <img alt="hi766pd51de7c6698944" class="tinymce-editor-image" data-mce-src="https://hannathailand.com/wp-content/uploads/content/hi766pd51de7c6698944.png" decoding="async" height="113" loading="lazy" src="https://hannathailand.com/wp-content/uploads/content/hi766pd51de7c6698944.png" width="307"/></p> <p><strong>Specification :</strong></p> <table border="0" cellpadding="0" cellspacing="0" class="mceItemTable"> <colgroup> <col width="187"/> <col width="340"/></colgroup> <tbody> <tr> <td class="xl63" height="20" width="187"><span>Application</span></td> <td class="xl64" width="340"><span>Air and Gas</span></td> </tr> <tr> <td class="xl63" height="20" width="187"><span>Max. Temperature</span></td> <td class="xl64" width="340"><span>300 °C</span></td> </tr> <tr> <td class="xl63" height="20" width="187"><span>Response Time</span></td> <td class="xl64" width="340"><span>20 Seconds ( 90% of final value )</span></td> </tr> <tr> <td class="xl63" height="20" width="187"><span>Dimension</span></td> <td class="xl64" width="340"><span>L 250mm x <span class="st">∅</span> 3mm</span></td> </tr> <tr> <td class="xl63" height="20" width="187">Material</td> <td class="xl64" width="340"><span>Stainless Steel</span></td> </tr> </tbody> </table> <p></p> </div> | K-Type Probe for Air and Gas.. | <div class="product-short-description"> <p>K-Type Probe for Air and Gas..</p> </div> | https://www.hannathailand.com/wp-content/uploads/2022/06/411ckjnydsl__aa1000_51deb9121d619.jpg | เครื่องวัดคลอรีน , เครื่องวัดปริมาณนิกเกิล ช่วงสูง รุ่น HI726 , เครื่องวัดปริมาณแอมโมเนีย ในน้ำ รุ่น HI715 , เครื่องวัดปริมาณโบรมีน ในตัวอย่างน้ำ รุ่น HI716 , น้ำยามาตรฐานสอบเทียบ ค่ามาตรฐานความเค็ม , น้ำยามาตรฐานสำหรับค่าโซเดียม , ซัลไฟด์สารต้านอนุมูลอิสระบัฟเฟอร์ , เครื่องวัดปริมาณฟอสฟอรัส ช่วงสูง รุ่น HI706 | <a class="woocommerce-LoopProduct-link woocommerce-loop-product__link" href="https://www.hannathailand.com/product/free-chlorine/">เครื่องวัดคลอรีน</a> , <a class="woocommerce-LoopProduct-link woocommerce-loop-product__link" href="https://www.hannathailand.com/product/hi726-checker-hc-nickel-hr/">เครื่องวัดปริมาณนิกเกิล ช่วงสูง รุ่น HI726</a> , <a class="woocommerce-LoopProduct-link woocommerce-loop-product__link" href="https://www.hannathailand.com/product/hi715-checker-hc-ammonia-mr/">เครื่องวัดปริมาณแอมโมเนีย ในน้ำ รุ่น HI715</a> , <a class="woocommerce-LoopProduct-link woocommerce-loop-product__link" href="https://www.hannathailand.com/product/hi716-checker-hc-bromine/">เครื่องวัดปริมาณโบรมีน ในตัวอย่างน้ำ รุ่น HI716</a> , <a class="woocommerce-LoopProduct-link woocommerce-loop-product__link" href="https://www.hannathailand.com/product/hi7083l/">น้ำยามาตรฐานสอบเทียบ ค่ามาตรฐานความเค็ม</a> , <a class="woocommerce-LoopProduct-link woocommerce-loop-product__link" href="https://www.hannathailand.com/product/hi7090l/">น้ำยามาตรฐานสำหรับค่าโซเดียม</a> , <a class="woocommerce-LoopProduct-link woocommerce-loop-product__link" href="https://www.hannathailand.com/product/hi4015-00/">ซัลไฟด์สารต้านอนุมูลอิสระบัฟเฟอร์</a> , <a class="woocommerce-LoopProduct-link woocommerce-loop-product__link" href="https://www.hannathailand.com/product/hi706-checker-hc-phosphorous-hr/">เครื่องวัดปริมาณฟอสฟอรัส ช่วงสูง รุ่น HI706</a> | https://www.hannathailand.com/wp-content/uploads/2021/07/1-500x500.jpg , https://www.hannathailand.com/wp-content/uploads/2022/06/miniphotometerfurnickelhoch841_11-600x600.jpg , https://www.hannathailand.com/wp-content/uploads/2022/06/miniphotometerfurammoniakmittel2416_11-600x600.jpg , https://www.hannathailand.com/wp-content/uploads/2022/06/miniphotometerfurfreiesgesamtchlor704_11-600x600.jpg , https://www.hannathailand.com/wp-content/uploads/2021/07/10-500x500.jpg , https://www.hannathailand.com/wp-content/uploads/2021/07/12-500x500.jpg , https://www.hannathailand.com/wp-content/uploads/2021/07/7-500x500.jpg , https://www.hannathailand.com/wp-content/uploads/2022/06/hi706_400-600x600.jpg
41 | HI766PE1 K-Type, General Purpose | สินค้าทั้งหมด , อุตสาหกรรมอาหาร , เครื่องวัดอุณหภูมิ/ความชื้น/แสง , แบบภาคสนาม | https://www.hannathailand.com/product-category/thermometer/thermo-fieldwork/ | https://www.hannathailand.com/product/hi766pe1-k-type-general-purpose/ | HI766PE1 | 2,782.00 |  | <div aria-labelledby="tab-title-additional_information" class="woocommerce-Tabs-panel woocommerce-Tabs-panel--additional_information panel entry-content" id="tab-additional_information" role="tabpanel"> </div> | K-Type General Purpose Probe. Specification : Application Air, Liquid and Gas Max. Temperature 900 °C Response Time 6 Seconds ( 90% of final value ) Dimension L 155mm x ∅ 3mm Material Stainless Steel | <div aria-labelledby="tab-title-description" class="woocommerce-Tabs-panel woocommerce-Tabs-panel--description panel entry-content active" id="tab-description" role="tabpanel"> <p>K-Type General Purpose Probe.</p> <p><img alt="766pe1" class="tinymce-editor-image" data-mce-src="https://hannathailand.com/wp-content/uploads/content/766pe1.png" decoding="async" height="94" loading="lazy" src="https://hannathailand.com/wp-content/uploads/content/766pe1.png" width="311"/></p> <p> <strong>Specification :</strong></p> <table border="0" cellpadding="0" cellspacing="0" class="mceItemTable"> <colgroup> <col width="187"/> <col width="340"/></colgroup> <tbody> <tr> <td class="xl63" height="20" width="187"><span>Application</span></td> <td class="xl64" width="340"><span>Air, Liquid and Gas</span></td> </tr> <tr> <td class="xl63" height="20" width="187"><span>Max. Temperature</span></td> <td class="xl64" width="340"><span>900 °C</span></td> </tr> <tr> <td class="xl63" height="20" width="187"><span>Response Time</span></td> <td class="xl64" width="340"><span>6 Seconds ( 90% of final value )</span></td> </tr> <tr> <td class="xl63" height="20" width="187"><span>Dimension</span></td> <td class="xl64" width="340"><span>L 155mm x <span class="st">∅</span> 3mm</span></td> </tr> <tr> <td class="xl63" height="20" width="187">Material</td> <td class="xl64" width="340"><span>Stainless Steel</span></td> </tr> </tbody> </table> <p></p> </div> | K-Type General Purpose Probe. Stainless Steel | <div class="product-short-description"> <p>K-Type General Purpose Probe. Stainless Steel</p> </div> | https://www.hannathailand.com/wp-content/uploads/2022/06/411ckjnydsl__aa1000_51deb93c45db5.jpg | เครื่องวัดปริมาณฟอสเฟต ช่วงต่ำ รุ่น HI713 , เครื่องวัดค่าเหล็ก รุ่น HI721 , เครื่องวัดปริมาณโบรมีน ในตัวอย่างน้ำ รุ่น HI716 , น้ำยามาตรฐานสำหรับค่าโซเดียม , เครื่องวัดปริมาณฟลูออไรด์ ช่วงต่ำ รุ่น HI729 , เครื่องวัดปริมาณคลอรีนรวม รุ่น HI711 , เครื่องวัดปริมาณแอมโมเนีย ช่วงสูง รุ่น HI733 , เครื่องวัดปริมาณโครเมี่ยม ช่วงสูง รุ่น HI723 | <a class="woocommerce-LoopProduct-link woocommerce-loop-product__link" href="https://www.hannathailand.com/product/hi713-checker-hc-phosphate-lr/">เครื่องวัดปริมาณฟอสเฟต ช่วงต่ำ รุ่น HI713</a> , <a class="woocommerce-LoopProduct-link woocommerce-loop-product__link" href="https://www.hannathailand.com/product/hi721-checker-hc-iron/">เครื่องวัดค่าเหล็ก รุ่น HI721</a> , <a class="woocommerce-LoopProduct-link woocommerce-loop-product__link" href="https://www.hannathailand.com/product/hi716-checker-hc-bromine/">เครื่องวัดปริมาณโบรมีน ในตัวอย่างน้ำ รุ่น HI716</a> , <a class="woocommerce-LoopProduct-link woocommerce-loop-product__link" href="https://www.hannathailand.com/product/hi7090l/">น้ำยามาตรฐานสำหรับค่าโซเดียม</a> , <a class="woocommerce-LoopProduct-link woocommerce-loop-product__link" href="https://www.hannathailand.com/product/hi729-checker-hc-fluoride-lr/">เครื่องวัดปริมาณฟลูออไรด์ ช่วงต่ำ รุ่น HI729</a> , <a class="woocommerce-LoopProduct-link woocommerce-loop-product__link" href="https://www.hannathailand.com/product/hi711-checker-hc-total-chlorine/">เครื่องวัดปริมาณคลอรีนรวม รุ่น HI711</a> , <a class="woocommerce-LoopProduct-link woocommerce-loop-product__link" href="https://www.hannathailand.com/product/hi733-checker-hc-ammonia-hr/">เครื่องวัดปริมาณแอมโมเนีย ช่วงสูง รุ่น HI733</a> , <a class="woocommerce-LoopProduct-link woocommerce-loop-product__link" href="https://www.hannathailand.com/product/hi723-checker-hc-chromium-vi-hr/">เครื่องวัดปริมาณโครเมี่ยม ช่วงสูง รุ่น HI723</a> | https://www.hannathailand.com/wp-content/uploads/2022/06/hi713_lg51caffcdce23e-600x600.jpg , https://www.hannathailand.com/wp-content/uploads/2022/06/miniphotometerfureisen832_11-600x600.jpg , https://www.hannathailand.com/wp-content/uploads/2022/06/miniphotometerfurfreiesgesamtchlor704_11-600x600.jpg , https://www.hannathailand.com/wp-content/uploads/2021/07/12-500x500.jpg , https://www.hannathailand.com/wp-content/uploads/2022/06/miniphotometerfurfluoridniedrig844_11-600x600.jpg , https://www.hannathailand.com/wp-content/uploads/2022/06/hi711_lg-600x600.jpg , https://www.hannathailand.com/wp-content/uploads/2022/06/miniphotometerfurammoniumhoch2418_11-600x600.jpg , https://www.hannathailand.com/wp-content/uploads/2022/06/miniphotometerfurchromvihoch839_11-600x600.jpg
42 | HI766PE2 K-Type, General Purpose | สินค้าทั้งหมด , อุตสาหกรรมอาหาร , เครื่องวัดอุณหภูมิ/ความชื้น/แสง , แบบภาคสนาม | https://www.hannathailand.com/product-category/thermometer/thermo-fieldwork/ | https://www.hannathailand.com/product/hi766pe2-k-type-general-purpose/ | HI766PE2 | 2,782.00 |  | <div aria-labelledby="tab-title-additional_information" class="woocommerce-Tabs-panel woocommerce-Tabs-panel--additional_information panel entry-content" id="tab-additional_information" role="tabpanel"> </div> | K-Type general purpose probe. Spezifikationen: Application Air, Liquid and Gas Max. Temperature 900 °C Response Time 6 Seconds ( 90% of final value ) Dimension L 200mm x ∅ 5mm Material Stainless Steel | <div aria-labelledby="tab-title-description" class="woocommerce-Tabs-panel woocommerce-Tabs-panel--description panel entry-content active" id="tab-description" role="tabpanel"> <p>K-Type general purpose probe.</p> <p><img alt="766pe2" class="tinymce-editor-image" data-mce-src="https://hannathailand.com/wp-content/uploads/content/766pe2.png" decoding="async" height="100" loading="lazy" src="https://hannathailand.com/wp-content/uploads/content/766pe2.png" width="331"/></p> <p> <strong>Spezifikationen:</strong></p> <table border="0" cellpadding="0" cellspacing="0" class="mceItemTable"> <colgroup> <col width="187"/> <col width="340"/></colgroup> <tbody> <tr> <td class="xl63" height="20" width="187"><span>Application</span></td> <td class="xl64" width="340"><span>Air, Liquid and Gas</span></td> </tr> <tr> <td class="xl63" height="20" width="187"><span>Max. Temperature</span></td> <td class="xl64" width="340"><span>900 °C</span></td> </tr> <tr> <td class="xl63" height="20" width="187"><span>Response Time</span></td> <td class="xl64" width="340"><span>6 Seconds ( 90% of final value )</span></td> </tr> <tr> <td class="xl63" height="20" width="187"><span>Dimension</span></td> <td class="xl64" width="340"><span>L 200mm x <span class="st">∅</span> 5mm</span></td> </tr> <tr> <td class="xl63" height="20" width="187">Material</td> <td class="xl64" width="340"><span>Stainless Steel</span></td> </tr> </tbody> </table> <p></p> </div> | K-Type general purpose probe. Air, Liquid and Gas. | <div class="product-short-description"> <p>K-Type general purpose probe. Air, Liquid and Gas.</p> </div> | https://www.hannathailand.com/wp-content/uploads/2022/06/411ckjnydsl__aa1000_51deb95de4225.jpg | น้ำยามาตรฐานสอบเทียบ ค่ามาตรฐานความเค็ม , น้ำยามาตรฐานสอบเทียบ ค่ามาตรฐานความเค็ม , เครื่องวัดปริมาณฟอสฟอรัส ช่วงสูง รุ่น HI706 , เครื่องวัดปริมาณแอมโมเนีย ช่วงสูง รุ่น HI733 , เครื่องควบคุมค่าความนำไฟฟ้า , เครื่องวัดปริมาณคลอรีนรวม รุ่น HI711 , เครื่องวัดปริมาณไนไตรท์ ช่วงสูง ในตัวอย่างน้ำ รุ่น HI708 , เซ็นเซอร์วัดออกซิเจนในน้ำสำหรับ HI9829 มัลติพารามิเตอร์ | <a class="woocommerce-LoopProduct-link woocommerce-loop-product__link" href="https://www.hannathailand.com/product/hi7080l/">น้ำยามาตรฐานสอบเทียบ ค่ามาตรฐานความเค็ม</a> , <a class="woocommerce-LoopProduct-link woocommerce-loop-product__link" href="https://www.hannathailand.com/product/hi7083l/">น้ำยามาตรฐานสอบเทียบ ค่ามาตรฐานความเค็ม</a> , <a class="woocommerce-LoopProduct-link woocommerce-loop-product__link" href="https://www.hannathailand.com/product/hi706-checker-hc-phosphorous-hr/">เครื่องวัดปริมาณฟอสฟอรัส ช่วงสูง รุ่น HI706</a> , <a class="woocommerce-LoopProduct-link woocommerce-loop-product__link" href="https://www.hannathailand.com/product/hi733-checker-hc-ammonia-hr/">เครื่องวัดปริมาณแอมโมเนีย ช่วงสูง รุ่น HI733</a> , <a class="woocommerce-LoopProduct-link woocommerce-loop-product__link" href="https://www.hannathailand.com/product/hi8931cn/">เครื่องควบคุมค่าความนำไฟฟ้า</a> , <a class="woocommerce-LoopProduct-link woocommerce-loop-product__link" href="https://www.hannathailand.com/product/hi711-checker-hc-total-chlorine/">เครื่องวัดปริมาณคลอรีนรวม รุ่น HI711</a> , <a class="woocommerce-LoopProduct-link woocommerce-loop-product__link" href="https://www.hannathailand.com/product/hi708-checker-hc-nitrite-hr/">เครื่องวัดปริมาณไนไตรท์ ช่วงสูง ในตัวอย่างน้ำ รุ่น HI708</a> , <a class="woocommerce-LoopProduct-link woocommerce-loop-product__link" href="https://www.hannathailand.com/product/hi7609829-2/">เซ็นเซอร์วัดออกซิเจนในน้ำสำหรับ HI9829 มัลติพารามิเตอร์</a> | https://www.hannathailand.com/wp-content/uploads/2021/07/11-500x500.jpg , https://www.hannathailand.com/wp-content/uploads/2021/07/10-500x500.jpg , https://www.hannathailand.com/wp-content/uploads/2022/06/hi706_400-600x600.jpg , https://www.hannathailand.com/wp-content/uploads/2022/06/miniphotometerfurammoniumhoch2418_11-600x600.jpg , https://www.hannathailand.com/wp-content/uploads/2021/07/2-500x500.jpg , https://www.hannathailand.com/wp-content/uploads/2022/06/hi711_lg-600x600.jpg , https://www.hannathailand.com/wp-content/uploads/2022/06/miniphotometerfurnitrithoch2420_11-600x600.jpg , https://www.hannathailand.com/wp-content/uploads/2021/07/5-500x500.jpg
43 | HI766TR1 K-Type, Long Penetration Probe | สินค้าทั้งหมด , อุตสาหกรรมอาหาร , เครื่องวัดอุณหภูมิ/ความชื้น/แสง , แบบภาคสนาม | https://www.hannathailand.com/product-category/thermometer/thermo-fieldwork/ | https://www.hannathailand.com/product/hi766tr1-k-type-long-penetration-probe/ | HI766TR1 | 4,761.50 |  | <div aria-labelledby="tab-title-additional_information" class="woocommerce-Tabs-panel woocommerce-Tabs-panel--additional_information panel entry-content" id="tab-additional_information" role="tabpanel"> </div> | K-Type Long Penetratoin probe with sharp tip for penetration of semi-solid samples. Specification : Application Semi-solid Max. Temperature 250 °C Response Time 10 Seconds ( 90% of final value ) Dimension L 130mm x ∅ 8mm Material Stainless Steel | <div aria-labelledby="tab-title-description" class="woocommerce-Tabs-panel woocommerce-Tabs-panel--description panel entry-content active" id="tab-description" role="tabpanel"> <p>K-Type Long Penetratoin probe with sharp tip for penetration of semi-solid samples.</p> <p><img alt="766a51dfce55addc5" class="tinymce-editor-image" data-mce-src="https://hannathailand.com/wp-content/uploads/content/766a51dfce55addc5.png" decoding="async" height="70" loading="lazy" src="https://hannathailand.com/wp-content/uploads/content/766a51dfce55addc5.png" width="285"/></p> <p> <strong>Specification :</strong></p> <table border="0" cellpadding="0" cellspacing="0" class="mceItemTable"> <colgroup> <col width="187"/> <col width="340"/></colgroup> <tbody> <tr> <td class="xl63" height="20" width="187"><span>Application</span></td> <td class="xl64" width="340"><span>Semi-solid</span></td> </tr> <tr> <td class="xl63" height="20" width="187"><span>Max. Temperature</span></td> <td class="xl64" width="340"><span>250 °C</span></td> </tr> <tr> <td class="xl63" height="20" width="187"><span>Response Time</span></td> <td class="xl64" width="340"><span>10 Seconds ( 90% of final value )</span></td> </tr> <tr> <td class="xl63" height="20" width="187"><span>Dimension</span></td> <td class="xl64" width="340"><span><span class="st">L 130mm x <span class="st">∅</span> 8mm</span></span></td> </tr> <tr> <td class="xl63" height="20" width="187">Material</td> <td class="xl64" width="340"><span>Stainless Steel</span></td> </tr> </tbody> </table> <p></p> </div> | K-Type Long Penetratoin probe with sharp tip for penetration of semi-solid samples | <div class="product-short-description"> <p>K-Type Long Penetratoin probe with sharp tip for penetration of semi-solid samples</p> </div> | https://www.hannathailand.com/wp-content/uploads/2022/06/71le6ubl5jl__aa1500_.jpg | เครื่องวัดค่าเหล็ก รุ่น HI721 , เครื่องวัดปริมาณคลอรีนอิสระ รุ่น HI701 , เครื่องวัดปริมาณฟลูออไรด์ ช่วงต่ำ รุ่น HI729 , เครื่องวัดปริมาณไนไตรท์ ช่วงต่ำ รุ่น HI707 , น้ำยามาตรฐานสอบเทียบ ค่ามาตรฐานความเค็ม , เครื่องวัดปริมาณนิกเกิล ช่วงสูง รุ่น HI726 , เครื่องควบคุมค่าความนำไฟฟ้า , สารละลายมาตรฐานความขุ่น 20 NTU | <a class="woocommerce-LoopProduct-link woocommerce-loop-product__link" href="https://www.hannathailand.com/product/hi721-checker-hc-iron/">เครื่องวัดค่าเหล็ก รุ่น HI721</a> , <a class="woocommerce-LoopProduct-link woocommerce-loop-product__link" href="https://www.hannathailand.com/product/hi701-checker-hc-free-chlorine/">เครื่องวัดปริมาณคลอรีนอิสระ รุ่น HI701</a> , <a class="woocommerce-LoopProduct-link woocommerce-loop-product__link" href="https://www.hannathailand.com/product/hi729-checker-hc-fluoride-lr/">เครื่องวัดปริมาณฟลูออไรด์ ช่วงต่ำ รุ่น HI729</a> , <a class="woocommerce-LoopProduct-link woocommerce-loop-product__link" href="https://www.hannathailand.com/product/hi707-checker-hc-nitrite-lr/">เครื่องวัดปริมาณไนไตรท์ ช่วงต่ำ รุ่น HI707</a> , <a class="woocommerce-LoopProduct-link woocommerce-loop-product__link" href="https://www.hannathailand.com/product/hi7080l/">น้ำยามาตรฐานสอบเทียบ ค่ามาตรฐานความเค็ม</a> , <a class="woocommerce-LoopProduct-link woocommerce-loop-product__link" href="https://www.hannathailand.com/product/hi726-checker-hc-nickel-hr/">เครื่องวัดปริมาณนิกเกิล ช่วงสูง รุ่น HI726</a> , <a class="woocommerce-LoopProduct-link woocommerce-loop-product__link" href="https://www.hannathailand.com/product/hi8931cn/">เครื่องควบคุมค่าความนำไฟฟ้า</a> , <a class="woocommerce-LoopProduct-link woocommerce-loop-product__link" href="https://www.hannathailand.com/product/hi93102-20/">สารละลายมาตรฐานความขุ่น 20 NTU</a> | https://www.hannathailand.com/wp-content/uploads/2022/06/miniphotometerfureisen832_11-600x600.jpg , https://www.hannathailand.com/wp-content/uploads/2021/11/hi701-500x500.jpg , https://www.hannathailand.com/wp-content/uploads/2022/06/miniphotometerfurfluoridniedrig844_11-600x600.jpg , https://www.hannathailand.com/wp-content/uploads/2022/06/hi707400-600x600.jpg , https://www.hannathailand.com/wp-content/uploads/2021/07/11-500x500.jpg , https://www.hannathailand.com/wp-content/uploads/2022/06/miniphotometerfurnickelhoch841_11-600x600.jpg , https://www.hannathailand.com/wp-content/uploads/2021/07/2-500x500.jpg , https://www.hannathailand.com/wp-content/uploads/2021/07/9-500x500.jpg
44 | HI766Z7 K-Type, Wire Temperature Probe (7m) | สินค้าทั้งหมด , อุตสาหกรรมอาหาร , เครื่องวัดอุณหภูมิ/ความชื้น/แสง , แบบภาคสนาม | https://www.hannathailand.com/product-category/thermometer/thermo-fieldwork/ | https://www.hannathailand.com/product/hi766z-7-k-type-wire-temperature-probe-7m/ | HI766Z/7 | 8,988.00 |  | <div aria-labelledby="tab-title-additional_information" class="woocommerce-Tabs-panel woocommerce-Tabs-panel--additional_information panel entry-content" id="tab-additional_information" role="tabpanel"> </div> | K-Type Wire Temperature Probe, with 7 m cable. Spezifikationen: Application Öven Max. Temperature 1100 °C Response Time 4 Seconds ( 90% of final value ) Dimension 255m ∅ 1.5mm Lenght:7m Material Stainless Steel | <div aria-labelledby="tab-title-description" class="woocommerce-Tabs-panel woocommerce-Tabs-panel--description panel entry-content active" id="tab-description" role="tabpanel"> <p>K-Type Wire Temperature Probe, with 7 m cable.</p> <p><img alt="766a51deb5db777c0" class="tinymce-editor-image" data-mce-src="https://hannathailand.com/wp-content/uploads/content/766a51deb5db777c0.png" decoding="async" height="102" loading="lazy" src="https://hannathailand.com/wp-content/uploads/content/766a51deb5db777c0.png" width="368"/></p> <p> <strong>Spezifikationen:</strong></p> <table border="0" cellpadding="0" cellspacing="0" class="mceItemTable"> <colgroup> <col width="187"/> <col width="340"/></colgroup> <tbody> <tr> <td class="xl63" height="20" width="187"><span>Application</span></td> <td class="xl64" width="340"><span>Öven</span></td> </tr> <tr> <td class="xl63" height="20" width="187"><span>Max. Temperature</span></td> <td class="xl64" width="340"><span>1100 °C</span></td> </tr> <tr> <td class="xl63" height="20" width="187"><span>Response Time</span></td> <td class="xl64" width="340"><span>4 Seconds ( 90% of final value )</span></td> </tr> <tr> <td class="xl63" height="20" width="187"><span>Dimension</span></td> <td class="xl64" width="340"><span><span class="st">255m ∅</span> 1.5mm Lenght:7m</span></td> </tr> <tr> <td class="xl63" height="20" width="187">Material</td> <td class="xl64" width="340"><span>Stainless Steel</span></td> </tr> </tbody> </table> <p></p> </div> | K-Type Wire Temperature Probe, with 7 m cable. Use inside oven. | <div class="product-short-description"> <p>K-Type Wire Temperature Probe, with 7 m cable. Use inside oven.</p> </div> | https://www.hannathailand.com/wp-content/uploads/2022/06/51nn2svnx3l__aa1000_51debb7aef254.jpg | เครื่องวัดปริมาณฟอสฟอรัส ช่วงสูง รุ่น HI706 , น้ำยามาตรฐานสอบเทียบ , สารละลายมาตรฐานความขุ่น 20 NTU , เครื่องวัดปริมาณโครเมี่ยม ช่วงสูง รุ่น HI723 , เครื่องวัดปริมาณไนไตรท์ ช่วงต่ำ รุ่น HI707 , เครื่องวัดปริมาณนิกเกิล ช่วงสูง รุ่น HI726 , เครื่องวัดปริมาณแอมโมเนีย ช่วงต่ำ รุ่น HI700 , น้ำยามาตรฐานสำหรับค่าโซเดียม | <a class="woocommerce-LoopProduct-link woocommerce-loop-product__link" href="https://www.hannathailand.com/product/hi706-checker-hc-phosphorous-hr/">เครื่องวัดปริมาณฟอสฟอรัส ช่วงสูง รุ่น HI706</a> , <a class="woocommerce-LoopProduct-link woocommerce-loop-product__link" href="https://www.hannathailand.com/product/hi9828-25/">น้ำยามาตรฐานสอบเทียบ</a> , <a class="woocommerce-LoopProduct-link woocommerce-loop-product__link" href="https://www.hannathailand.com/product/hi93102-20/">สารละลายมาตรฐานความขุ่น 20 NTU</a> , <a class="woocommerce-LoopProduct-link woocommerce-loop-product__link" href="https://www.hannathailand.com/product/hi723-checker-hc-chromium-vi-hr/">เครื่องวัดปริมาณโครเมี่ยม ช่วงสูง รุ่น HI723</a> , <a class="woocommerce-LoopProduct-link woocommerce-loop-product__link" href="https://www.hannathailand.com/product/hi707-checker-hc-nitrite-lr/">เครื่องวัดปริมาณไนไตรท์ ช่วงต่ำ รุ่น HI707</a> , <a class="woocommerce-LoopProduct-link woocommerce-loop-product__link" href="https://www.hannathailand.com/product/hi726-checker-hc-nickel-hr/">เครื่องวัดปริมาณนิกเกิล ช่วงสูง รุ่น HI726</a> , <a class="woocommerce-LoopProduct-link woocommerce-loop-product__link" href="https://www.hannathailand.com/product/hi700-checker-hc-ammonia-lr/">เครื่องวัดปริมาณแอมโมเนีย ช่วงต่ำ รุ่น HI700</a> , <a class="woocommerce-LoopProduct-link woocommerce-loop-product__link" href="https://www.hannathailand.com/product/hi7090l/">น้ำยามาตรฐานสำหรับค่าโซเดียม</a> | https://www.hannathailand.com/wp-content/uploads/2022/06/hi706_400-600x600.jpg , https://www.hannathailand.com/wp-content/uploads/2021/07/8-500x500.jpg , https://www.hannathailand.com/wp-content/uploads/2021/07/9-500x500.jpg , https://www.hannathailand.com/wp-content/uploads/2022/06/miniphotometerfurchromvihoch839_11-600x600.jpg , https://www.hannathailand.com/wp-content/uploads/2022/06/hi707400-600x600.jpg , https://www.hannathailand.com/wp-content/uploads/2022/06/miniphotometerfurnickelhoch841_11-600x600.jpg , https://www.hannathailand.com/wp-content/uploads/2022/06/hi700_400pxl-600x600.jpg , https://www.hannathailand.com/wp-content/uploads/2021/07/12-500x500.jpg
45 | HI768L Pt100-Type, 4-Wire Air /Liquid | สินค้าทั้งหมด , อุตสาหกรรมอาหาร , เครื่องวัดอุณหภูมิ/ความชื้น/แสง , แบบภาคสนาม | https://www.hannathailand.com/product-category/thermometer/thermo-fieldwork/ | https://www.hannathailand.com/product/hi768l-pt100-type-4-wire-air-liquid/ | HI768L | 8,346.00 |  | <div aria-labelledby="tab-title-additional_information" class="woocommerce-Tabs-panel woocommerce-Tabs-panel--additional_information panel entry-content" id="tab-additional_information" role="tabpanel"> </div> | Type Pt100, 4-wire sensors for air, liquids Application Liquid & Gas Max. Temperature Range -30 °C to 350 °C Accuracy ±0.25 °C Interchange Error ±0.2 °C Response Time 30 Seconds Dimension L 205mm x ∅ 3mm Material AISI 316 Stainles Steel | <div aria-labelledby="tab-title-description" class="woocommerce-Tabs-panel woocommerce-Tabs-panel--description panel entry-content active" id="tab-description" role="tabpanel"> <p><span class="hps">Type</span> <span class="hps">Pt100</span><span>, 4</span><span>-wire</span> <span class="hps">sensors</span> <span class="hps">for air,</span> <span class="hps">liquids</span></p> <p><img alt="766a51dfd3fe19a32" class="tinymce-editor-image" data-mce-src="https://hannathailand.com/wp-content/uploads/content/766a51dfd3fe19a32.png" decoding="async" height="88" loading="lazy" src="https://hannathailand.com/wp-content/uploads/content/766a51dfd3fe19a32.png" width="268"/></p> <table border="0" cellpadding="0" cellspacing="0" class="mceItemTable"> <colgroup> <col width="187"/> <col width="340"/></colgroup> <tbody> <tr> <td class="xl63" height="20" width="187">Application</td> <td class="xl64" width="340"><span class="hps">Liquid &amp; Gas</span></td> </tr> <tr> <td class="xl63" height="20" width="187"><span>Max. Temperature</span></td> <td class="xl64" width="340"><span>Range -30 °C to 350 °C</span></td> </tr> <tr> <td class="xl63" height="20" width="187"><span>Accuracy</span></td> <td class="xl64" width="340"><span>±0.25 °C</span></td> </tr> <tr> <td class="xl63" height="20" width="187"><span class="hps">Interchange Error</span></td> <td class="xl64" width="340"><span>±0.2 °C</span></td> </tr> <tr> <td class="xl63" height="20" width="187">Response Time</td> <td class="xl64" width="340">30 Seconds</td> </tr> <tr> <td class="xl63" height="20" width="187"><span>Dimension</span></td> <td class="xl64" width="340">L 205mm x <span class="st">∅</span> 3mm</td> </tr> <tr> <td class="xl63" height="20" width="187">Material</td> <td class="xl64" width="340"><span>AISI 316 Stainles Steel</span></td> </tr> </tbody> </table> <p></p> </div> | Type Pt100, 4-wire sensors for air, liquids | <div class="product-short-description"> <p>Type Pt100, 4-wire sensors for air, liquids</p> </div> | https://www.hannathailand.com/wp-content/uploads/2022/06/31gluhj8kul__sl500_aa300_51dfd4584d129.jpg | น้ำยามาตรฐานสอบเทียบ , เซ็นเซอร์วัดออกซิเจนในน้ำสำหรับ HI9829 มัลติพารามิเตอร์ , เครื่องวัดสีในน้ำตัวอย่าง HI727 , เครื่องวัดปริมาณโบรมีน ในตัวอย่างน้ำ รุ่น HI716 , เครื่องควบคุมค่าความนำไฟฟ้า , น้ำยามาตรฐานสำหรับค่าโซเดียม , เครื่องวัดปริมาณฟอสเฟต ช่วงสูง รุ่น HI717 , เครื่องวัดปริมาณคลอรีนอิสระ รุ่น HI701 | <a class="woocommerce-LoopProduct-link woocommerce-loop-product__link" href="https://www.hannathailand.com/product/hi9828-25/">น้ำยามาตรฐานสอบเทียบ</a> , <a class="woocommerce-LoopProduct-link woocommerce-loop-product__link" href="https://www.hannathailand.com/product/hi7609829-2/">เซ็นเซอร์วัดออกซิเจนในน้ำสำหรับ HI9829 มัลติพารามิเตอร์</a> , <a class="woocommerce-LoopProduct-link woocommerce-loop-product__link" href="https://www.hannathailand.com/product/hi727-checker-hc-color-of-water/">เครื่องวัดสีในน้ำตัวอย่าง HI727</a> , <a class="woocommerce-LoopProduct-link woocommerce-loop-product__link" href="https://www.hannathailand.com/product/hi716-checker-hc-bromine/">เครื่องวัดปริมาณโบรมีน ในตัวอย่างน้ำ รุ่น HI716</a> , <a class="woocommerce-LoopProduct-link woocommerce-loop-product__link" href="https://www.hannathailand.com/product/hi8931cn/">เครื่องควบคุมค่าความนำไฟฟ้า</a> , <a class="woocommerce-LoopProduct-link woocommerce-loop-product__link" href="https://www.hannathailand.com/product/hi7090l/">น้ำยามาตรฐานสำหรับค่าโซเดียม</a> , <a class="woocommerce-LoopProduct-link woocommerce-loop-product__link" href="https://www.hannathailand.com/product/hi717-checker-hc-phosphate-hr/">เครื่องวัดปริมาณฟอสเฟต ช่วงสูง รุ่น HI717</a> , <a class="woocommerce-LoopProduct-link woocommerce-loop-product__link" href="https://www.hannathailand.com/product/hi701-checker-hc-free-chlorine/">เครื่องวัดปริมาณคลอรีนอิสระ รุ่น HI701</a> | https://www.hannathailand.com/wp-content/uploads/2021/07/8-500x500.jpg , https://www.hannathailand.com/wp-content/uploads/2021/07/5-500x500.jpg , https://www.hannathailand.com/wp-content/uploads/2022/06/miniphotometerfurfarbe843_11-600x600.jpg , https://www.hannathailand.com/wp-content/uploads/2022/06/miniphotometerfurfreiesgesamtchlor704_11-600x600.jpg , https://www.hannathailand.com/wp-content/uploads/2021/07/2-500x500.jpg , https://www.hannathailand.com/wp-content/uploads/2021/07/12-500x500.jpg , https://www.hannathailand.com/wp-content/uploads/2022/06/miniphotometerfurphosphathoch827_11-600x600.jpg , https://www.hannathailand.com/wp-content/uploads/2021/11/hi701-500x500.jpg
46 | HI77400C – 7.01+ 4.01 pH@25°C – SQ Zert. – je 5x20ml COMBO | สินค้าทั้งหมด , อุตสาหกรรมอาหาร , เครื่องวัดอุณหภูมิ/ความชื้น/แสง , แบบภาคสนาม | https://www.hannathailand.com/product-category/thermometer/thermo-fieldwork/ | https://www.hannathailand.com/product/hi77400c-7-01-4-01-ph25c-sq-zert-je-5x20ml-combo/ | HI77400C | 1,070.00 |  | <div aria-labelledby="tab-title-additional_information" class="woocommerce-Tabs-panel woocommerce-Tabs-panel--additional_information panel entry-content" id="tab-additional_information" role="tabpanel"> </div> | Generelle Informationen zu unseren pH Pufferlösungen/Kalibrierlösungen: Verfügbare Qualitäten: Technical Quality Die Pufferlösungen von HANNA instruments umfassen Lösungen von pH 1,00 bis pH 13,00 und ermöglichen Kalibrierungen über die gesamte pH-Skala mit einer Genauigkeit von ±0,01 pH. Die Pufferlösungsserie eignet sich besonders bei pH-Messungen, die eine hohe Messgenauigkeit erfordern. Alle Lösungen mit Analysezertifikat. Millesimal Quality Genauigkeit von ±0,002 pH für Kalibrierung von Messgeräten mit 0,001 Auflösung. Alle Lösungen in opaker Verpackung, mit Analysezertifikat. Standard QualityGenauigkeit von ±0,01 pH in verschiedenen Verpackungen, mit oder ohne Analysezertifikat. Verfügbare Packungen: Flaschen: 230ml – 500ml – 1L Kanister: 3.78 L (Gallone)Einzelportionen – praktisch & immer frisch & keine Kontaminations-Gefahr Haltbarkeit bis zu 5 Jahre | <div aria-labelledby="tab-title-description" class="woocommerce-Tabs-panel woocommerce-Tabs-panel--description panel entry-content active" id="tab-description" role="tabpanel"> <p><span data-mce-style="text-decoration: underline;" style="text-decoration: underline;"><em>Generelle Informationen zu unseren pH Pufferlösungen/Kalibrierlösungen:</em></span></p> <p><strong>Verfügbare Qualitäten:</strong></p> <p style="padding-left: 30px;"><strong>Technical Quality <br/></strong>Die Pufferlösungen von <strong>HANNA instruments</strong> umfassen Lösungen von pH 1,00 bis pH 13,00 und ermöglichen Kalibrierungen über die gesamte pH-Skala mit einer Genauigkeit von ±0,01 pH. Die Pufferlösungsserie eignet sich besonders bei pH-Messungen, die eine hohe Messgenauigkeit erfordern. Alle Lösungen mit Analysezertifikat.</p> <p style="padding-left: 30px;"><strong>Millesimal Quality <br/></strong>Genauigkeit von ±0,002 pH für Kalibrierung von Messgeräten mit 0,001 Auflösung. Alle Lösungen in opaker Verpackung, mit Analysezertifikat.</p> <p style="padding-left: 30px;"><strong>Standard Quality<br/></strong>Genauigkeit von ±0,01 pH in verschiedenen Verpackungen, mit oder ohne Analysezertifikat.</p> <p><strong>Verfügbare Packungen:</strong></p> <p>Flaschen: 230ml – 500ml – 1L <br/>Kanister: 3.78 L (Gallone)<br/>Einzelportionen – praktisch &amp; immer frisch &amp; keine Kontaminations-Gefahr</p> <p><strong>Haltbarkeit bis zu 5 Jahre</strong></p> <p> </p> </div> | COMBO Packung – Pufferlösungen pH 7.01 und 4.01, jeweils 5 Beutel à 20 ml, ±0,01pH, Standard Qualität mit Analysenzertifikat | <div class="product-short-description"> <p>COMBO Packung – Pufferlösungen pH 7.01 und 4.01, jeweils 5 Beutel à 20 ml, ±0,01pH,<br/> Standard Qualität mit Analysenzertifikat</p> </div> | https://www.hannathailand.com/wp-content/uploads/2022/06/pufferph401701beutelje5x20mlzertifikat995_11.jpg | เครื่องควบคุมค่าความนำไฟฟ้า , เครื่องวัดปริมาณฟอสเฟต ช่วงสูง รุ่น HI717 , เครื่องวัดสีในน้ำตัวอย่าง HI727 , เครื่องวัดปริมาณฟลูออไรด์ ช่วงต่ำ รุ่น HI729 , น้ำยามาตรฐานสำหรับค่าโซเดียม , เครื่องวัดปริมาณซิลิกา ช่วงต่ำ ในตัวอย่างน้ำ รุ่น HI705 , เครื่องวัดปริมาณไนไตรท์ ช่วงต่ำ รุ่น HI707 , เครื่องวัดปริมาณแอมโมเนีย ในน้ำ รุ่น HI715 | <a class="woocommerce-LoopProduct-link woocommerce-loop-product__link" href="https://www.hannathailand.com/product/hi8931cn/">เครื่องควบคุมค่าความนำไฟฟ้า</a> , <a class="woocommerce-LoopProduct-link woocommerce-loop-product__link" href="https://www.hannathailand.com/product/hi717-checker-hc-phosphate-hr/">เครื่องวัดปริมาณฟอสเฟต ช่วงสูง รุ่น HI717</a> , <a class="woocommerce-LoopProduct-link woocommerce-loop-product__link" href="https://www.hannathailand.com/product/hi727-checker-hc-color-of-water/">เครื่องวัดสีในน้ำตัวอย่าง HI727</a> , <a class="woocommerce-LoopProduct-link woocommerce-loop-product__link" href="https://www.hannathailand.com/product/hi729-checker-hc-fluoride-lr/">เครื่องวัดปริมาณฟลูออไรด์ ช่วงต่ำ รุ่น HI729</a> , <a class="woocommerce-LoopProduct-link woocommerce-loop-product__link" href="https://www.hannathailand.com/product/hi7090l/">น้ำยามาตรฐานสำหรับค่าโซเดียม</a> , <a class="woocommerce-LoopProduct-link woocommerce-loop-product__link" href="https://www.hannathailand.com/product/hi705-checker-hc-silica-lr/">เครื่องวัดปริมาณซิลิกา ช่วงต่ำ ในตัวอย่างน้ำ รุ่น HI705</a> , <a class="woocommerce-LoopProduct-link woocommerce-loop-product__link" href="https://www.hannathailand.com/product/hi707-checker-hc-nitrite-lr/">เครื่องวัดปริมาณไนไตรท์ ช่วงต่ำ รุ่น HI707</a> , <a class="woocommerce-LoopProduct-link woocommerce-loop-product__link" href="https://www.hannathailand.com/product/hi715-checker-hc-ammonia-mr/">เครื่องวัดปริมาณแอมโมเนีย ในน้ำ รุ่น HI715</a> | https://www.hannathailand.com/wp-content/uploads/2021/07/2-500x500.jpg , https://www.hannathailand.com/wp-content/uploads/2022/06/miniphotometerfurphosphathoch827_11-600x600.jpg , https://www.hannathailand.com/wp-content/uploads/2022/06/miniphotometerfurfarbe843_11-600x600.jpg , https://www.hannathailand.com/wp-content/uploads/2022/06/miniphotometerfurfluoridniedrig844_11-600x600.jpg , https://www.hannathailand.com/wp-content/uploads/2021/07/12-500x500.jpg , https://www.hannathailand.com/wp-content/uploads/2022/06/hi705400-600x600.jpg , https://www.hannathailand.com/wp-content/uploads/2022/06/hi707400-600x600.jpg , https://www.hannathailand.com/wp-content/uploads/2022/06/miniphotometerfurammoniakmittel2416_11-600x600.jpg
47 | HI77400P – 7.01+ 4.01 pH@25°C – SQ – Sachets 5x20ml COMBO | สินค้าทั้งหมด , อุตสาหกรรมอาหาร , เครื่องวัดอุณหภูมิ/ความชื้น/แสง , แบบภาคสนาม | https://www.hannathailand.com/product-category/thermometer/thermo-fieldwork/ | https://www.hannathailand.com/product/hi77400p-7-01-4-01-ph25c-sq-sachets-5x20ml-combo/ | HI77400P | 1,070.00 |  | <div aria-labelledby="tab-title-additional_information" class="woocommerce-Tabs-panel woocommerce-Tabs-panel--additional_information panel entry-content" id="tab-additional_information" role="tabpanel"> </div> | pH 4.01 & pH 7.01, 20 mL sachet pH Value @25°C 4.01 & 7.01 Size 20 mL Package 10 sachets (5 each) Certificate of Analysis No pH Value @25°C 4.01 & 7.01 Size 20 mL Package 10 sachets (5 each) Certificate of Analysis No | <div aria-labelledby="tab-title-description" class="woocommerce-Tabs-panel woocommerce-Tabs-panel--description panel entry-content active" id="tab-description" role="tabpanel"> <p>pH 4.01 &amp; pH 7.01, 20 mL sachet</p> <table class="spec_table"> <tbody> <tr> <td>pH Value</td> <td>@25°C</td> <td>4.01 &amp; 7.01</td> </tr> <tr> <td>Size</td> <td> </td> <td>20 mL</td> </tr> <tr> <td>Package</td> <td> </td> <td>10 sachets (5 each)</td> </tr> <tr> <td>Certificate of Analysis</td> <td> </td> <td>No</td> </tr> <tr> <td>pH Value</td> <td>@25°C</td> <td>4.01 &amp; 7.01</td> </tr> <tr> <td>Size</td> <td> </td> <td>20 mL</td> </tr> <tr> <td>Package</td> <td> </td> <td>10 sachets (5 each)</td> </tr> <tr> <td>Certificate of Analysis</td> <td> </td> <td>No</td> </tr> </tbody> </table> <p> </p> </div> | COMBO pack – Buffer solutions pH is 7.01 and 4.01 respectively 5 bags of 20 ml, ± 0.01 pH, standard quality | <div class="product-short-description"> <p>COMBO pack – Buffer solutions pH is 7.01 and 4.01 respectively 5 bags of 20 ml, ± 0.01 pH,<br/> standard quality</p> </div> | https://www.hannathailand.com/wp-content/uploads/2022/06/pufferph401701beutelje5x20ml996_11.jpg | เครื่องวัดปริมาณแอมโมเนีย ช่วงต่ำ รุ่น HI700 , น้ำยามาตรฐานสอบเทียบ ค่ามาตรฐานความเค็ม , เครื่องวัดปริมาณฟอสฟอรัส ช่วงสูง รุ่น HI706 , เครื่องวัดปริมาณคลอรีนอิสระ รุ่น HI701 , เครื่องวัดปริมาณไอโอดีน รุ่น HI718 , เครื่องวัดค่าเหล็ก รุ่น HI721 , เครื่องควบคุมค่าความนำไฟฟ้า , เครื่องวัดปริมาณไนไตรท์ ช่วงสูง ในตัวอย่างน้ำ รุ่น HI708 | <a class="woocommerce-LoopProduct-link woocommerce-loop-product__link" href="https://www.hannathailand.com/product/hi700-checker-hc-ammonia-lr/">เครื่องวัดปริมาณแอมโมเนีย ช่วงต่ำ รุ่น HI700</a> , <a class="woocommerce-LoopProduct-link woocommerce-loop-product__link" href="https://www.hannathailand.com/product/hi7080l/">น้ำยามาตรฐานสอบเทียบ ค่ามาตรฐานความเค็ม</a> , <a class="woocommerce-LoopProduct-link woocommerce-loop-product__link" href="https://www.hannathailand.com/product/hi706-checker-hc-phosphorous-hr/">เครื่องวัดปริมาณฟอสฟอรัส ช่วงสูง รุ่น HI706</a> , <a class="woocommerce-LoopProduct-link woocommerce-loop-product__link" href="https://www.hannathailand.com/product/hi701-checker-hc-free-chlorine/">เครื่องวัดปริมาณคลอรีนอิสระ รุ่น HI701</a> , <a class="woocommerce-LoopProduct-link woocommerce-loop-product__link" href="https://www.hannathailand.com/product/hi718-checker-hc-iodine/">เครื่องวัดปริมาณไอโอดีน รุ่น HI718</a> , <a class="woocommerce-LoopProduct-link woocommerce-loop-product__link" href="https://www.hannathailand.com/product/hi721-checker-hc-iron/">เครื่องวัดค่าเหล็ก รุ่น HI721</a> , <a class="woocommerce-LoopProduct-link woocommerce-loop-product__link" href="https://www.hannathailand.com/product/hi8931cn/">เครื่องควบคุมค่าความนำไฟฟ้า</a> , <a class="woocommerce-LoopProduct-link woocommerce-loop-product__link" href="https://www.hannathailand.com/product/hi708-checker-hc-nitrite-hr/">เครื่องวัดปริมาณไนไตรท์ ช่วงสูง ในตัวอย่างน้ำ รุ่น HI708</a> | https://www.hannathailand.com/wp-content/uploads/2022/06/hi700_400pxl-600x600.jpg , https://www.hannathailand.com/wp-content/uploads/2021/07/11-500x500.jpg , https://www.hannathailand.com/wp-content/uploads/2022/06/hi706_400-600x600.jpg , https://www.hannathailand.com/wp-content/uploads/2021/11/hi701-500x500.jpg , https://www.hannathailand.com/wp-content/uploads/2022/06/miniphotometerfuriod829_11-600x600.jpg , https://www.hannathailand.com/wp-content/uploads/2022/06/miniphotometerfureisen832_11-600x600.jpg , https://www.hannathailand.com/wp-content/uploads/2021/07/2-500x500.jpg , https://www.hannathailand.com/wp-content/uploads/2022/06/miniphotometerfurnitrithoch2420_11-600x600.jpg
48 | HI83414 Benchtop Turbidity + Chlorine, US EPA Compliant | สินค้าทั้งหมด , เครื่องวัดคุณภาพน้ำแบบหลายพารามิเตอร์ , เครื่องโฟโตมิเตอร์ , แบบตั้งโต๊ะ , แบบตั้งโต๊ะ | https://www.hannathailand.com/product-category/spectrophotometer/photometer-benchtop/ | https://www.hannathailand.com/product/hi83414-benchtop-turbidity-chlorine-us-epa-compliant/ | HI83414-02 | 123,050.00 |  | <div aria-labelledby="tab-title-additional_information" class="woocommerce-Tabs-panel woocommerce-Tabs-panel--additional_information panel entry-content" id="tab-additional_information" role="tabpanel"> </div> | HI83414 เป็นเครื่องมือที่มีพารามิเตอร์คู่ที่มีความแม่นยำสูง ซึ่งสะท้อนถึงประสบการณ์อันยาวนานของ HANNA HI 83414 ประสบความสำเร็จในการรวมการวัดความขุ่นและการวัดสีเพื่อทดสอบพารามิเตอร์ที่สำคัญที่สุดของน้ำดื่ม: ความขุ่นและคลอรีนอิสระ/คลอรีนทั้งหมด มิเตอร์ได้รับการออกแบบมาเป็นพิเศษสำหรับการวัดคุณภาพน้ำ ให้การอ่านค่าความขุ่นและคลอรีนต่ำที่เชื่อถือได้และแม่นยำ HI 83414 ตรงตามและเกินกว่าข้อกำหนดของ USEPA และวิธีการมาตรฐานทั้งสำหรับการวัดความขุ่นและการวัดสี ด้วยฟังก์ชัน CAL CHECK™ อันทรงพลัง คุณสามารถตรวจสอบประสิทธิภาพที่เชื่อถือได้ได้ตลอดเวลาโดยใช้มาตรฐานพิเศษที่ตรวจสอบย้อนกลับได้ของ HANNA และ NIST การสอบเทียบแบบจุดเดียวสามารถทำได้โดยใช้มาตรฐาน CAL CHECK™ เดียวกัน เครื่องมือนี้มีระบบออพติคัลเพื่อรับประกันผลลัพธ์ที่แม่นยำ รับประกันความเสถียรในระยะยาว และลดแสงเล็ดลอดและการรบกวนของสีให้เหลือน้อยที่สุด นอกจากนี้ยังชดเชยความแปรผันของความเข้มของหลอดไฟเพื่อให้การสอบเทียบไม่บ่อยนัก ตัวกรองสัญญาณรบกวน 525 นาโนเมตรของคัลเลอริมิเตอร์ช่วยให้ได้ผลลัพธ์ที่แม่นยำและทำซ้ำได้ รับประกันความสามารถในการทำซ้ำของการวัดด้วยคิวเวตทรงกลม 25 มม. ที่ทำจากแก้วแสงชนิดพิเศษ HI 83414 features four measuring ranges: ratio, non ratio, free chlorine, total chlorine Meets USEPA requirements Exclusive chlorine CAL CHECK™ calibration validation GLP Features Two, three, four or five point turbidity calibration USB PC connectivity Backlit LCD On-screen tutorial and help modes Log and recall up to 200 measurements Contextual help and tutorial mode Auto-off HI83414 is a highly accurate dual parameter instrument that reflects HANNA’s years of experience. The HI 83414 successfully combines turbidity and colorimetric measurements to test the most important parameters of drinking water: turbidity and free/total chlorine. The meter is specially designed for water quality measurements, providing reliable and accurate readings on low turbidity and chlorine values. The HI 83414 meets and exceeds the requirements of USEPA and Standard Methods both for turbidity and colorimetric measurements. With the powerful CAL CHECK™ function, reliable performance can be validated at any moment by using the exclusive HANNA ready-made, NIST traceable standards. A one-point calibration can be performed using the same CAL CHECK™ standard. This instrument features an optical system to guarantee accurate results, assure long term stability and minimize stray light and color interferences. They also compensate for variations in intensity of the lamp for less frequent calibration. The 525 nm interference filter of the colorimeter assures accurate and repeatable results. Repeatability of the measurements are ensured with 25 mm round cuvettes made from special optical glass. Turbidity measurements can be made in the 0.00 to 4000 NTU (Nephelometric Turbidity Units) range when ratiometric measurements are used and in the 0.00 to 40.0 NTU range when non ratio method is used. The HI?83414 has an EPA compliance reading mode which rounds the reading to meet EPA reporting requirements. Alternative EBC and Nephelos measuring units are available. Depending on the measured sample and needed accuracy, normal measurement, continuous measurement or signal averaging measurement can be selected. A two, three, four or five-point calibration can be performed by using the supplied (<0.1, 15, 100, 750 and 2000 NTU) standards. If user prepared standards are used, the calibration points can be modified. Free or total chlorine measurements can be made in the 0.00 to 5.00 mg/L (ppm) range. HI 83414 features complete GLP (Good Laboratory Practice) functions that allow traceability of the calibration conditions. The last calibration points, time and date can be checked. This meter also incorporates a user-friendly interface with an easy to understand, graphic LCD. All messages are in plain text making them easy to read. Comprehensive contextual help is available at the press of a button. All messages and help screens are available in several languages. Confirmation and error acoustic signals help the user during instrument operation. Furthermore, a tutorial mode of operation guides the user step by step through the analysis process. The logging function offers complete measurement information. Up to 200 measurements can be stored in the internal memory and consulted at any time. For further storage or analysis options, data can be downloaded to a PC using the USB port. Order Information: HI 83414-02 (230V) is supplied with sample cuvettes and caps (5), calibration cuvettes for turbidimeter and colorimeter (HI 83414-11), silicone oil (HI 93703-58), cloth for wiping cuvettes, scissors, power cord and instruction manual. Product Manuals Manual: Download Specification : Range Non Ratio Mode 0.00 to 9.99; 10.0 to 40.0 NTU; 0.0 to 99.9; 100 to 268 Nephelos 0.00 to 9.80 EBC Ratio Mode 0.00 to 9.99; 10.0 to 99.9; 100 to 4000 NTU 0.0 to 99.9; 100 to 26800 Nephelos 0.00 to 9.99; 10.0 to 99.9; 100 to 980 EBC Free and Total Cl 0.00 to 5.00 mg/L (ppm) Resolution Non Ratio Mode 0.01; 0.1 NTU; 0.1; 1 Nephelos; 0.01 EBC Ratio Mode 0.01; 0.1; 1 NTU; 0.1; 1 Nephelos; 0.01; 0.1, 1 EBC Free and Total Cl 0.01 mg/L (ppm) from 0.00 to 3.50 mg/L (ppm) 0.10 above 3.50 mg/L (ppm) Accuracy @25°C Turbidity ±2% of reading plus 0.02 NTU (0.15 Nephelos; 0.01 EBC) ±5% of reading above 1000 NTU (6700 Nephelos; 245 EBC) Free and Total Cl ±0.03 mg/L or ±3% of reading (whichever is greater) Method Turbidity Nephelometric method (90°) or Ratio Nephelometric Method (90° & 180°), Adaptation of the USEPA Method 108.1 and Standard Method 2130 B Free and Total Cl adaptation of the USEPA Method 330.5 and Standard Method 4500-Cl G. Light Detector Turbidity silicon photocell Free and Total Cl silicon photocell with 525 nm narrow band interference filters Standards Turbidity <0.1, 15, 100, 750 and 2000 NTU Free and Total Cl 1.00 mg/L free/total chlorine Calibration Turbidity two, three, four or five-point calibration Free and Total Cl one-point calibration Turbidity Range Selection automatic Repeatability ±1% of reading or 0.02 NTU (0.15 Nephelos; 0.01 EBC) whichever is greater Stray Light < 0.02 NTU (0.15 Nephelos; 0.01 EBC) Measuring Mode normal, average, continuous Light Source/Life tungsten filament lamp / greater than 100,000 readings Display 40 x 70 mm graphic LCD (64 x 28 pixels) with backlight Log Memory 200 records PC Interface USB Environment 0°C (32°F) to 50°C (122°F); max 95% RH non-condensing Power Supply 230 V/50 Hz or 115 V/60 Hz 20 W; auto-off after 15 minutes of non-use Dimensions 230 x 200 x 145 mm (9 x 7.9 x 5.7”) Weight 2.5 Kg (88 oz.) | <div aria-labelledby="tab-title-description" class="woocommerce-Tabs-panel woocommerce-Tabs-panel--description panel entry-content active" id="tab-description" role="tabpanel"> <p>HI83414 เป็นเครื่องมือที่มีพารามิเตอร์คู่ที่มีความแม่นยำสูง ซึ่งสะท้อนถึงประสบการณ์อันยาวนานของ HANNA HI 83414 ประสบความสำเร็จในการรวมการวัดความขุ่นและการวัดสีเพื่อทดสอบพารามิเตอร์ที่สำคัญที่สุดของน้ำดื่ม: ความขุ่นและคลอรีนอิสระ/คลอรีนทั้งหมด มิเตอร์ได้รับการออกแบบมาเป็นพิเศษสำหรับการวัดคุณภาพน้ำ ให้การอ่านค่าความขุ่นและคลอรีนต่ำที่เชื่อถือได้และแม่นยำ HI 83414 ตรงตามและเกินกว่าข้อกำหนดของ USEPA และวิธีการมาตรฐานทั้งสำหรับการวัดความขุ่นและการวัดสี</p> <p>ด้วยฟังก์ชัน CAL CHECK™ อันทรงพลัง คุณสามารถตรวจสอบประสิทธิภาพที่เชื่อถือได้ได้ตลอดเวลาโดยใช้มาตรฐานพิเศษที่ตรวจสอบย้อนกลับได้ของ HANNA และ NIST การสอบเทียบแบบจุดเดียวสามารถทำได้โดยใช้มาตรฐาน CAL CHECK™ เดียวกัน</p> <p>เครื่องมือนี้มีระบบออพติคัลเพื่อรับประกันผลลัพธ์ที่แม่นยำ รับประกันความเสถียรในระยะยาว และลดแสงเล็ดลอดและการรบกวนของสีให้เหลือน้อยที่สุด นอกจากนี้ยังชดเชยความแปรผันของความเข้มของหลอดไฟเพื่อให้การสอบเทียบไม่บ่อยนัก</p> <p>ตัวกรองสัญญาณรบกวน 525 นาโนเมตรของคัลเลอริมิเตอร์ช่วยให้ได้ผลลัพธ์ที่แม่นยำและทำซ้ำได้ รับประกันความสามารถในการทำซ้ำของการวัดด้วยคิวเวตทรงกลม 25 มม. ที่ทำจากแก้วแสงชนิดพิเศษ</p> <ul> <li style="text-align: justify;">HI 83414 features four measuring ranges: ratio, non ratio, free chlorine, total chlorine</li> <li style="text-align: justify;">Meets USEPA requirements</li> <li style="text-align: justify;">Exclusive chlorine CAL CHECK™ calibration validation</li> <li style="text-align: justify;">GLP Features</li> <li style="text-align: justify;">Two, three, four or five point turbidity calibration</li> <li style="text-align: justify;">USB PC connectivity</li> <li style="text-align: justify;">Backlit LCD</li> <li style="text-align: justify;">On-screen tutorial and help modes</li> <li style="text-align: justify;">Log and recall up to 200 measurements</li> <li style="text-align: justify;">Contextual help and tutorial mode</li> <li style="text-align: justify;">Auto-off</li> </ul> <p style="text-align: justify;">HI83414 is a highly accurate dual parameter instrument that reflects HANNA’s years of experience. The HI 83414 successfully combines turbidity and colorimetric measurements to test the most important parameters of drinking water: turbidity and free/total chlorine. The meter is specially designed for water quality measurements, providing reliable and accurate readings on low turbidity and chlorine values. The HI 83414 meets and exceeds the requirements of USEPA and Standard Methods both for turbidity and colorimetric measurements.</p> <p style="text-align: justify;">With the powerful CAL CHECK™ function, reliable performance can be validated at any moment by using the exclusive HANNA ready-made, NIST traceable standards. A one-point calibration can be performed using the same CAL CHECK™ standard.</p> <p style="text-align: justify;">This instrument features an optical system to guarantee accurate results, assure long term stability and minimize stray light and color interferences. They also compensate for variations in intensity of the lamp for less frequent calibration.</p> <p style="text-align: justify;">The 525 nm interference filter of the colorimeter assures accurate and repeatable results. Repeatability of the measurements are ensured with 25 mm round cuvettes made from special optical glass.</p> <p style="text-align: justify;">Turbidity measurements can be made in the 0.00 to 4000 NTU (Nephelometric Turbidity Units) range when ratiometric measurements are used and in the 0.00 to 40.0 NTU range when non ratio method is used. The HI?83414 has an EPA compliance reading mode which rounds the reading to meet EPA reporting requirements. Alternative EBC and Nephelos measuring units are available. Depending on the measured sample and needed accuracy, normal measurement, continuous measurement or signal averaging measurement can be selected.</p> <p style="text-align: justify;">A two, three, four or five-point calibration can be performed by using the supplied (&lt;0.1, 15, 100, 750 and 2000 NTU) standards. If user prepared standards are used, the calibration points can be modified. Free or total chlorine measurements can be made in the 0.00 to 5.00 mg/L (ppm) range.</p> <p style="text-align: justify;">HI 83414 features complete GLP (Good Laboratory Practice) functions that allow traceability of the calibration conditions. The last calibration points, time and date can be checked.</p> <p style="text-align: justify;">This meter also incorporates a user-friendly interface with an easy to understand, graphic LCD. All messages are in plain text making them easy to read. Comprehensive contextual help is available at the press of a button. All messages and help screens are available in several languages. Confirmation and error acoustic signals help the user during instrument operation. Furthermore, a tutorial mode of operation guides the user step by step through the analysis process.</p> <p style="text-align: justify;">The logging function offers complete measurement information. Up to 200 measurements can be stored in the internal memory and consulted at any time. For further storage or analysis options, data can be downloaded to a PC using the USB port.</p> <p style="text-align: justify;"> <p style="text-align: justify;"><strong>Order Information:</strong> HI 83414-02 (230V) is supplied with sample cuvettes and caps (5), calibration cuvettes for turbidimeter and colorimeter (HI 83414-11), silicone oil (HI 93703-58), cloth for wiping cuvettes, scissors, power cord and instruction manual.</p> <div><strong>Product Manuals</strong></div> <p style="text-align: justify;"><img align="absmiddle" alt="" border="0" decoding="async" height="22" loading="lazy" src="http://www.hannainst.com/usa/images/icon-pdf.gif" width="20"/> Manual: <a href="http://www.hannainst.com/manuals/manHI_83414.pdf" rel="noopener" target="_blank" title="Download Product Manual">Download</a></p> <p><strong>Specification :</strong></p> <table class="spec_table"> <tbody> <tr> <td><strong>Range</strong></td> <td><strong><small>Non Ratio Mode</small></strong></td> <td><small>0.00 to 9.99; 10.0 to 40.0 NTU; 0.0 to 99.9; 100 to 268 Nephelos 0.00 to 9.80 EBC</small></td> </tr> <tr> <td></td> <td><strong><small>Ratio Mode</small></strong></td> <td><small>0.00 to 9.99; 10.0 to 99.9; 100 to 4000 NTU 0.0 to 99.9; 100 to 26800 Nephelos 0.00 to 9.99; 10.0 to 99.9; 100 to 980 EBC</small></td> </tr> <tr> <td></td> <td><strong><small>Free and Total Cl</small></strong></td> <td><small>0.00 to 5.00 mg/L (ppm)</small></td> </tr> <tr> <td><strong>Resolution</strong></td> <td><strong><small>Non Ratio Mode</small></strong></td> <td><small>0.01; 0.1 NTU; 0.1; 1 Nephelos; 0.01 EBC</small></td> </tr> <tr> <td></td> <td><strong><small>Ratio Mode</small></strong></td> <td><small>0.01; 0.1; 1 NTU; 0.1; 1 Nephelos; 0.01; 0.1, 1 EBC</small></td> </tr> <tr> <td></td> <td><strong><small>Free and Total Cl</small></strong></td> <td><small>0.01 mg/L (ppm) from 0.00 to 3.50 mg/L (ppm) 0.10 above 3.50 mg/L (ppm)</small></td> </tr> <tr> <td><strong>Accuracy @25°C</strong></td> <td><strong><small>Turbidity</small></strong></td> <td><small>±2% of reading plus 0.02 NTU (0.15 Nephelos; 0.01 EBC) ±5% of reading above 1000 NTU (6700 Nephelos; 245 EBC)</small></td> </tr> <tr> <td></td> <td><strong><small>Free and Total Cl</small></strong></td> <td><small>±0.03 mg/L or ±3% of reading (whichever is greater)</small></td> </tr> <tr> <td><strong>Method</strong></td> <td><strong><small>Turbidity</small></strong></td> <td><small>Nephelometric method (90°) or Ratio Nephelometric Method (90° &amp; 180°), Adaptation of the USEPA Method 108.1 and Standard Method 2130 B</small></td> </tr> <tr> <td></td> <td><strong><small>Free and Total Cl</small></strong></td> <td><small>adaptation of the USEPA Method 330.5 and Standard Method 4500-Cl G.</small></td> </tr> <tr> <td><strong>Light Detector</strong></td> <td><strong><small>Turbidity</small></strong></td> <td><small>silicon photocell</small></td> </tr> <tr> <td></td> <td><strong><small>Free and Total Cl</small></strong></td> <td><small>silicon photocell with 525 nm narrow band interference filters</small></td> </tr> <tr> <td><strong>Standards</strong></td> <td><strong><small>Turbidity</small></strong></td> <td><small>&lt;0.1, 15, 100, 750 and 2000 NTU</small></td> </tr> <tr> <td></td> <td><strong><small>Free and Total Cl</small></strong></td> <td><small>1.00 mg/L free/total chlorine</small></td> </tr> <tr> <td><strong>Calibration</strong></td> <td><strong><small>Turbidity</small></strong></td> <td><small>two, three, four or five-point calibration</small></td> </tr> <tr> <td></td> <td><strong><small>Free and Total Cl</small></strong></td> <td><small>one-point calibration</small></td> </tr> <tr> <td><strong>Turbidity Range Selection</strong></td> <td></td> <td><small>automatic</small></td> </tr> <tr> <td><strong>Repeatability</strong></td> <td></td> <td><small>±1% of reading or 0.02 NTU (0.15 Nephelos; 0.01 EBC) whichever is greater</small></td> </tr> <tr> <td><strong>Stray Light</strong></td> <td></td> <td><small>&lt; 0.02 NTU (0.15 Nephelos; 0.01 EBC)</small></td> </tr> <tr> <td><strong>Measuring Mode</strong></td> <td></td> <td><small>normal, average, continuous</small></td> </tr> <tr> <td><strong>Light Source/Life</strong></td> <td></td> <td><small>tungsten filament lamp / greater than 100,000 readings</small></td> </tr> <tr> <td><strong>Display</strong></td> <td></td> <td><small>40 x 70 mm graphic LCD (64 x 28 pixels) with backlight</small></td> </tr> <tr> <td><strong>Log Memory</strong></td> <td></td> <td><small>200 records</small></td> </tr> <tr> <td><strong>PC Interface</strong></td> <td></td> <td><small>USB</small></td> </tr> <tr> <td><strong>Environment</strong></td> <td></td> <td><small>0°C (32°F) to 50°C (122°F); max 95% RH non-condensing</small></td> </tr> <tr> <td><strong>Power Supply</strong></td> <td></td> <td><small>230 V/50 Hz or 115 V/60 Hz 20 W; auto-off after 15 minutes of non-use</small></td> </tr> <tr> <td><strong>Dimensions</strong></td> <td></td> <td><small>230 x 200 x 145 mm (9 x 7.9 x 5.7”)</small></td> </tr> <tr> <td><strong>Weight</strong></td> <td></td> <td><small>2.5 Kg (88 oz.)</small></td> </tr> </tbody> </table> <p><strong> </strong></p> </p></div> | Table turbidity meter + Free and Total Chlorine with 4 measuring ranges, USEPA compliant, dot matrix LCD, USB | <div class="product-short-description"> <p>Table turbidity meter + Free and Total Chlorine with 4 measuring ranges, USEPA compliant, dot matrix LCD, USB</p> </div> | https://www.hannathailand.com/wp-content/uploads/2022/06/labormessgeratfurtrubungundchlorusepa1029_11.jpg | เครื่องวัดปริมาณฟอสฟอรัส ช่วงต่ำมาก รุ่น HI736 , เครื่องวัดปริมาณฟอสเฟต ช่วงสูง รุ่น HI717 , เครื่องวัดปริมาณไอโอดีน รุ่น HI718 , เครื่องวัดปริมาณฟอสเฟต ช่วงต่ำ รุ่น HI713 , เครื่องวัดคลอรีน , น้ำยามาตรฐานสำหรับค่าโซเดียม , เครื่องวัดปริมาณคลอรีนอิสระ รุ่น HI701 , น้ำยามาตรฐานสอบเทียบ ค่ามาตรฐานความเค็ม | <a class="woocommerce-LoopProduct-link woocommerce-loop-product__link" href="https://www.hannathailand.com/product/phosphorous-marine/">เครื่องวัดปริมาณฟอสฟอรัส ช่วงต่ำมาก รุ่น HI736</a> , <a class="woocommerce-LoopProduct-link woocommerce-loop-product__link" href="https://www.hannathailand.com/product/hi717-checker-hc-phosphate-hr/">เครื่องวัดปริมาณฟอสเฟต ช่วงสูง รุ่น HI717</a> , <a class="woocommerce-LoopProduct-link woocommerce-loop-product__link" href="https://www.hannathailand.com/product/hi718-checker-hc-iodine/">เครื่องวัดปริมาณไอโอดีน รุ่น HI718</a> , <a class="woocommerce-LoopProduct-link woocommerce-loop-product__link" href="https://www.hannathailand.com/product/hi713-checker-hc-phosphate-lr/">เครื่องวัดปริมาณฟอสเฟต ช่วงต่ำ รุ่น HI713</a> , <a class="woocommerce-LoopProduct-link woocommerce-loop-product__link" href="https://www.hannathailand.com/product/free-chlorine/">เครื่องวัดคลอรีน</a> , <a class="woocommerce-LoopProduct-link woocommerce-loop-product__link" href="https://www.hannathailand.com/product/hi7090l/">น้ำยามาตรฐานสำหรับค่าโซเดียม</a> , <a class="woocommerce-LoopProduct-link woocommerce-loop-product__link" href="https://www.hannathailand.com/product/hi701-checker-hc-free-chlorine/">เครื่องวัดปริมาณคลอรีนอิสระ รุ่น HI701</a> , <a class="woocommerce-LoopProduct-link woocommerce-loop-product__link" href="https://www.hannathailand.com/product/hi7083l/">น้ำยามาตรฐานสอบเทียบ ค่ามาตรฐานความเค็ม</a> | https://www.hannathailand.com/wp-content/uploads/2021/12/HI736-600x600.jpg , https://www.hannathailand.com/wp-content/uploads/2022/06/miniphotometerfurphosphathoch827_11-600x600.jpg , https://www.hannathailand.com/wp-content/uploads/2022/06/miniphotometerfuriod829_11-600x600.jpg , https://www.hannathailand.com/wp-content/uploads/2022/06/hi713_lg51caffcdce23e-600x600.jpg , https://www.hannathailand.com/wp-content/uploads/2021/07/1-500x500.jpg , https://www.hannathailand.com/wp-content/uploads/2021/07/12-500x500.jpg , https://www.hannathailand.com/wp-content/uploads/2021/11/hi701-500x500.jpg , https://www.hannathailand.com/wp-content/uploads/2021/07/10-500x500.jpg
49 | HI8410 Dissolved Oxygen Controller with 4 to 20mA | วัดออกซิเจนในน้ำ , สินค้าทั้งหมด , อุตสาหกรรมทั่วไป , เครื่องควบคุมแบบต่อเนื่อง , แบบติดตั้ง | https://www.hannathailand.com/product-category/pneumatics-control/oxygen/oxygen-installation/ | https://www.hannathailand.com/product/hi8410-dissolved-oxygen-controller-with-4-to-20ma/ | HI8410 | 41,195.00 |  | <div aria-labelledby="tab-title-additional_information" class="woocommerce-Tabs-panel woocommerce-Tabs-panel--additional_information panel entry-content" id="tab-additional_information" role="tabpanel"> </div> | HI8410 คือตัวควบคุมออกซิเจนละลายน้ำแบบติดตั้งบนแผง ซึ่งใช้เพื่อรักษาและตรวจสอบความเข้มข้นของ DO ในการใช้งานกระบวนการทางอุตสาหกรรมที่หลากหลาย HI8410 ใช้โพรบแบบกัลวานิกซึ่งโดยทั่วไปต้องการการบำรุงรักษาน้อยกว่าแบบโพลาโรกราฟี ทำให้เหมาะอย่างยิ่งสำหรับการตรวจสอบในระยะยาว ผู้ใช้จะปรับค่าที่ตั้งไว้สำหรับการควบคุมการเปิดใช้งานรีเลย์ด้วยตนเอง รีเลย์สัญญาณเตือนยังสามารถปรับได้ด้วยตนเอง และขึ้นอยู่กับพิกัดความเผื่อจากจุดที่ตั้งโปรแกรมไว้ การสอบเทียบเป็นจุดที่ตั้งไว้เดียวและสามารถทำได้ในสารละลายที่ไม่มีออกซิเจน Extended range to 50 mg/L (ppm) Manual single point calibration Selectable 0-20 or 4-20 mA output Low maintenance Galvanic DO probe Backlit LCD Operational mode LED indicators Transparent splash-proof cover included The HI8410 is a panel mounted dissolved oxygen controller that is used to maintain and monitor the concentration of DO in a wide range of industrial process applications. The HI8410 uses a Galvanic probe that typically requires less maintenance than a Polarographic style making it ideal for long term monitoring. The set point for controlling the activation of a relay is adjusted manually by the user. An alarm relay is also manually adjustable and is based upon a tolerance from the programmed set point. Calibration is single set point and can be done in zero oxygen solution. The dosage mode: automatic, continuous ON or OFF and over dosage control by setting the overtime dosage trimmer. If the dosing relay remains continuously activated for more than the selected dosing time, the alarm relay is activated, the alarm LED will start blinking and the dosing relay will be deactivated. A jumper found on the rear panel can disable the “over time dosage” function. “Automatic/Off/manual” dosing selection switch and LED on the front panel. In Automatic mode all the relays are controlled based on the measurement set point and alarm values. In OFF mode the dosing and alarm relays are always deactivated. The dosing LED is OFF (as relay status) and the ALARM LED is in accordance with the instrument set point, input reading, and ALARM. In ON (Manual) mode the dosing relay is always on. The alarm relay is still enabled. If an alarm occurs the dosing relay remains activated. If the over dose time exceeds the setting during manual mode, the alarm relay remains activated. The D.O. probe is provided with a membrane covering the galvanic sensor and a built-in thermistor for temperature measurement and compensation. Other features include: recorder output in 0-20 mA or 4-20 mA configuration, LED indicators which identify whether the controller is in operation mode or setup selection mode, overtime control function and hysteresis setting. Order Information: The HI 8410 is supplied complete with mounting brackets and instructions. Product Manuals Manual: Download Specification : Range 0.0 to 50.0 mg/L (ppm) O2 0 to 600 % O2 -5.0 to 50.0 °C Resolution 0.1 mg/L or 1% (O2) / 0.1 °C Accuracy @ 20°C ±1% of reading (O2) / ±0.2 °C Calibration manual, one point, in saturated air Temperature Compensation automatic, from -5 to 50°C (23 to 122 °F) Salinity Compensation 0 to 51 g/L (resolution 1 g/L) Probe (not included) HI 76410/4 with 4 m (13.1’) cable or HI 76410/10 with 10 m (32.8’) cable Recorder Output 0 to 20 mA or 4 to 20 mA (isolated) Setpoint and Alarm Relay 1, isolated, 2A, max. 240V, resistive load, 1,000,000 strokes Setpoint Range 1 to 600 % O2; 0.1 to 50.0 mg/L (ppm) O2 Alarm Range 1.0 to 5.0 mg/L (ppm) O2 Hysteresis Range 0.5 to 2.4 mg/L (ppm) O2 Dosing Control OFF/AUTO/ON with selection switch Over Dosing Control adjustable, from 5 min to 60 min with knob or disable by wire strap – on rear panel Backlight continuous on Power Supply 115 VAC ±10% or 230 VAC ±10%; 50/60 Hz Enclosure flame retardant ABS body and front panel; transparent splash-proof front cover Environment -10 to 50°C (14 to 122°F); RH max 95% non-conndensing Panel Cutout 141 x 69 mm (5.6 x 2.7’’) Weight 1 kg (2.2 lb.) | <div aria-labelledby="tab-title-description" class="woocommerce-Tabs-panel woocommerce-Tabs-panel--description panel entry-content active" id="tab-description" role="tabpanel"> <p>HI8410 คือตัวควบคุมออกซิเจนละลายน้ำแบบติดตั้งบนแผง ซึ่งใช้เพื่อรักษาและตรวจสอบความเข้มข้นของ DO ในการใช้งานกระบวนการทางอุตสาหกรรมที่หลากหลาย HI8410 ใช้โพรบแบบกัลวานิกซึ่งโดยทั่วไปต้องการการบำรุงรักษาน้อยกว่าแบบโพลาโรกราฟี ทำให้เหมาะอย่างยิ่งสำหรับการตรวจสอบในระยะยาว</p> <p>ผู้ใช้จะปรับค่าที่ตั้งไว้สำหรับการควบคุมการเปิดใช้งานรีเลย์ด้วยตนเอง รีเลย์สัญญาณเตือนยังสามารถปรับได้ด้วยตนเอง และขึ้นอยู่กับพิกัดความเผื่อจากจุดที่ตั้งโปรแกรมไว้ การสอบเทียบเป็นจุดที่ตั้งไว้เดียวและสามารถทำได้ในสารละลายที่ไม่มีออกซิเจน</p> <p>Extended range to 50 mg/L (ppm)</p> <ul> <li>Manual single point calibration</li> <li>Selectable 0-20 or 4-20 mA output</li> <li>Low maintenance Galvanic DO probe</li> <li>Backlit LCD</li> <li>Operational mode LED indicators</li> <li>Transparent splash-proof cover included</li> </ul> <p>The HI8410 is a panel mounted dissolved oxygen controller that is used to maintain and monitor the concentration of DO in a wide range of industrial process applications. The HI8410 uses a Galvanic probe that typically requires less maintenance than a Polarographic style making it ideal for long term monitoring.</p> <p>The set point for controlling the activation of a relay is adjusted manually by the user. An alarm relay is also manually adjustable and is based upon a tolerance from the programmed set point. Calibration is single set point and can be done in zero oxygen solution.</p> <p>The dosage mode: automatic, continuous ON or OFF and over dosage control by setting the overtime dosage trimmer. If the dosing relay remains continuously activated for more than the selected dosing time, the alarm relay is activated, the alarm LED will start blinking and the dosing relay will be deactivated. A jumper found on the rear panel can disable the “over time dosage” function.</p> <p>“Automatic/Off/manual” dosing selection switch and LED on the front panel. In Automatic mode all the relays are controlled based on the measurement set point and alarm values. In OFF mode the dosing and alarm relays are always deactivated. The dosing LED is OFF (as relay status) and the ALARM LED is in accordance with the instrument set point, input reading, and ALARM. In ON (Manual) mode the dosing relay is always on. The alarm relay is still enabled. If an alarm occurs the dosing relay remains activated. If the over dose time exceeds the setting during manual mode, the alarm relay remains activated.</p> <p>The D.O. probe is provided with a membrane covering the galvanic sensor and a built-in thermistor for temperature measurement and compensation.</p> <p>Other features include: recorder output in 0-20 mA or 4-20 mA configuration, LED indicators which identify whether the controller is in operation mode or setup selection mode, overtime control function and hysteresis setting.</p> <p> </p> <p><strong>Order Information:</strong><br/> The HI 8410 is supplied complete with mounting brackets and instructions.</p> <div><strong>Product Manuals</strong></div> <p><img align="absmiddle" alt="" border="0" decoding="async" height="22" loading="lazy" src="http://www.hannainst.com/usa/images/icon-pdf.gif" width="20"/> Manual: <a href="http://www.hannainst.com/manuals/HI8410_June09.pdf" rel="noopener" target="_blank" title="Download Product Manual">Download</a></p> <p><strong>Specification :</strong></p> <table class="spec_table"> <tbody> <tr> <td><strong>Range</strong></td> <td></td> <td><small><span style="font-size: small;">0.0 to 50.0 mg/L (ppm) O<sub>2</sub><br/> 0 to 600 % O<sub>2</sub><br/> -5.0 to 50.0 °C</span></small></td> </tr> <tr> <td><strong>Resolution</strong></td> <td></td> <td><small><span style="font-size: small;">0.1 mg/L or 1% (O<sub>2</sub>) / 0.1 °C</span></small></td> </tr> <tr> <td><strong>Accuracy @ 20°C</strong></td> <td></td> <td><small><span style="font-size: small;">±1% of reading (O<sub>2</sub>) / ±0.2 °C</span></small></td> </tr> <tr> <td><strong>Calibration</strong></td> <td></td> <td><small><span style="font-size: small;">manual, one point, in saturated air</span></small></td> </tr> <tr> <td><strong>Temperature<br/> Compensation</strong></td> <td></td> <td><small><span style="font-size: small;">automatic, from -5 to 50°C (23 to 122 °F)</span></small></td> </tr> <tr> <td><strong>Salinity Compensation</strong></td> <td></td> <td><small><span style="font-size: small;">0 to 51 g/L (resolution 1 g/L)</span></small></td> </tr> <tr> <td><strong>Probe (not included)</strong></td> <td></td> <td><small><span style="font-size: small;">HI 76410/4 with 4 m (13.1’) cable or HI 76410/10 with 10 m (32.8’) cable</span></small></td> </tr> <tr> <td><strong>Recorder Output</strong></td> <td></td> <td><small><span style="font-size: small;">0 to 20 mA or 4 to 20 mA (isolated)</span></small></td> </tr> <tr> <td><strong>Setpoint and<br/> Alarm Relay</strong></td> <td></td> <td><small><span style="font-size: small;">1, isolated, 2A, max. 240V, resistive load, 1,000,000 strokes</span></small></td> </tr> <tr> <td><strong>Setpoint Range</strong></td> <td></td> <td><small><span style="font-size: small;">1 to 600 % O<sub>2</sub>; 0.1 to 50.0 mg/L (ppm) O<sub>2</sub></span></small></td> </tr> <tr> <td><strong>Alarm Range</strong></td> <td></td> <td><small><span style="font-size: small;">1.0 to 5.0 mg/L (ppm) O<sub>2</sub></span></small></td> </tr> <tr> <td><strong>Hysteresis Range</strong></td> <td></td> <td><small><span style="font-size: small;">0.5 to 2.4 mg/L (ppm) O<sub>2</sub></span></small></td> </tr> <tr> <td><strong>Dosing Control</strong></td> <td></td> <td><small><span style="font-size: small;">OFF/AUTO/ON with selection switch</span></small></td> </tr> <tr> <td><strong>Over Dosing Control</strong></td> <td></td> <td><small><span style="font-size: small;">adjustable, from 5 min to 60 min with knob or disable by wire strap – on rear panel</span></small></td> </tr> <tr> <td><strong>Backlight</strong></td> <td></td> <td><small><span style="font-size: small;">continuous on</span></small></td> </tr> <tr> <td><strong>Power Supply</strong></td> <td></td> <td><small><span style="font-size: small;">115 VAC ±10% or 230 VAC ±10%; 50/60 Hz</span></small></td> </tr> <tr> <td><strong>Enclosure</strong></td> <td></td> <td><small><span style="font-size: small;">flame retardant ABS body and front panel; transparent splash-proof front cover</span></small></td> </tr> <tr> <td><strong>Environment</strong></td> <td></td> <td><small><span style="font-size: small;">-10 to 50°C (14 to 122°F); RH max 95% non-conndensing</span></small></td> </tr> <tr> <td><strong>Panel Cutout</strong></td> <td></td> <td><small><span style="font-size: small;">141 x 69 mm (5.6 x 2.7’’)</span></small></td> </tr> <tr> <td><strong>Weight</strong></td> <td></td> <td><small><span style="font-size: small;">1 kg (2.2 lb.)</span></small></td> </tr> </tbody> </table> <p> </p> </div> | HI 8410 uses a Galvanic probe that typically requires less maintenance than a Polarographic style making it ideal for long term monitoring. | <div class="product-short-description"> <p>HI 8410 uses a Galvanic probe that typically requires less maintenance than a Polarographic style making it ideal for long term monitoring.</p> </div> | https://www.hannathailand.com/wp-content/uploads/2022/06/hi8410_lg.jpg | เครื่องวัดปริมาณฟอสเฟต ช่วงต่ำ รุ่น HI713 , เครื่องวัดปริมาณฟอสฟอรัส ช่วงสูง รุ่น HI706 , เครื่องวัดสีในน้ำตัวอย่าง HI727 , เครื่องวัดปริมาณฟอสฟอรัส ช่วงต่ำมาก รุ่น HI736 , ซัลไฟด์สารต้านอนุมูลอิสระบัฟเฟอร์ , เครื่องวัดปริมาณแอมโมเนีย ช่วงสูง รุ่น HI733 , เครื่องวัดปริมาณโครเมี่ยม ช่วงสูง รุ่น HI723 , เครื่องวัดปริมาณฟลูออไรด์ ช่วงต่ำ รุ่น HI729 | <a class="woocommerce-LoopProduct-link woocommerce-loop-product__link" href="https://www.hannathailand.com/product/hi713-checker-hc-phosphate-lr/">เครื่องวัดปริมาณฟอสเฟต ช่วงต่ำ รุ่น HI713</a> , <a class="woocommerce-LoopProduct-link woocommerce-loop-product__link" href="https://www.hannathailand.com/product/hi706-checker-hc-phosphorous-hr/">เครื่องวัดปริมาณฟอสฟอรัส ช่วงสูง รุ่น HI706</a> , <a class="woocommerce-LoopProduct-link woocommerce-loop-product__link" href="https://www.hannathailand.com/product/hi727-checker-hc-color-of-water/">เครื่องวัดสีในน้ำตัวอย่าง HI727</a> , <a class="woocommerce-LoopProduct-link woocommerce-loop-product__link" href="https://www.hannathailand.com/product/phosphorous-marine/">เครื่องวัดปริมาณฟอสฟอรัส ช่วงต่ำมาก รุ่น HI736</a> , <a class="woocommerce-LoopProduct-link woocommerce-loop-product__link" href="https://www.hannathailand.com/product/hi4015-00/">ซัลไฟด์สารต้านอนุมูลอิสระบัฟเฟอร์</a> , <a class="woocommerce-LoopProduct-link woocommerce-loop-product__link" href="https://www.hannathailand.com/product/hi733-checker-hc-ammonia-hr/">เครื่องวัดปริมาณแอมโมเนีย ช่วงสูง รุ่น HI733</a> , <a class="woocommerce-LoopProduct-link woocommerce-loop-product__link" href="https://www.hannathailand.com/product/hi723-checker-hc-chromium-vi-hr/">เครื่องวัดปริมาณโครเมี่ยม ช่วงสูง รุ่น HI723</a> , <a class="woocommerce-LoopProduct-link woocommerce-loop-product__link" href="https://www.hannathailand.com/product/hi729-checker-hc-fluoride-lr/">เครื่องวัดปริมาณฟลูออไรด์ ช่วงต่ำ รุ่น HI729</a> | https://www.hannathailand.com/wp-content/uploads/2022/06/hi8410_lg-600x600.jpg , https://www.hannathailand.com/wp-content/uploads/2022/06/8710side520a4f52c1d9c-600x600.jpg , https://www.hannathailand.com/wp-content/uploads/2022/06/8710frnt520a4f561961b-600x600.jpg , https://www.hannathailand.com/wp-content/uploads/2022/06/hi713_lg51caffcdce23e-600x600.jpg , https://www.hannathailand.com/wp-content/uploads/2022/06/hi706_400-600x600.jpg , https://www.hannathailand.com/wp-content/uploads/2022/06/miniphotometerfurfarbe843_11-600x600.jpg , https://www.hannathailand.com/wp-content/uploads/2021/12/HI736-600x600.jpg , https://www.hannathailand.com/wp-content/uploads/2021/07/7-500x500.jpg , https://www.hannathailand.com/wp-content/uploads/2022/06/miniphotometerfurammoniumhoch2418_11-600x600.jpg , https://www.hannathailand.com/wp-content/uploads/2022/06/miniphotometerfurchromvihoch839_11-600x600.jpg , https://www.hannathailand.com/wp-content/uploads/2022/06/miniphotometerfurfluoridniedrig844_11-600x600.jpg
50 | HI8614LN pH – Transmitter with LCD, 4 to 20 mA Ouput | สินค้าทั้งหมด , เครื่องควบคุมแบบต่อเนื่อง , เครื่องทรานสมิตเตอร์ , แบบติดตั้ง | https://www.hannathailand.com/product-category/pneumatics-control/transmitter/transmitter-installation/ | https://www.hannathailand.com/product/hi8614ln-ph-transmitter-with-lcd-4-to-20-ma-ouput/ | HI8614LN | 31,030.00 |  | <div aria-labelledby="tab-title-additional_information" class="woocommerce-Tabs-panel woocommerce-Tabs-panel--additional_information panel entry-content" id="tab-additional_information" role="tabpanel"> </div> | HI8614LN เป็นเครื่องส่งสัญญาณ pH แบบกันน้ำ ออกแบบมาเพื่อใช้กับหัววัด pH ความต้านทานสูงมาตรฐานพร้อมขั้วต่อ BNC จากนั้นสัญญาณจะถูกประมวลผลโดยแอมพลิฟายเออร์อิมพีแดนซ์สูงพิเศษ ซึ่งจะส่งกระแสเอาท์พุตตามสัดส่วนโดยตรงกับสัญญาณอินพุต แต่ไม่ขึ้นกับการเปลี่ยนแปลงของโหลดหรือความจุของสายเคเบิล Water resistant Loop powered Automatic Temperature Compensation LCD Screen The HI8614LN is a water-resistant pH transmitter is designed to be used with a standard high impedance pH probe with BNC connector. The signal is then processed by a special high-impedance amplifier, which transmits an output current directly proportional to the input signal but independent of changes in load or cable capacitance. Calibration is performed by the adjustment of two independent trimmers — slope and offset. Temperature compensation is performed by the transmitter’s ATC (Automatic Temperature Compensation) circuitry when measurements are taken with a temperature probe attached; if ATC is not required, it is also possible to substitute a fixed resistor for the temperature probe. The transmitter can be connected to HANNA controller HI 8510, HI 8710 or HI 8711, recorders, computers or any data monitoring device that accepts 4 to 20 mA input. Order Information: HI 8614LN (with display) is supplied with instructions. Product Manual: HI 8614 (Process Instrumentation) Specification : Range 0.00 to 14.00 pH; 4–20 mA Resolution 0.01 pH; 0.01 mA Accuracy @ 20°C ±0.02 pH; ±0.02 mA Calibration offset: ±2 pH; ±2.2 mA; slope: 86 to 116%; ±0.5 mA Temperature Compensation fixed or automatic from 0 to 100°C (32 to 212°F) with HI 76608 probe Input Impedance 1012 Ohm Recorder Output 4-20 mA (isolated) Protection IP65 Power Supply 20-36 VDC Load max 500 Ohm Environment 0 to 50°C (32 to 122°F); RH max 95% non-condensing Dimensions 165 x 110 x 71 mm (6.5 x 4.3 x 2.8’’) Weight 1 kg (2.2 lb.) | <div aria-labelledby="tab-title-description" class="woocommerce-Tabs-panel woocommerce-Tabs-panel--description panel entry-content active" id="tab-description" role="tabpanel"> <p>HI8614LN เป็นเครื่องส่งสัญญาณ pH แบบกันน้ำ ออกแบบมาเพื่อใช้กับหัววัด pH ความต้านทานสูงมาตรฐานพร้อมขั้วต่อ BNC จากนั้นสัญญาณจะถูกประมวลผลโดยแอมพลิฟายเออร์อิมพีแดนซ์สูงพิเศษ ซึ่งจะส่งกระแสเอาท์พุตตามสัดส่วนโดยตรงกับสัญญาณอินพุต แต่ไม่ขึ้นกับการเปลี่ยนแปลงของโหลดหรือความจุของสายเคเบิล</p> <ul> <li>Water resistant</li> <li>Loop powered</li> <li>Automatic Temperature Compensation</li> <li>LCD Screen</li> </ul> <p> </p> <p>The HI8614LN is a water-resistant pH transmitter is designed to be used with a standard high impedance pH probe with BNC connector. The signal is then processed by a special high-impedance amplifier, which transmits an output current directly proportional to the input signal but independent of changes in load or cable capacitance.</p> <p>Calibration is performed by the adjustment of two independent trimmers — slope and offset.</p> <p>Temperature compensation is performed by the transmitter’s ATC (Automatic Temperature Compensation) circuitry when measurements are taken with a temperature probe attached; if ATC is not required, it is also possible to substitute a fixed resistor for the temperature probe. The transmitter can be connected to HANNA controller HI 8510, HI 8710 or HI 8711, recorders, computers or any data monitoring device that accepts 4 to 20 mA input.</p> <p> </p> <p><strong>Order Information:</strong><br/> HI 8614LN (with display) is supplied with instructions.</p> <p><strong>Product Manual:</strong></p> <p><a href="http://hannainst.com/manuals/manHI_8614_8615.pdf">HI 8614 (Process Instrumentation)</a></p> <p><strong>Specification :</strong></p> <table class="spec_table"> <tbody> <tr> <td><strong>Range</strong></td> <td></td> <td><small><span style="font-size: small;">0.00 to 14.00 pH; 4–20 mA</span></small></td> </tr> <tr> <td><strong>Resolution</strong></td> <td></td> <td><small><span style="font-size: small;">0.01 pH; 0.01 mA</span></small></td> </tr> <tr> <td><strong>Accuracy @ 20°C</strong></td> <td></td> <td><small><span style="font-size: small;">±0.02 pH; ±0.02 mA</span></small></td> </tr> <tr> <td><strong>Calibration</strong></td> <td></td> <td><small><span style="font-size: small;">offset: ±2 pH; ±2.2 mA; slope: 86 to 116%; ±0.5 mA</span></small></td> </tr> <tr> <td><strong>Temperature<br/> Compensation</strong></td> <td></td> <td><small><span style="font-size: small;">fixed or automatic from 0 to 100°C (32 to 212°F) with HI 76608 probe</span></small></td> </tr> <tr> <td><strong>Input Impedance</strong></td> <td></td> <td><small><span style="font-size: small;">10<sup>12</sup> Ohm</span></small></td> </tr> <tr> <td><strong>Recorder Output</strong></td> <td></td> <td><small><span style="font-size: small;">4-20 mA (isolated)</span></small></td> </tr> <tr> <td><strong>Protection</strong></td> <td></td> <td><small><span style="font-size: small;">IP65</span></small></td> </tr> <tr> <td><strong>Power Supply</strong></td> <td></td> <td><small><span style="font-size: small;">20-36 VDC</span></small></td> </tr> <tr> <td><strong>Load</strong></td> <td></td> <td><small><span style="font-size: small;">max 500 Ohm</span></small></td> </tr> <tr> <td><strong>Environment</strong></td> <td></td> <td><small><span style="font-size: small;">0 to 50°C (32 to 122°F); RH max 95% non-condensing</span></small></td> </tr> <tr> <td><strong>Dimensions</strong></td> <td></td> <td><small><span style="font-size: small;">165 x 110 x 71 mm (6.5 x 4.3 x 2.8’’)</span></small></td> </tr> <tr> <td><strong>Weight</strong></td> <td></td> <td><small><span style="font-size: small;">1 kg (2.2 lb.)</span></small></td> </tr> </tbody> </table> <p> </p> </div> | The HI 8614LN is a water-resistant pH transmitter is designed to be used with a standard high impedance pH probe with BNC connector. | <div class="product-short-description"> <p>The HI 8614LN is a water-resistant pH transmitter is designed to be used with a standard high impedance pH probe with BNC connector.</p> </div> | https://www.hannathailand.com/wp-content/uploads/2022/06/hi8614ln_200.jpg | เครื่องวัดปริมาณฟอสฟอรัส ช่วงสูง รุ่น HI706 , เครื่องวัดปริมาณฟอสฟอรัส ช่วงต่ำมาก รุ่น HI736 , เครื่องวัดปริมาณนิกเกิล ช่วงสูง รุ่น HI726 , เครื่องควบคุมค่าความนำไฟฟ้า , เครื่องวัดปริมาณแอมโมเนีย ช่วงต่ำ รุ่น HI700 , เครื่องวัดปริมาณโครเมี่ยม ช่วงสูง รุ่น HI723 , สารละลายมาตรฐานความขุ่น 20 NTU , เครื่องวัดสีในน้ำตัวอย่าง HI727 | <a class="woocommerce-LoopProduct-link woocommerce-loop-product__link" href="https://www.hannathailand.com/product/hi706-checker-hc-phosphorous-hr/">เครื่องวัดปริมาณฟอสฟอรัส ช่วงสูง รุ่น HI706</a> , <a class="woocommerce-LoopProduct-link woocommerce-loop-product__link" href="https://www.hannathailand.com/product/phosphorous-marine/">เครื่องวัดปริมาณฟอสฟอรัส ช่วงต่ำมาก รุ่น HI736</a> , <a class="woocommerce-LoopProduct-link woocommerce-loop-product__link" href="https://www.hannathailand.com/product/hi726-checker-hc-nickel-hr/">เครื่องวัดปริมาณนิกเกิล ช่วงสูง รุ่น HI726</a> , <a class="woocommerce-LoopProduct-link woocommerce-loop-product__link" href="https://www.hannathailand.com/product/hi8931cn/">เครื่องควบคุมค่าความนำไฟฟ้า</a> , <a class="woocommerce-LoopProduct-link woocommerce-loop-product__link" href="https://www.hannathailand.com/product/hi700-checker-hc-ammonia-lr/">เครื่องวัดปริมาณแอมโมเนีย ช่วงต่ำ รุ่น HI700</a> , <a class="woocommerce-LoopProduct-link woocommerce-loop-product__link" href="https://www.hannathailand.com/product/hi723-checker-hc-chromium-vi-hr/">เครื่องวัดปริมาณโครเมี่ยม ช่วงสูง รุ่น HI723</a> , <a class="woocommerce-LoopProduct-link woocommerce-loop-product__link" href="https://www.hannathailand.com/product/hi93102-20/">สารละลายมาตรฐานความขุ่น 20 NTU</a> , <a class="woocommerce-LoopProduct-link woocommerce-loop-product__link" href="https://www.hannathailand.com/product/hi727-checker-hc-color-of-water/">เครื่องวัดสีในน้ำตัวอย่าง HI727</a> | https://www.hannathailand.com/wp-content/uploads/2022/06/hi706_400-600x600.jpg , https://www.hannathailand.com/wp-content/uploads/2021/12/HI736-600x600.jpg , https://www.hannathailand.com/wp-content/uploads/2022/06/miniphotometerfurnickelhoch841_11-600x600.jpg , https://www.hannathailand.com/wp-content/uploads/2021/07/2-500x500.jpg , https://www.hannathailand.com/wp-content/uploads/2022/06/hi700_400pxl-600x600.jpg , https://www.hannathailand.com/wp-content/uploads/2022/06/miniphotometerfurchromvihoch839_11-600x600.jpg , https://www.hannathailand.com/wp-content/uploads/2021/07/9-500x500.jpg , https://www.hannathailand.com/wp-content/uploads/2022/06/miniphotometerfurfarbe843_11-600x600.jpg
51 | HI8614N pH – Transmitter with 4 to 20 mA Ouput | สินค้าทั้งหมด , เครื่องควบคุมแบบต่อเนื่อง , เครื่องทรานสมิตเตอร์ , แบบติดตั้ง | https://www.hannathailand.com/product-category/pneumatics-control/transmitter/transmitter-installation/ | https://www.hannathailand.com/product/hi8614n-ph-transmitter-with-4-to-20-ma-ouput/ | HI8614N | 21,400.00 |  | <div aria-labelledby="tab-title-additional_information" class="woocommerce-Tabs-panel woocommerce-Tabs-panel--additional_information panel entry-content" id="tab-additional_information" role="tabpanel"> </div> | HI8614N เป็นเครื่องส่งสัญญาณ pH แบบกันน้ำ ออกแบบมาเพื่อใช้กับหัววัด pH ความต้านทานสูงมาตรฐานพร้อมขั้วต่อ BNC จากนั้นสัญญาณจะถูกประมวลผลโดยแอมพลิฟายเออร์อิมพีแดนซ์สูงพิเศษ ซึ่งจะส่งกระแสเอาท์พุตตามสัดส่วนโดยตรงกับสัญญาณอินพุต แต่ไม่ขึ้นกับการเปลี่ยนแปลงของโหลดหรือความจุของสายเคเบิล Water resistant Loop powered Automatic Temperature Compensation The HI 8614N is a water-resistant pH transmitter is designed to be used with a standard high impedance pH probe with BNC connector. The signal is then processed by a special high-impedance amplifier, which transmits an output current directly proportional to the input signal but independent of changes in load or cable capacitance. Calibration is performed by the adjustment of two independent trimmers — slope and offset. Temperature compensation is performed by the transmitter’s ATC (Automatic Temperature Compensation) circuitry when measurements are taken with a temperature probe attached; if ATC is not required, it is also possible to substitute a fixed resistor for the temperature probe. The transmitter can be connected to HANNA controller HI 8510, HI 8710 or HI 8711, recorders, computers or any data monitoring device that accepts 4 to 20 mA input. Order Information: HI 8614N is supplied with instructions. Product Manual: HI 8614 (Process Instrumentation) Specification : Range 0.00 to 14.00 pH; 4–20 mA Accuracy @ 20°C ±0.02 pH; ±0.02 mA Calibration offset: ±2 pH; ±2.2 mA; slope: 86 to 116%; ±0.5 mA Temperature Compensation fixed or automatic from 0 to 100°C (32 to 212°F) with HI 76608 probe Input Impedance 1012 Ohm Recorder Output 4-20 mA (isolated) Protection IP65 Power Supply 18-30 VDC Load max 500 Ohm Environment 0 to 50°C (32 to 122°F); RH max 95% non-condensing Dimensions 165 x 110 x 71 mm (6.5 x 4.3 x 2.8’’) Weight 1 kg (2.2 lb.) | <div aria-labelledby="tab-title-description" class="woocommerce-Tabs-panel woocommerce-Tabs-panel--description panel entry-content active" id="tab-description" role="tabpanel"> <p>HI8614N เป็นเครื่องส่งสัญญาณ pH แบบกันน้ำ ออกแบบมาเพื่อใช้กับหัววัด pH ความต้านทานสูงมาตรฐานพร้อมขั้วต่อ BNC จากนั้นสัญญาณจะถูกประมวลผลโดยแอมพลิฟายเออร์อิมพีแดนซ์สูงพิเศษ ซึ่งจะส่งกระแสเอาท์พุตตามสัดส่วนโดยตรงกับสัญญาณอินพุต แต่ไม่ขึ้นกับการเปลี่ยนแปลงของโหลดหรือความจุของสายเคเบิล</p> <p>Water resistant</p> <ul> <li>Loop powered</li> <li>Automatic Temperature Compensation</li> </ul> <p>The HI 8614N is a water-resistant pH transmitter is designed to be used with a standard high impedance pH probe with BNC connector. The signal is then processed by a special high-impedance amplifier, which transmits an output current directly proportional to the input signal but independent of changes in load or cable capacitance.</p> <p>Calibration is performed by the adjustment of two independent trimmers — slope and offset.</p> <p>Temperature compensation is performed by the transmitter’s ATC (Automatic Temperature Compensation) circuitry when measurements are taken with a temperature probe attached; if ATC is not required, it is also possible to substitute a fixed resistor for the temperature probe. The transmitter can be connected to HANNA controller<br/> HI 8510, HI 8710 or HI 8711, recorders, computers or any data monitoring device that accepts 4 to 20 mA input.</p> <p> </p> <p><strong>Order Information:</strong><br/> HI 8614N is supplied with instructions.</p> <p><strong>Product Manual:</strong></p> <p><a href="http://hannainst.com/manuals/manHI_8614_8615.pdf">HI 8614 (Process Instrumentation)</a></p> <p><strong>Specification :</strong></p> <table class="spec_table"> <tbody> <tr> <td><strong>Range</strong></td> <td></td> <td><small><span style="font-size: small;">0.00 to 14.00 pH; 4–20 mA</span></small></td> </tr> <tr> <td><strong>Accuracy @ 20°C</strong></td> <td></td> <td><small><span style="font-size: small;">±0.02 pH; ±0.02 mA</span></small></td> </tr> <tr> <td><strong>Calibration</strong></td> <td></td> <td><small><span style="font-size: small;">offset: ±2 pH; ±2.2 mA; slope: 86 to 116%; ±0.5 mA</span></small></td> </tr> <tr> <td><strong>Temperature<br/> Compensation</strong></td> <td></td> <td><small><span style="font-size: small;">fixed or automatic from 0 to 100°C (32 to 212°F) with HI 76608 probe</span></small></td> </tr> <tr> <td><strong>Input Impedance</strong></td> <td></td> <td><small><span style="font-size: small;">10<sup>12</sup> Ohm</span></small></td> </tr> <tr> <td><strong>Recorder Output</strong></td> <td></td> <td><small><span style="font-size: small;">4-20 mA (isolated)</span></small></td> </tr> <tr> <td><strong>Protection</strong></td> <td></td> <td><small><span style="font-size: small;">IP65</span></small></td> </tr> <tr> <td><strong>Power Supply</strong></td> <td></td> <td><small><span style="font-size: small;">18-30 VDC</span></small></td> </tr> <tr> <td><strong>Load</strong></td> <td></td> <td><small><span style="font-size: small;">max 500 Ohm</span></small></td> </tr> <tr> <td><strong>Environment</strong></td> <td></td> <td><small><span style="font-size: small;">0 to 50°C (32 to 122°F); RH max 95% non-condensing</span></small></td> </tr> <tr> <td><strong>Dimensions</strong></td> <td></td> <td><small><span style="font-size: small;">165 x 110 x 71 mm (6.5 x 4.3 x 2.8’’)</span></small></td> </tr> <tr> <td><strong>Weight</strong></td> <td></td> <td><small><span style="font-size: small;">1 kg (2.2 lb.)</span></small></td> </tr> </tbody> </table> <p> </p> </div> | The HI 8614N is a water-resistant pH transmitter is designed to be used with a standard high impedance pH probe with BNC connector. | <div class="product-short-description"> <p>The HI 8614N is a water-resistant pH transmitter is designed to be used with a standard high impedance pH probe with BNC connector.</p> </div> | https://www.hannathailand.com/wp-content/uploads/2022/06/hi8614n_20052898209cbdfd.jpg | เครื่องวัดปริมาณฟอสฟอรัส ช่วงสูง รุ่น HI706 , เครื่องวัดปริมาณคลอรีนอิสระ รุ่น HI701 , เครื่องวัดปริมาณโครเมี่ยม ช่วงสูง รุ่น HI723 , เครื่องวัดค่าเหล็ก รุ่น HI721 , เครื่องควบคุมค่าความนำไฟฟ้า , เครื่องวัดปริมาณไนไตรท์ ช่วงสูง ในตัวอย่างน้ำ รุ่น HI708 , เครื่องวัดปริมาณฟอสเฟต ช่วงสูง รุ่น HI717 , เครื่องวัดปริมาณฟอสเฟต ช่วงต่ำ รุ่น HI713 | <a class="woocommerce-LoopProduct-link woocommerce-loop-product__link" href="https://www.hannathailand.com/product/hi706-checker-hc-phosphorous-hr/">เครื่องวัดปริมาณฟอสฟอรัส ช่วงสูง รุ่น HI706</a> , <a class="woocommerce-LoopProduct-link woocommerce-loop-product__link" href="https://www.hannathailand.com/product/hi701-checker-hc-free-chlorine/">เครื่องวัดปริมาณคลอรีนอิสระ รุ่น HI701</a> , <a class="woocommerce-LoopProduct-link woocommerce-loop-product__link" href="https://www.hannathailand.com/product/hi723-checker-hc-chromium-vi-hr/">เครื่องวัดปริมาณโครเมี่ยม ช่วงสูง รุ่น HI723</a> , <a class="woocommerce-LoopProduct-link woocommerce-loop-product__link" href="https://www.hannathailand.com/product/hi721-checker-hc-iron/">เครื่องวัดค่าเหล็ก รุ่น HI721</a> , <a class="woocommerce-LoopProduct-link woocommerce-loop-product__link" href="https://www.hannathailand.com/product/hi8931cn/">เครื่องควบคุมค่าความนำไฟฟ้า</a> , <a class="woocommerce-LoopProduct-link woocommerce-loop-product__link" href="https://www.hannathailand.com/product/hi708-checker-hc-nitrite-hr/">เครื่องวัดปริมาณไนไตรท์ ช่วงสูง ในตัวอย่างน้ำ รุ่น HI708</a> , <a class="woocommerce-LoopProduct-link woocommerce-loop-product__link" href="https://www.hannathailand.com/product/hi717-checker-hc-phosphate-hr/">เครื่องวัดปริมาณฟอสเฟต ช่วงสูง รุ่น HI717</a> , <a class="woocommerce-LoopProduct-link woocommerce-loop-product__link" href="https://www.hannathailand.com/product/hi713-checker-hc-phosphate-lr/">เครื่องวัดปริมาณฟอสเฟต ช่วงต่ำ รุ่น HI713</a> | https://www.hannathailand.com/wp-content/uploads/2022/06/hi706_400-600x600.jpg , https://www.hannathailand.com/wp-content/uploads/2021/11/hi701-500x500.jpg , https://www.hannathailand.com/wp-content/uploads/2022/06/miniphotometerfurchromvihoch839_11-600x600.jpg , https://www.hannathailand.com/wp-content/uploads/2022/06/miniphotometerfureisen832_11-600x600.jpg , https://www.hannathailand.com/wp-content/uploads/2021/07/2-500x500.jpg , https://www.hannathailand.com/wp-content/uploads/2022/06/miniphotometerfurnitrithoch2420_11-600x600.jpg , https://www.hannathailand.com/wp-content/uploads/2022/06/miniphotometerfurphosphathoch827_11-600x600.jpg , https://www.hannathailand.com/wp-content/uploads/2022/06/hi713_lg51caffcdce23e-600x600.jpg
52 | HI8615LN ORP – Transmitter with LCD, 4 to 20 mA Ouput | สินค้าทั้งหมด , เครื่องควบคุมแบบต่อเนื่อง , เครื่องทรานสมิตเตอร์ , แบบติดตั้ง | https://www.hannathailand.com/product-category/pneumatics-control/transmitter/transmitter-installation/ | https://www.hannathailand.com/product/hi8615ln-orp-transmitter-with-lcd-4-to-20-ma-ouput/ | HI8615LN | 31,030.00 |  | <div aria-labelledby="tab-title-additional_information" class="woocommerce-Tabs-panel woocommerce-Tabs-panel--additional_information panel entry-content" id="tab-additional_information" role="tabpanel"> </div> | Universal BNC connector for quick connections Rugged ABS casing Loop powered LCD screen The HI 8615 has been designed for transmitting ORP measurements from remote locations. This improved transmitter features two controls (one for 4 mA and one for 20 mA) to compensate for electronic drift and ambient temperature. The HI 8615 uses a universal BNC socket for quick and secure connection of any ORP electrode with a BNC connector. An IP65 rating and a rugged ABS casing provide optimum protection even in harsh environments making this instrument ideal for chromium hexavalent reductions and water sanitation. The transmitter can be connected to HANNA meters HI 8512, HI 8720 or any recorders, PC’s or data monitors that accept 4 to 20 mA input. Order Information: HI 8615LN (with display) is supplied with instructions. Product Manual: HI 8615L (Process Instrumentation) Specification : Range ±1999 mV; 4–20 mA Resolution 1 mV; 0.01 mA Accuracy @ 20°C ±5 mV; ±0.02 mA Calibration offset: ±100 mV; ±0.8 mA; slope: 90 to 110%; ±0.8 mA Input Impedance 1012 Ohm Recorder Output 4-20 mA (isolated) Protection IP65 Power Supply 20-36 VDC Load max 500 Ohm Environment 0 to 50°C (32 to 122°F); RH max 95% non-condensing Dimensions 165 x 110 x 71 mm (6.5 x 4.3 x 2.8’’) Weight 1 kg (2.2 lb.) | <div aria-labelledby="tab-title-description" class="woocommerce-Tabs-panel woocommerce-Tabs-panel--description panel entry-content active" id="tab-description" role="tabpanel"> <p>Universal BNC connector for quick connections</p> <ul> <li>Rugged ABS casing</li> <li>Loop powered</li> <li>LCD screen</li> </ul> <p> </p> <p>The HI 8615 has been designed for transmitting ORP measurements from remote locations.</p> <p>This improved transmitter features two controls (one for 4 mA and one for 20 mA) to compensate for electronic drift and ambient temperature.</p> <p>The HI 8615 uses a universal BNC socket for quick and secure connection of any ORP electrode with a BNC connector.</p> <p>An IP65 rating and a rugged ABS casing provide optimum protection even in harsh environments making this instrument ideal for chromium hexavalent reductions and water sanitation. The transmitter can be connected to HANNA meters HI 8512, HI 8720 or any recorders, PC’s or data monitors that accept 4 to 20 mA input.</p> <p> </p> <p><strong>Order Information:</strong><br/> HI 8615LN (with display) is supplied with instructions.</p> <p><strong>Product Manual:</strong></p> <p><a href="http://hannainst.com/manuals/manHI_8614_8615.pdf">HI 8615L (Process Instrumentation)</a></p> <p><strong>Specification :</strong></p> <table class="spec_table"> <tbody> <tr> <td><strong>Range</strong></td> <td> </td> <td><small><span style="font-size: small;">±1999 mV; 4–20 mA</span></small></td> </tr> <tr> <td><strong>Resolution</strong></td> <td> </td> <td><small><span style="font-size: small;">1 mV; 0.01 mA</span></small></td> </tr> <tr> <td><strong>Accuracy @ 20°C</strong></td> <td> </td> <td><small><span style="font-size: small;">±5 mV; ±0.02 mA</span></small></td> </tr> <tr> <td><strong>Calibration</strong></td> <td> </td> <td><small><span style="font-size: small;">offset: ±100 mV; ±0.8 mA; slope: 90 to 110%; ±0.8 mA</span></small></td> </tr> <tr> <td><strong>Input Impedance</strong></td> <td> </td> <td><small><span style="font-size: small;">10<sup>12</sup> Ohm</span></small></td> </tr> <tr> <td><strong>Recorder Output</strong></td> <td> </td> <td><small><span style="font-size: small;">4-20 mA (isolated)</span></small></td> </tr> <tr> <td><strong>Protection</strong></td> <td> </td> <td><small><span style="font-size: small;">IP65</span></small></td> </tr> <tr> <td><strong>Power Supply</strong></td> <td> </td> <td><small><span style="font-size: small;">20-36 VDC</span></small></td> </tr> <tr> <td><strong>Load</strong></td> <td> </td> <td><small><span style="font-size: small;">max 500 Ohm</span></small></td> </tr> <tr> <td><strong>Environment</strong></td> <td> </td> <td><small><span style="font-size: small;">0 to 50°C (32 to 122°F); RH max 95% non-condensing</span></small></td> </tr> <tr> <td><strong>Dimensions</strong></td> <td> </td> <td><small><span style="font-size: small;">165 x 110 x 71 mm (6.5 x 4.3 x 2.8’’)</span></small></td> </tr> <tr> <td><strong>Weight</strong></td> <td> </td> <td><small><span style="font-size: small;">1 kg (2.2 lb.)</span></small></td> </tr> </tbody> </table> <p> </p> </div> | The HI 8615LN with display uses a universal BNC socket for quick and secure connection of any ORP electrode with a BNC connector. | <div class="product-short-description"> <p>The HI 8615LN with display uses a universal BNC socket for quick and secure connection of any ORP electrode with a BNC connector.</p> </div> | https://www.hannathailand.com/wp-content/uploads/2022/06/hi8615ln_200.jpg | ซัลไฟด์สารต้านอนุมูลอิสระบัฟเฟอร์ , น้ำยามาตรฐานสำหรับค่าโซเดียม , เซ็นเซอร์วัดออกซิเจนในน้ำสำหรับ HI9829 มัลติพารามิเตอร์ , เครื่องวัดปริมาณแอมโมเนีย ช่วงต่ำ รุ่น HI700 , เครื่องวัดปริมาณคลอรีนรวม รุ่น HI711 , เครื่องวัดคลอรีน , เครื่องวัดปริมาณโครเมี่ยม ช่วงสูง รุ่น HI723 , สารละลายมาตรฐานความขุ่น 20 NTU | <a class="woocommerce-LoopProduct-link woocommerce-loop-product__link" href="https://www.hannathailand.com/product/hi4015-00/">ซัลไฟด์สารต้านอนุมูลอิสระบัฟเฟอร์</a> , <a class="woocommerce-LoopProduct-link woocommerce-loop-product__link" href="https://www.hannathailand.com/product/hi7090l/">น้ำยามาตรฐานสำหรับค่าโซเดียม</a> , <a class="woocommerce-LoopProduct-link woocommerce-loop-product__link" href="https://www.hannathailand.com/product/hi7609829-2/">เซ็นเซอร์วัดออกซิเจนในน้ำสำหรับ HI9829 มัลติพารามิเตอร์</a> , <a class="woocommerce-LoopProduct-link woocommerce-loop-product__link" href="https://www.hannathailand.com/product/hi700-checker-hc-ammonia-lr/">เครื่องวัดปริมาณแอมโมเนีย ช่วงต่ำ รุ่น HI700</a> , <a class="woocommerce-LoopProduct-link woocommerce-loop-product__link" href="https://www.hannathailand.com/product/hi711-checker-hc-total-chlorine/">เครื่องวัดปริมาณคลอรีนรวม รุ่น HI711</a> , <a class="woocommerce-LoopProduct-link woocommerce-loop-product__link" href="https://www.hannathailand.com/product/free-chlorine/">เครื่องวัดคลอรีน</a> , <a class="woocommerce-LoopProduct-link woocommerce-loop-product__link" href="https://www.hannathailand.com/product/hi723-checker-hc-chromium-vi-hr/">เครื่องวัดปริมาณโครเมี่ยม ช่วงสูง รุ่น HI723</a> , <a class="woocommerce-LoopProduct-link woocommerce-loop-product__link" href="https://www.hannathailand.com/product/hi93102-20/">สารละลายมาตรฐานความขุ่น 20 NTU</a> | https://www.hannathailand.com/wp-content/uploads/2021/07/7-500x500.jpg , https://www.hannathailand.com/wp-content/uploads/2021/07/12-500x500.jpg , https://www.hannathailand.com/wp-content/uploads/2021/07/5-500x500.jpg , https://www.hannathailand.com/wp-content/uploads/2022/06/hi700_400pxl-600x600.jpg , https://www.hannathailand.com/wp-content/uploads/2022/06/hi711_lg-600x600.jpg , https://www.hannathailand.com/wp-content/uploads/2021/07/1-500x500.jpg , https://www.hannathailand.com/wp-content/uploads/2022/06/miniphotometerfurchromvihoch839_11-600x600.jpg , https://www.hannathailand.com/wp-content/uploads/2021/07/9-500x500.jpg
53 | HI8615N ORP – Transmitter with 4 to 20 mA Ouput | สินค้าทั้งหมด , เครื่องควบคุมแบบต่อเนื่อง , เครื่องทรานสมิตเตอร์ , แบบติดตั้ง | https://www.hannathailand.com/product-category/pneumatics-control/transmitter/transmitter-installation/ | https://www.hannathailand.com/product/hi8615n-orp-transmitter-with-4-to-20-ma-ouput/ | HI8615N | 21,400.00 |  | <div aria-labelledby="tab-title-additional_information" class="woocommerce-Tabs-panel woocommerce-Tabs-panel--additional_information panel entry-content" id="tab-additional_information" role="tabpanel"> </div> | Universal BNC connector for quick connections Rugged ABS casing Loop powered The HI 8615 has been designed for transmitting ORP measurements from remote locations. This improved transmitter features two controls (one for 4 mA and one for 20 mA) to compensate for electronic drift and ambient temperature. The HI 8615 uses a universal BNC socket for quick and secure connection of any ORP electrode with a BNC connector. An IP65 rating and a rugged ABS casing provide optimum protection even in harsh environments making this instrument ideal for chromium hexavalent reductions and water sanitation. The transmitter can be connected to HANNA meters HI 8512, HI 8720 or any recorders, PC’s or data monitors that accept 4 to 20 mA input. Order Information: HI 8615N is supplied with instructions. Product Manual: HI 8615 (Process Instrumentation) Specification : Range ±1999 mV; 4–20 mA Accuracy @ 20°C ±5 mV; ±0.02 mA Calibration offset: ±100 mV; ±0.8 mA; slope: 90 to 110%; ±0.8 mA Input Impedance 1012 Ohm Recorder Output 4-20 mA (isolated) Protection IP65 Power Supply 18-30 VDC Load max 500 Ohm Environment 0 to 50°C (32 to 122°F); RH max 95% non-condensing Dimensions 165 x 110 x 71 mm (6.5 x 4.3 x 2.8’’) Weight 1 kg (2.2 lb.) | <div aria-labelledby="tab-title-description" class="woocommerce-Tabs-panel woocommerce-Tabs-panel--description panel entry-content active" id="tab-description" role="tabpanel"> <p>Universal BNC connector for quick connections</p> <ul> <li>Rugged ABS casing</li> <li>Loop powered</li> </ul> <p> The HI 8615 has been designed for transmitting ORP measurements from remote locations.</p> <p>This improved transmitter features two controls (one for 4 mA and one for 20 mA) to compensate for electronic drift and ambient temperature.</p> <p>The HI 8615 uses a universal BNC socket for quick and secure connection of any ORP electrode with a BNC connector.</p> <p>An IP65 rating and a rugged ABS casing provide optimum protection even in harsh environments making this instrument ideal for chromium hexavalent reductions and water sanitation. The transmitter can be connected to HANNA meters HI 8512, HI 8720 or any recorders, PC’s or data monitors that accept 4 to 20 mA input.</p> <p> </p> <p><strong>Order Information:</strong><br/> HI 8615N is supplied with instructions.</p> <p><strong>Product Manual:</strong></p> <p><a href="http://hannainst.com/manuals/manHI_8614_8615.pdf">HI 8615 (Process Instrumentation)</a></p> <p><strong>Specification :</strong></p> <table class="spec_table"> <tbody> <tr> <td><strong>Range</strong></td> <td> </td> <td><small><span style="font-size: small;">±1999 mV; 4–20 mA</span></small></td> </tr> <tr> <td><strong>Accuracy @ 20°C</strong></td> <td> </td> <td><small><span style="font-size: small;">±5 mV; ±0.02 mA</span></small></td> </tr> <tr> <td><strong>Calibration</strong></td> <td> </td> <td><small><span style="font-size: small;">offset: ±100 mV; ±0.8 mA; slope: 90 to 110%; ±0.8 mA</span></small></td> </tr> <tr> <td><strong>Input Impedance</strong></td> <td> </td> <td><small><span style="font-size: small;">10<sup>12</sup> Ohm</span></small></td> </tr> <tr> <td><strong>Recorder Output</strong></td> <td> </td> <td><small><span style="font-size: small;">4-20 mA (isolated)</span></small></td> </tr> <tr> <td><strong>Protection</strong></td> <td> </td> <td><small><span style="font-size: small;">IP65</span></small></td> </tr> <tr> <td><strong>Power Supply</strong></td> <td> </td> <td><small><span style="font-size: small;">18-30 VDC</span></small></td> </tr> <tr> <td><strong>Load</strong></td> <td> </td> <td><small><span style="font-size: small;">max 500 Ohm</span></small></td> </tr> <tr> <td><strong>Environment</strong></td> <td> </td> <td><small><span style="font-size: small;">0 to 50°C (32 to 122°F); RH max 95% non-condensing</span></small></td> </tr> <tr> <td><strong>Dimensions</strong></td> <td> </td> <td><small><span style="font-size: small;">165 x 110 x 71 mm (6.5 x 4.3 x 2.8’’)</span></small></td> </tr> <tr> <td><strong>Weight</strong></td> <td> </td> <td><small><span style="font-size: small;">1 kg (2.2 lb.)</span></small></td> </tr> </tbody> </table> <p> </p> </div> | The HI 8615N with display uses a universal BNC socket for quick and secure connection of any ORP electrode with a BNC connector. | <div class="product-short-description"> <p>The HI 8615N with display uses a universal BNC socket for quick and secure connection of any ORP electrode with a BNC connector.</p> </div> | https://www.hannathailand.com/wp-content/uploads/2022/06/hi8615n_200.jpg | เครื่องวัดปริมาณไอโอดีน รุ่น HI718 , สารละลายมาตรฐานความขุ่น 20 NTU , เครื่องวัดปริมาณซิลิกา ช่วงต่ำ ในตัวอย่างน้ำ รุ่น HI705 , น้ำยามาตรฐานสอบเทียบ , เครื่องวัดปริมาณฟลูออไรด์ ช่วงต่ำ รุ่น HI729 , เครื่องวัดปริมาณโบรมีน ในตัวอย่างน้ำ รุ่น HI716 , เซ็นเซอร์วัดออกซิเจนในน้ำสำหรับ HI9829 มัลติพารามิเตอร์ , เครื่องวัดค่าเหล็ก รุ่น HI721 | <a class="woocommerce-LoopProduct-link woocommerce-loop-product__link" href="https://www.hannathailand.com/product/hi718-checker-hc-iodine/">เครื่องวัดปริมาณไอโอดีน รุ่น HI718</a> , <a class="woocommerce-LoopProduct-link woocommerce-loop-product__link" href="https://www.hannathailand.com/product/hi93102-20/">สารละลายมาตรฐานความขุ่น 20 NTU</a> , <a class="woocommerce-LoopProduct-link woocommerce-loop-product__link" href="https://www.hannathailand.com/product/hi705-checker-hc-silica-lr/">เครื่องวัดปริมาณซิลิกา ช่วงต่ำ ในตัวอย่างน้ำ รุ่น HI705</a> , <a class="woocommerce-LoopProduct-link woocommerce-loop-product__link" href="https://www.hannathailand.com/product/hi9828-25/">น้ำยามาตรฐานสอบเทียบ</a> , <a class="woocommerce-LoopProduct-link woocommerce-loop-product__link" href="https://www.hannathailand.com/product/hi729-checker-hc-fluoride-lr/">เครื่องวัดปริมาณฟลูออไรด์ ช่วงต่ำ รุ่น HI729</a> , <a class="woocommerce-LoopProduct-link woocommerce-loop-product__link" href="https://www.hannathailand.com/product/hi716-checker-hc-bromine/">เครื่องวัดปริมาณโบรมีน ในตัวอย่างน้ำ รุ่น HI716</a> , <a class="woocommerce-LoopProduct-link woocommerce-loop-product__link" href="https://www.hannathailand.com/product/hi7609829-2/">เซ็นเซอร์วัดออกซิเจนในน้ำสำหรับ HI9829 มัลติพารามิเตอร์</a> , <a class="woocommerce-LoopProduct-link woocommerce-loop-product__link" href="https://www.hannathailand.com/product/hi721-checker-hc-iron/">เครื่องวัดค่าเหล็ก รุ่น HI721</a> | https://www.hannathailand.com/wp-content/uploads/2022/06/miniphotometerfuriod829_11-600x600.jpg , https://www.hannathailand.com/wp-content/uploads/2021/07/9-500x500.jpg , https://www.hannathailand.com/wp-content/uploads/2022/06/hi705400-600x600.jpg , https://www.hannathailand.com/wp-content/uploads/2021/07/8-500x500.jpg , https://www.hannathailand.com/wp-content/uploads/2022/06/miniphotometerfurfluoridniedrig844_11-600x600.jpg , https://www.hannathailand.com/wp-content/uploads/2022/06/miniphotometerfurfreiesgesamtchlor704_11-600x600.jpg , https://www.hannathailand.com/wp-content/uploads/2021/07/5-500x500.jpg , https://www.hannathailand.com/wp-content/uploads/2022/06/miniphotometerfureisen832_11-600x600.jpg
54 | HI8710 pH analog Controller with Self Diagnostic | วัดความเป็นกรด-ด่าง/โออาร์พี , สินค้าทั้งหมด , เครื่องควบคุมแบบต่อเนื่อง , แบบติดตั้ง | https://www.hannathailand.com/product-category/pneumatics-control/ph-orp-control/ph-orp-installation/ | https://www.hannathailand.com/product/hi8710-ph-analog-controller-with-self-diagnostic/ | HI8710 | 34,240.00 |  | <div aria-labelledby="tab-title-additional_information" class="woocommerce-Tabs-panel woocommerce-Tabs-panel--additional_information panel entry-content" id="tab-additional_information" role="tabpanel"> </div> | HI8710 เป็นตัวควบคุม pH ที่ติดตั้งบนแผงควบคุมพร้อมความสามารถในการทดสอบการวินิจฉัยตนเอง ผู้ใช้สามารถตั้งค่า: ค่าที่ตั้งไว้สำหรับปริมาณกรดหรือด่าง ค่าที่ยอมรับได้ของค่าที่ตั้งไว้ก่อนเปิดใช้งานสัญญาณเตือน โหมดการให้ยา: อัตโนมัติ เปิดหรือปิดต่อเนื่อง และการควบคุมปริมาณยาที่มากเกินไปโดยการตั้งค่าปุ่มหมุนปริมาณยาล่วงเวลา เมื่อใช้ร่วมกับตัวควบคุม HI 8720 ORP ฟังก์ชัน ODCD* จะช่วยให้แน่ใจว่าปริมาณ ORP จะเริ่มเมื่อระดับ pH ถูกต้องเท่านั้น Inputs: BNC connector, Direct wire connection with amplified probe (supports HI 1006 series probes) and 4-20 mA from a transmitter Extended temperature compensation range: -20 to 100°C Supports potential matching pin connection Both 4-20 and 0-20 mA output ±5V outputs for amplified electrodes Backlit LCD Auto-diagnostic tests for pH electrode and instrument status Operational mode LED indicators Fail Safe Function–the alarm relay is activated at power down Transparent splash-proof cover HI8710 is a panel mounted pH controller with self-diagnostic test capabilities. Users can set: the setpoint for acid or alkaline dosage, the tolerance of the setpoint before an alarm is activated, the dosage mode: automatic, continuous on or OFF and the over dosage control by setting the overtime dosage knob. When used in conjunction with the HI 8720 ORP controller, the ODCD* function will ensure that the ORP dosage will start only when the pH level is correct. “Overtime dosage” function with selection knob and jumper for disable on the rear panel. If the dosing relay remains continuously activated for more than selected dosing time the alarm relay is activated, the alarm LED is blinking and the dosing relay is deactivated. * ORP dosing consent device Order Information: The HI 8710 is supplied complete with mounting brackets and instructions. Product Manuals Manual: Download Specification : Range 0.00 to 14.00 pH Resolution 0.01 pH Accuracy @ 20 °C ±0.02 pH (0 to 100 °C) ±0.05 pH (-20 to 0 °C) ±0.5% (input from transmitter) Input high impedance 1012 Ohm; reference and matching pin inputs are available; 4-20 mA Power Output ±5 Vcc; 150 mA max load for amplified electrodes Calibration offset: ±2 pH with OFFSET trimmer slope: 80 to 110% with SLOPE trimmer Temperature Compensation fixed or automatic with Pt100, from -20 to 100°C (-4 to 212°F) Recorder Output 0-20 mA or 4-20 mA (isolated) Setpoint Relay 1, isolated, 2 A, max 240 V, resistive load, 1000000 strokes (not fuse protected) Setpoint Range 0.00 to 14.00 pH Alarm Relay 1, isolated, 2 A, max 240 V, resistive load, 1000000 strokes (not fuse protected) Alarm Range 0.2 to 3.00 pH Consent Relay 1, isolated, 2 A, max 240 V, resistive load, 1000000 strokes (not fuse protected) Dosing Control OFF/AUTO/ON with selection switch Over Dosing Control adjustable, from 5 min to 60 min with knob or disable by wire strap – on rear panel Backlight continuous on Power Supply 115 VAC ±10% or 230 VAC ±10%; 50/60 Hz Enclosure flame retardant ABS body and front panel; transparent splash-proof front cover Environment -10 to 50°C (14 to 122°F); RH max 95% non-condensing Panel Cutout 141 x 69 mm (5.6 x 2.7″) Weight 1 kg (2.2 lb.) | <div aria-labelledby="tab-title-description" class="woocommerce-Tabs-panel woocommerce-Tabs-panel--description panel entry-content active" id="tab-description" role="tabpanel"> <p>HI8710 เป็นตัวควบคุม pH ที่ติดตั้งบนแผงควบคุมพร้อมความสามารถในการทดสอบการวินิจฉัยตนเอง ผู้ใช้สามารถตั้งค่า: ค่าที่ตั้งไว้สำหรับปริมาณกรดหรือด่าง ค่าที่ยอมรับได้ของค่าที่ตั้งไว้ก่อนเปิดใช้งานสัญญาณเตือน โหมดการให้ยา: อัตโนมัติ เปิดหรือปิดต่อเนื่อง และการควบคุมปริมาณยาที่มากเกินไปโดยการตั้งค่าปุ่มหมุนปริมาณยาล่วงเวลา</p> <p>เมื่อใช้ร่วมกับตัวควบคุม HI 8720 ORP ฟังก์ชัน ODCD* จะช่วยให้แน่ใจว่าปริมาณ ORP จะเริ่มเมื่อระดับ pH ถูกต้องเท่านั้น</p> <p>Inputs: BNC connector, Direct wire connection with amplified probe (supports HI 1006 series probes) and 4-20 mA from a transmitter</p> <ul> <li>Extended temperature compensation range: -20 to 100°C</li> <li>Supports potential matching pin connection</li> <li>Both 4-20 and 0-20 mA output</li> <li>±5V outputs for amplified electrodes</li> <li>Backlit LCD</li> <li>Auto-diagnostic tests for pH electrode and instrument status</li> <li>Operational mode LED indicators</li> <li>Fail Safe Function–the alarm relay is activated at power down</li> <li>Transparent splash-proof cover</li> </ul> <p> </p> <p>HI8710 is a panel mounted pH controller with self-diagnostic test capabilities. Users can set: the setpoint for acid or alkaline dosage, the tolerance of the setpoint before an alarm is activated, the dosage mode: automatic, continuous on or OFF and the over dosage control by setting the overtime dosage knob.</p> <p>When used in conjunction with the HI 8720 ORP controller, the ODCD* function will ensure that the ORP dosage will start only when the pH level is correct.</p> <p>“Overtime dosage” function with selection knob and jumper for disable on the rear panel. If the dosing relay remains continuously activated for more than selected dosing time the alarm relay is activated, the alarm LED is blinking and the dosing relay is deactivated.</p> <p><small><span style="font-size: small;">* ORP dosing consent device</span></small></p> <p> </p> <p><strong>Order Information:</strong><br/> The HI 8710 is supplied complete with mounting brackets and instructions.</p> <div><strong>Product Manuals</strong></div> <p><img align="absmiddle" alt="" border="0" decoding="async" height="22" loading="lazy" src="http://www.hannainst.com/usa/images/icon-pdf.gif" width="20"/> Manual: <a href="http://www.hannainst.com/manuals/manHI_8511_12_8710_11_20.pdf" rel="noopener" target="_blank" title="Download Product Manual">Download</a></p> <p><strong>Specification :</strong></p> <table class="spec_table"> <tbody> <tr> <td><strong>Range</strong></td> <td></td> <td><small><span style="font-size: small;">0.00 to 14.00 pH</span></small></td> </tr> <tr> <td><strong>Resolution</strong></td> <td></td> <td><small><span style="font-size: small;">0.01 pH</span></small></td> </tr> <tr> <td><strong>Accuracy<br/> @ 20 °C</strong></td> <td></td> <td><small><span style="font-size: small;">±0.02 pH (0 to 100 °C)<br/> ±0.05 pH (-20 to 0 °C)<br/> ±0.5% (input from transmitter)</span></small></td> </tr> <tr> <td><strong>Input</strong></td> <td></td> <td><small><span style="font-size: small;">high impedance 10<sup>12</sup> Ohm; reference and matching pin inputs are available; 4-20 mA</span></small></td> </tr> <tr> <td><strong>Power Output</strong></td> <td></td> <td><small><span style="font-size: small;">±5 Vcc; 150 mA max load for amplified electrodes</span></small></td> </tr> <tr> <td><strong>Calibration</strong></td> <td></td> <td><small><span style="font-size: small;">offset: ±2 pH with OFFSET trimmer<br/> slope: 80 to 110% with SLOPE trimmer</span></small></td> </tr> <tr> <td><strong>Temperature<br/> Compensation</strong></td> <td></td> <td><small><span style="font-size: small;">fixed or automatic with Pt100, from -20 to 100°C (-4 to 212°F)</span></small></td> </tr> <tr> <td><strong>Recorder Output</strong></td> <td></td> <td><small><span style="font-size: small;">0-20 mA or 4-20 mA (isolated)</span></small></td> </tr> <tr> <td><strong>Setpoint Relay</strong></td> <td></td> <td><small><span style="font-size: small;">1, isolated, 2 A, max 240 V, resistive load, 1000000 strokes (not fuse protected)</span></small></td> </tr> <tr> <td><strong>Setpoint Range</strong></td> <td></td> <td><small><span style="font-size: small;">0.00 to 14.00 pH</span></small></td> </tr> <tr> <td><strong>Alarm Relay</strong></td> <td></td> <td><small><span style="font-size: small;">1, isolated, 2 A, max 240 V, resistive load, 1000000 strokes (not fuse protected)</span></small></td> </tr> <tr> <td><strong>Alarm Range</strong></td> <td></td> <td><small><span style="font-size: small;">0.2 to 3.00 pH</span></small></td> </tr> <tr> <td><strong>Consent Relay</strong></td> <td></td> <td><small><span style="font-size: small;">1, isolated, 2 A, max 240 V, resistive load, 1000000 strokes (not fuse protected)</span></small></td> </tr> <tr> <td><strong>Dosing Control</strong></td> <td></td> <td><small><span style="font-size: small;">OFF/AUTO/ON with selection switch</span></small></td> </tr> <tr> <td><strong>Over Dosing Control</strong></td> <td></td> <td><small><span style="font-size: small;">adjustable, from 5 min to 60 min with knob or disable by wire strap – on rear panel</span></small></td> </tr> <tr> <td><strong>Backlight</strong></td> <td></td> <td><small><span style="font-size: small;">continuous on</span></small></td> </tr> <tr> <td><strong>Power Supply</strong></td> <td></td> <td><small><span style="font-size: small;">115 VAC ±10% or 230 VAC ±10%; 50/60 Hz</span></small></td> </tr> <tr> <td><strong>Enclosure</strong></td> <td></td> <td><small><span style="font-size: small;">flame retardant ABS body and front panel; transparent splash-proof front cover</span></small></td> </tr> <tr> <td><strong>Environment</strong></td> <td></td> <td><small><span style="font-size: small;">-10 to 50°C (14 to 122°F); RH max 95% non-condensing</span></small></td> </tr> <tr> <td><strong>Panel Cutout</strong></td> <td></td> <td><small><span style="font-size: small;">141 x 69 mm (5.6 x 2.7″)</span></small></td> </tr> <tr> <td><strong>Weight</strong></td> <td></td> <td><small><span style="font-size: small;">1 kg (2.2 lb.)</span></small></td> </tr> </tbody> </table> <p> </p> </div> | HI 8710 pH controller, ATC, Connection for electrode or the transmitter, 4-20 and 0-20 mA recorder output, For a combined application with the built-in regulator for HI 8720 ORP ORP dosing takes place exclusively at adequate pH level. | <div class="product-short-description"> <p>HI 8710 pH controller, ATC, Connection for electrode or the transmitter, 4-20 and 0-20 mA recorder output,<br/> For a combined application with the built-in regulator for HI 8720 ORP ORP dosing takes place exclusively at adequate pH level.</p> </div> | https://www.hannathailand.com/wp-content/uploads/2022/06/photometerfarbevonhonigbis150mmpfund1433_151e930ae4b3c7.jpg | เครื่องวัดปริมาณฟลูออไรด์ ช่วงต่ำ รุ่น HI729 , เครื่องวัดปริมาณแอมโมเนีย ช่วงต่ำ รุ่น HI700 , เครื่องควบคุมค่าความนำไฟฟ้า , เครื่องวัดปริมาณคลอรีนอิสระ รุ่น HI701 , เครื่องวัดปริมาณซิลิกา ช่วงต่ำ ในตัวอย่างน้ำ รุ่น HI705 , เครื่องวัดปริมาณฟอสเฟต ช่วงสูง รุ่น HI717 , เครื่องวัดปริมาณไนไตรท์ ช่วงสูง ในตัวอย่างน้ำ รุ่น HI708 , เครื่องวัดคลอรีน | <a class="woocommerce-LoopProduct-link woocommerce-loop-product__link" href="https://www.hannathailand.com/product/hi729-checker-hc-fluoride-lr/">เครื่องวัดปริมาณฟลูออไรด์ ช่วงต่ำ รุ่น HI729</a> , <a class="woocommerce-LoopProduct-link woocommerce-loop-product__link" href="https://www.hannathailand.com/product/hi700-checker-hc-ammonia-lr/">เครื่องวัดปริมาณแอมโมเนีย ช่วงต่ำ รุ่น HI700</a> , <a class="woocommerce-LoopProduct-link woocommerce-loop-product__link" href="https://www.hannathailand.com/product/hi8931cn/">เครื่องควบคุมค่าความนำไฟฟ้า</a> , <a class="woocommerce-LoopProduct-link woocommerce-loop-product__link" href="https://www.hannathailand.com/product/hi701-checker-hc-free-chlorine/">เครื่องวัดปริมาณคลอรีนอิสระ รุ่น HI701</a> , <a class="woocommerce-LoopProduct-link woocommerce-loop-product__link" href="https://www.hannathailand.com/product/hi705-checker-hc-silica-lr/">เครื่องวัดปริมาณซิลิกา ช่วงต่ำ ในตัวอย่างน้ำ รุ่น HI705</a> , <a class="woocommerce-LoopProduct-link woocommerce-loop-product__link" href="https://www.hannathailand.com/product/hi717-checker-hc-phosphate-hr/">เครื่องวัดปริมาณฟอสเฟต ช่วงสูง รุ่น HI717</a> , <a class="woocommerce-LoopProduct-link woocommerce-loop-product__link" href="https://www.hannathailand.com/product/hi708-checker-hc-nitrite-hr/">เครื่องวัดปริมาณไนไตรท์ ช่วงสูง ในตัวอย่างน้ำ รุ่น HI708</a> , <a class="woocommerce-LoopProduct-link woocommerce-loop-product__link" href="https://www.hannathailand.com/product/free-chlorine/">เครื่องวัดคลอรีน</a> | https://www.hannathailand.com/wp-content/uploads/2022/06/photometerfarbevonhonigbis150mmpfund1433_151e930ae4b3c7-600x600.jpg , https://www.hannathailand.com/wp-content/uploads/2021/12/8710back.png , https://www.hannathailand.com/wp-content/uploads/2021/12/8710side-465x500.png , https://www.hannathailand.com/wp-content/uploads/2021/12/8710frnt.png , https://www.hannathailand.com/wp-content/uploads/2022/06/miniphotometerfurfluoridniedrig844_11-600x600.jpg , https://www.hannathailand.com/wp-content/uploads/2022/06/hi700_400pxl-600x600.jpg , https://www.hannathailand.com/wp-content/uploads/2021/07/2-500x500.jpg , https://www.hannathailand.com/wp-content/uploads/2021/11/hi701-500x500.jpg , https://www.hannathailand.com/wp-content/uploads/2022/06/hi705400-600x600.jpg , https://www.hannathailand.com/wp-content/uploads/2022/06/miniphotometerfurphosphathoch827_11-600x600.jpg , https://www.hannathailand.com/wp-content/uploads/2022/06/miniphotometerfurnitrithoch2420_11-600x600.jpg , https://www.hannathailand.com/wp-content/uploads/2021/07/1-500x500.jpg
55 | HI8711 Dual Setpoint – pH analog Controller with 4 to 20mA | วัดความเป็นกรด-ด่าง/โออาร์พี , สินค้าทั้งหมด , เครื่องควบคุมแบบต่อเนื่อง , แบบติดตั้ง | https://www.hannathailand.com/product-category/pneumatics-control/ph-orp-control/ph-orp-installation/ | https://www.hannathailand.com/product/hi8711-dual-setpoint-ph-analog-controller-with-4-to-20ma/ | HI8711 | 36,380.00 |  | <div aria-labelledby="tab-title-additional_information" class="woocommerce-Tabs-panel woocommerce-Tabs-panel--additional_information panel entry-content" id="tab-additional_information" role="tabpanel"> </div> | HI8711 ช่วยให้สามารถเลือกจุดตั้งค่าได้ 2 จุดพร้อมเอาต์พุตอิสระ 2 จุดสำหรับปริมาณกรดและด่าง แต่ละรุ่นยอมรับอินพุตโดยตรงจากอิเล็กโทรด pH หรือ ORP หรือจากเครื่องส่งสัญญาณผ่านอินพุต 4-20 mA เครื่องมือนี้ยังมีเอาต์พุตกำลัง ±5V และขั้วต่ออินพุตสำหรับอิเล็กโทรดขยายอีกด้วย นอกจากนี้ คุณสามารถเลือกการกำหนดค่าเอาต์พุตสำหรับเชื่อมต่อเครื่องบันทึกหรือ PLC ได้ระหว่าง 0-20 หรือ 4-20 mA HI8711 มีระบบป้องกันการจ่ายสารล่วงเวลาที่ปรับได้ตั้งแต่ 5 ถึง 60 นาที หากการให้ยาเกินเวลาที่เลือก สัญญาณเตือนจะถูกกระตุ้นและหน้าสัมผัสการให้ยาจะปิดการทำงาน คุณสมบัตินี้สามารถเปิดใช้งานหรือปิดใช้งานได้ Inputs: BNC connector, Direct wire connection with amplified probe (supports HI 1006 series probes) and 4-20 mA from a transmitter Auto-diagnostics to verify offset and slope calibration and electrode contamination/deterioration Selectable manual ON, OFF and automatic dosing control for alkaline, acid and REDOX dosing with indicator Dual set point with two independent dosing outputs Extended temperature compensation range: -20 to 100°C Supports potential matching pin connection Both 4-20 and 0-20 mA output ±5V outputs for amplified electrodes Fail Safe Function–the alarm relay is activated at power down Operational mode LED indicators Backlit LCD Transparent splash-proof cover HI8711 allows the selection of two set points with two independent outputs for acid and alkaline dosages. Each model accepts either a direct input from a pH or ORP electrode or from a transmitter through 4-20 mA input. The instrument also provides ±5V power output and input terminals for amplified electrodes. In addition, you can choose the output configuration for connecting a recorder or a PLC, between 0-20 or 4-20 mA. The HI8711 incorporates adjustable overtime dosing protection from 5 to 60 minutes. If dosing exceeds selected time, the alarm will be triggered and the dosing contact will deactivate. This feature can be activated or deactivated. Order Information: The HI 8711 is supplied with mounting brackets and instructions. Product Manuals Manual: Download Specification : Range 0.00 to 14.00 pH Resolution 0.01 pH Accuracy @ 20 °C ±0.02 pH (0 to 100 °C) ±0.05 pH (-20 to 0 °C) ±0.5% (input from transmitter) Input high impedance 1012 Ohm; reference and matching pin inputs are available; 4-20 mA Power Output ±5 Vcc; 150 mA max load for amplified electrodes Calibration offset: ±2 pH with OFFSET trimmer slope: 80 to 110% with SLOPE trimmer Temperature Compensation fixed or automatic with Pt100, from -20 to 100°C (-4 to 212°F) Recorder Output 0-20 mA or 4-20 mA (isolated) Setpoint Relay 2, isolated, 2 A, max 240 V, resistive load, 1000000 strokes (not fuse protected) Setpoint Range alk. set: from 0.00 to 14.00 pH acid set: from 0.00 to 14.00 pH Alarm Relay 1, isolated, 2 A, max 240 V, resistive load, 1000000 strokes (not fuse protected) Alarm Range 0.2 to 3.00 pH Dosing Control OFF/AUTO/ON with selection switch Over Dosing Control adjustable, from 5 min to 60 min with knob or disable by wire strap – on rear panel Backlight continuous on Power Supply 115 VAC ±10% or 230 VAC ±10%; 50/60 Hz Enclosure flame retardant ABS body and front panel; transparent splash-proof front cover Environment -10 to 50°C (14 to 122°F); RH max 95% non-condensing Panel Cutout 141 x 69 mm (5.6 x 2.7″) Weight 1 kg (2.2 lb.) | <div aria-labelledby="tab-title-description" class="woocommerce-Tabs-panel woocommerce-Tabs-panel--description panel entry-content active" id="tab-description" role="tabpanel"> <p>HI8711 ช่วยให้สามารถเลือกจุดตั้งค่าได้ 2 จุดพร้อมเอาต์พุตอิสระ 2 จุดสำหรับปริมาณกรดและด่าง</p> <p>แต่ละรุ่นยอมรับอินพุตโดยตรงจากอิเล็กโทรด pH หรือ ORP หรือจากเครื่องส่งสัญญาณผ่านอินพุต 4-20 mA เครื่องมือนี้ยังมีเอาต์พุตกำลัง ±5V และขั้วต่ออินพุตสำหรับอิเล็กโทรดขยายอีกด้วย นอกจากนี้ คุณสามารถเลือกการกำหนดค่าเอาต์พุตสำหรับเชื่อมต่อเครื่องบันทึกหรือ PLC ได้ระหว่าง 0-20 หรือ 4-20 mA</p> <p>HI8711 มีระบบป้องกันการจ่ายสารล่วงเวลาที่ปรับได้ตั้งแต่ 5 ถึง 60 นาที หากการให้ยาเกินเวลาที่เลือก สัญญาณเตือนจะถูกกระตุ้นและหน้าสัมผัสการให้ยาจะปิดการทำงาน คุณสมบัตินี้สามารถเปิดใช้งานหรือปิดใช้งานได้</p> <p>Inputs: BNC connector, Direct wire connection with amplified probe (supports HI 1006 series probes) and 4-20 mA from a transmitter</p> <ul> <li>Auto-diagnostics to verify offset and slope calibration and electrode contamination/deterioration</li> <li>Selectable manual ON, OFF and automatic dosing control for alkaline, acid and REDOX dosing with indicator</li> <li>Dual set point with two independent dosing outputs</li> <li>Extended temperature compensation range: -20 to 100°C</li> <li>Supports potential matching pin connection</li> <li>Both 4-20 and 0-20 mA output</li> <li>±5V outputs for amplified electrodes</li> <li>Fail Safe Function–the alarm relay is activated at power down</li> <li>Operational mode LED indicators</li> <li>Backlit LCD</li> <li>Transparent splash-proof cover</li> </ul> <p> </p> <p>HI8711 allows the selection of two set points with two independent outputs for acid and alkaline dosages.</p> <p>Each model accepts either a direct input from a pH or ORP electrode or from a transmitter through 4-20 mA input. The instrument also provides ±5V power output and input terminals for amplified electrodes. In addition, you can choose the output configuration for connecting a recorder or a PLC, between 0-20 or 4-20 mA.</p> <p>The HI8711 incorporates adjustable overtime dosing protection from 5 to 60 minutes. If dosing exceeds selected time, the alarm will be triggered and the dosing contact will deactivate. This feature can be activated or deactivated.</p> <p> </p> <p><strong>Order Information:</strong><br/> The HI 8711 is supplied with mounting brackets and instructions.</p> <div><strong>Product Manuals</strong></div> <p><img align="absmiddle" alt="" border="0" decoding="async" height="22" loading="lazy" src="http://www.hannainst.com/usa/images/icon-pdf.gif" width="20"/> Manual: <a href="http://www.hannainst.com/manuals/man8711_09_09.pdf" rel="noopener" target="_blank" title="Download Product Manual">Download</a></p> <p><strong>Specification :</strong></p> <table class="spec_table"> <tbody> <tr> <td><strong>Range</strong></td> <td></td> <td><small><span style="font-size: small;">0.00 to 14.00 pH</span></small></td> </tr> <tr> <td><strong>Resolution</strong></td> <td></td> <td><small><span style="font-size: small;">0.01 pH</span></small></td> </tr> <tr> <td><strong>Accuracy<br/> @ 20 °C</strong></td> <td></td> <td><small><span style="font-size: small;">±0.02 pH (0 to 100 °C)<br/> ±0.05 pH (-20 to 0 °C)<br/> ±0.5% (input from transmitter)</span></small></td> </tr> <tr> <td><strong>Input</strong></td> <td></td> <td><small><span style="font-size: small;">high impedance 10<sup>12</sup> Ohm; reference and matching pin inputs are available; 4-20 mA</span></small></td> </tr> <tr> <td><strong>Power Output</strong></td> <td></td> <td><small><span style="font-size: small;">±5 Vcc; 150 mA max load for amplified electrodes</span></small></td> </tr> <tr> <td><strong>Calibration</strong></td> <td></td> <td><small><span style="font-size: small;">offset: ±2 pH with OFFSET trimmer<br/> slope: 80 to 110% with SLOPE trimmer</span></small></td> </tr> <tr> <td><strong>Temperature<br/> Compensation</strong></td> <td></td> <td><small><span style="font-size: small;">fixed or automatic with Pt100, from -20 to 100°C (-4 to 212°F)</span></small></td> </tr> <tr> <td><strong>Recorder Output</strong></td> <td></td> <td><small><span style="font-size: small;">0-20 mA or 4-20 mA (isolated)</span></small></td> </tr> <tr> <td><strong>Setpoint Relay</strong></td> <td></td> <td><small><span style="font-size: small;">2, isolated, 2 A, max 240 V, resistive load, 1000000 strokes (not fuse protected)</span></small></td> </tr> <tr> <td><strong>Setpoint Range</strong></td> <td></td> <td><small><span style="font-size: small;">alk. set: from 0.00 to 14.00 pH<br/> acid set: from 0.00 to 14.00 pH</span></small></td> </tr> <tr> <td><strong>Alarm Relay</strong></td> <td></td> <td><small><span style="font-size: small;">1, isolated, 2 A, max 240 V, resistive load, 1000000 strokes (not fuse protected)</span></small></td> </tr> <tr> <td><strong>Alarm Range</strong></td> <td></td> <td><small><span style="font-size: small;">0.2 to 3.00 pH</span></small></td> </tr> <tr> <td><strong>Dosing Control</strong></td> <td></td> <td><small><span style="font-size: small;">OFF/AUTO/ON with selection switch</span></small></td> </tr> <tr> <td><strong>Over Dosing Control</strong></td> <td></td> <td><small><span style="font-size: small;">adjustable, from 5 min to 60 min with knob or disable by wire strap – on rear panel</span></small></td> </tr> <tr> <td><strong>Backlight</strong></td> <td></td> <td><small><span style="font-size: small;">continuous on</span></small></td> </tr> <tr> <td><strong>Power Supply</strong></td> <td></td> <td><small><span style="font-size: small;">115 VAC ±10% or 230 VAC ±10%; 50/60 Hz</span></small></td> </tr> <tr> <td><strong>Enclosure</strong></td> <td></td> <td><small><span style="font-size: small;">flame retardant ABS body and front panel; transparent splash-proof front cover</span></small></td> </tr> <tr> <td><strong>Environment</strong></td> <td></td> <td><small><span style="font-size: small;">-10 to 50°C (14 to 122°F); RH max 95% non-condensing</span></small></td> </tr> <tr> <td><strong>Panel Cutout</strong></td> <td></td> <td><small><span style="font-size: small;">141 x 69 mm (5.6 x 2.7″)</span></small></td> </tr> <tr> <td><strong>Weight</strong></td> <td></td> <td><small><span style="font-size: small;">1 kg (2.2 lb.)</span></small></td> </tr> </tbody> </table> <p> </p> </div> | HI 8711 pH controller, ATC connection for electrode or the transmitter, 4-20 and 0-20 mA recorder output, 2 control points – 2 independent Dosing outputs | <div class="product-short-description"> <p>HI 8711 pH controller, ATC connection for electrode or the transmitter, 4-20 and 0-20 mA recorder output,<br/> 2 control points – 2 independent Dosing outputs</p> </div> | https://www.hannathailand.com/wp-content/uploads/2022/06/hi8711_4001.jpg | น้ำยามาตรฐานสอบเทียบ , เครื่องวัดคลอรีน , เครื่องวัดปริมาณโบรมีน ในตัวอย่างน้ำ รุ่น HI716 , เครื่องวัดปริมาณไนไตรท์ ช่วงสูง ในตัวอย่างน้ำ รุ่น HI708 , เครื่องวัดสีในน้ำตัวอย่าง HI727 , เครื่องวัดปริมาณไนไตรท์ ช่วงต่ำ รุ่น HI707 , เครื่องวัดปริมาณซิลิกา ช่วงต่ำ ในตัวอย่างน้ำ รุ่น HI705 , เครื่องวัดปริมาณฟอสฟอรัส ช่วงสูง รุ่น HI706 | <a class="woocommerce-LoopProduct-link woocommerce-loop-product__link" href="https://www.hannathailand.com/product/hi9828-25/">น้ำยามาตรฐานสอบเทียบ</a> , <a class="woocommerce-LoopProduct-link woocommerce-loop-product__link" href="https://www.hannathailand.com/product/free-chlorine/">เครื่องวัดคลอรีน</a> , <a class="woocommerce-LoopProduct-link woocommerce-loop-product__link" href="https://www.hannathailand.com/product/hi716-checker-hc-bromine/">เครื่องวัดปริมาณโบรมีน ในตัวอย่างน้ำ รุ่น HI716</a> , <a class="woocommerce-LoopProduct-link woocommerce-loop-product__link" href="https://www.hannathailand.com/product/hi708-checker-hc-nitrite-hr/">เครื่องวัดปริมาณไนไตรท์ ช่วงสูง ในตัวอย่างน้ำ รุ่น HI708</a> , <a class="woocommerce-LoopProduct-link woocommerce-loop-product__link" href="https://www.hannathailand.com/product/hi727-checker-hc-color-of-water/">เครื่องวัดสีในน้ำตัวอย่าง HI727</a> , <a class="woocommerce-LoopProduct-link woocommerce-loop-product__link" href="https://www.hannathailand.com/product/hi707-checker-hc-nitrite-lr/">เครื่องวัดปริมาณไนไตรท์ ช่วงต่ำ รุ่น HI707</a> , <a class="woocommerce-LoopProduct-link woocommerce-loop-product__link" href="https://www.hannathailand.com/product/hi705-checker-hc-silica-lr/">เครื่องวัดปริมาณซิลิกา ช่วงต่ำ ในตัวอย่างน้ำ รุ่น HI705</a> , <a class="woocommerce-LoopProduct-link woocommerce-loop-product__link" href="https://www.hannathailand.com/product/hi706-checker-hc-phosphorous-hr/">เครื่องวัดปริมาณฟอสฟอรัส ช่วงสูง รุ่น HI706</a> | https://www.hannathailand.com/wp-content/uploads/2022/06/hi8711_4001-600x600.jpg , https://www.hannathailand.com/wp-content/uploads/2022/06/8710side520a4f52c1d9c-600x600.jpg , https://www.hannathailand.com/wp-content/uploads/2022/06/8710frnt520a4f561961b-600x600.jpg , https://www.hannathailand.com/wp-content/uploads/2021/07/8-500x500.jpg , https://www.hannathailand.com/wp-content/uploads/2021/07/1-500x500.jpg , https://www.hannathailand.com/wp-content/uploads/2022/06/miniphotometerfurfreiesgesamtchlor704_11-600x600.jpg , https://www.hannathailand.com/wp-content/uploads/2022/06/miniphotometerfurnitrithoch2420_11-600x600.jpg , https://www.hannathailand.com/wp-content/uploads/2022/06/miniphotometerfurfarbe843_11-600x600.jpg , https://www.hannathailand.com/wp-content/uploads/2022/06/hi707400-600x600.jpg , https://www.hannathailand.com/wp-content/uploads/2022/06/hi705400-600x600.jpg , https://www.hannathailand.com/wp-content/uploads/2022/06/hi706_400-600x600.jpg
56 | HI8720 Dual Setpoint – ORP analog Controller with 4 to 20mA | วัดความเป็นกรด-ด่าง/โออาร์พี , สินค้าทั้งหมด , อุตสาหกรรมทั่วไป , เครื่องควบคุมแบบต่อเนื่อง , แบบติดตั้ง | https://www.hannathailand.com/product-category/pneumatics-control/ph-orp-control/ph-orp-installation/ | https://www.hannathailand.com/product/hi8720-dual-setpoint-orp-analog-controller-with-4-to-20ma/ | HI8720 | 34,240.00 |  | <div aria-labelledby="tab-title-additional_information" class="woocommerce-Tabs-panel woocommerce-Tabs-panel--additional_information panel entry-content" id="tab-additional_information" role="tabpanel"> </div> | HI8720 เครื่องมือนี้ช่วยให้สามารถเลือกจุดที่ตั้งไว้สำหรับการออกซิไดซ์หรือการลดปริมาณได้ เมื่อใช้ร่วมกับตัวควบคุม pH HI8710 ฟังก์ชัน ODCD (อุปกรณ์ยินยอมให้จ่ายยา ORP) (มีใน HI8710) จะช่วยให้แน่ใจว่าปริมาณ ORP จะเริ่มเมื่อระดับ pH เท่านั้น ถูกต้อง. เครื่องมือเหล่านี้ได้รับการออกแบบให้ติดตั้งได้ง่ายและรวดเร็ว และมีแผงปุ่มควบคุมแบบเมมเบรนที่แผงด้านหน้า จอแสดงผลขนาดใหญ่ และฟังก์ชันวินิจฉัยอัตโนมัติ แต่ละรุ่นยอมรับอินพุตโดยตรงจากอิเล็กโทรด ORP หรือจากเครื่องส่งสัญญาณผ่านอินพุต 4-20 mA เครื่องมือนี้ยังมีเอาต์พุตกำลัง ±5V และขั้วต่ออินพุตสำหรับอิเล็กโทรดขยายอีกด้วย นอกจากนี้ คุณสามารถเลือกการกำหนดค่าเอาต์พุตสำหรับเชื่อมต่อเครื่องบันทึกหรือ PLC ได้ระหว่าง 0-20 หรือ 4-20 mA Inputs: BNC connector, Direct wire connection with amplified probe (supports HI 1006 series probes) and 4-20 mA from a transmitter Selectable manual ON, OFF and automatic dosing control for alkaline, acid and REDOX dosing with indicator Auto-diagnostic test for instrument status troubleshooting Operational mode LED indicators Supports potential matching pin connection Both 4-20 and 0-20 mA output ±5V outputs for amplified electrodes Backlit LCD Transparent splash-proof cover This instrument allows the selection of a set point for oxidizing or reducing dosage. When used in conjunction with the HI8710 pH controller, the ODCD (ORP dosing consent device) function (featured by the HI8710) will ensure that the ORP dosage will start only when the pH level is correct. These instruments have been designed for easy and fast installation and are provided with membrane keypads on the front panel, large display, and autodiagnostic functions. Each model accepts either a direct input from an ORP electrode or from a transmitter through 4-20 mA input. The instrument also provides ±5V power output and input terminals for amplified electrodes. Moreover, you can choose the output configuration for connecting a recorder or a PLC, between 0-20 or 4-20 mA. Order Information: The HI 8720 is supplied complete with mounting brackets and instructions. Product Manuals Manual: Download Specification : Range ±1999 mV Resolution 1 mV Accuracy @ 20 °C ±5 mV; ±0.5% (input from transmitter) Input high impedance 1012 Ohm; reference and matching pin inputs are available; 4-20 mA Power Output ±5 Vcc; 150 mA max load for amplified electrodes Calibration offset: ±200 mV with CAL trimmer Recorder Output 0-20 mA or 4-20 mA (isolated) Setpoint Relay 1, isolated, 2 A, max 240 V, resistive load, 1000000 strokes (not fuse protected) Setpoint Range ±1999 mV Alarm Relay 1, isolated, 2 A, max 240 V, resistive load, 1000000 strokes (not fuse protected) Alarm Range 10 to 300 mV Dosing Control OFF/AUTO/ON with selection switch Over Dosing Control adjustable, from 5 min to 60 min with knob or disable by wire strap – on rear panel Backlight continuous on Power Supply 115 VAC ±10% or 230 VAC ±10%; 50/60 Hz Enclosure flame retardant ABS body and front panel; transparent splash-proof front cover Environment -10 to 50°C (14 to 122°F); RH max 95% non-condensing Panel Cutout 141 x 69 mm (5.6 x 2.7’’) Weight 1 kg (2.2 lb.) | <div aria-labelledby="tab-title-description" class="woocommerce-Tabs-panel woocommerce-Tabs-panel--description panel entry-content active" id="tab-description" role="tabpanel"> <p>HI8720 เครื่องมือนี้ช่วยให้สามารถเลือกจุดที่ตั้งไว้สำหรับการออกซิไดซ์หรือการลดปริมาณได้</p> <p>เมื่อใช้ร่วมกับตัวควบคุม pH HI8710 ฟังก์ชัน ODCD (อุปกรณ์ยินยอมให้จ่ายยา ORP) (มีใน HI8710) จะช่วยให้แน่ใจว่าปริมาณ ORP จะเริ่มเมื่อระดับ pH เท่านั้น<br/> ถูกต้อง.</p> <p>เครื่องมือเหล่านี้ได้รับการออกแบบให้ติดตั้งได้ง่ายและรวดเร็ว และมีแผงปุ่มควบคุมแบบเมมเบรนที่แผงด้านหน้า จอแสดงผลขนาดใหญ่ และฟังก์ชันวินิจฉัยอัตโนมัติ</p> <p>แต่ละรุ่นยอมรับอินพุตโดยตรงจากอิเล็กโทรด ORP หรือจากเครื่องส่งสัญญาณผ่านอินพุต 4-20 mA เครื่องมือนี้ยังมีเอาต์พุตกำลัง ±5V และขั้วต่ออินพุตสำหรับอิเล็กโทรดขยายอีกด้วย</p> <p>นอกจากนี้ คุณสามารถเลือกการกำหนดค่าเอาต์พุตสำหรับเชื่อมต่อเครื่องบันทึกหรือ PLC ได้ระหว่าง 0-20 หรือ 4-20 mA</p> <p>Inputs: BNC connector, Direct wire connection with amplified probe (supports HI 1006 series probes) and 4-20 mA from a transmitter</p> <ul> <li>Selectable manual ON, OFF and automatic dosing control for alkaline, acid and REDOX dosing with indicator</li> <li>Auto-diagnostic test for instrument status troubleshooting</li> <li>Operational mode LED indicators</li> <li>Supports potential matching pin connection</li> <li>Both 4-20 and 0-20 mA output</li> <li>±5V outputs for amplified electrodes</li> <li>Backlit LCD</li> <li>Transparent splash-proof cover</li> </ul> <p>This instrument allows the selection of a set point for oxidizing or reducing dosage.</p> <p>When used in conjunction with the HI8710 pH controller, the ODCD (ORP dosing consent device) function (featured by the HI8710) will ensure that the ORP dosage will start only when the pH level<br/> is correct.</p> <p>These instruments have been designed for easy and fast installation and are provided with membrane keypads on the front panel, large display, and autodiagnostic functions.</p> <p>Each model accepts either a direct input from an ORP electrode or from a transmitter through 4-20 mA input. The instrument also provides ±5V power output and input terminals for amplified electrodes.</p> <p>Moreover, you can choose the output configuration for connecting a recorder or a PLC, between 0-20 or 4-20 mA.</p> <p> </p> <p><strong>Order Information:</strong><br/> The HI 8720 is supplied complete with mounting brackets and instructions.</p> <div> <div><strong>Product Manuals</strong></div> <p><img align="absmiddle" alt="" border="0" decoding="async" height="22" loading="lazy" src="http://www.hannainst.com/usa/images/icon-pdf.gif" width="20"/> Manual: <a href="http://www.hannainst.com/manuals/man8711_09_09.pdf" rel="noopener" target="_blank" title="Download Product Manual">Download</a></p> </div> <p><strong>Specification :</strong></p> <table class="spec_table"> <tbody> <tr> <td><strong>Range</strong></td> <td></td> <td><small><span style="font-size: small;">±1999 mV</span></small></td> </tr> <tr> <td><strong>Resolution</strong></td> <td></td> <td><small><span style="font-size: small;">1 mV</span></small></td> </tr> <tr> <td><strong>Accuracy<br/> @ 20 °C</strong></td> <td></td> <td><small><span style="font-size: small;">±5 mV; ±0.5% (input from transmitter)</span></small></td> </tr> <tr> <td><strong>Input</strong></td> <td></td> <td><small><span style="font-size: small;">high impedance 10<sup>12</sup> Ohm; reference and matching pin inputs are available; 4-20 mA</span></small></td> </tr> <tr> <td><strong>Power Output</strong></td> <td></td> <td><small><span style="font-size: small;">±5 Vcc; 150 mA max load for amplified electrodes</span></small></td> </tr> <tr> <td><strong>Calibration</strong></td> <td></td> <td><small><span style="font-size: small;">offset: ±200 mV with CAL trimmer</span></small></td> </tr> <tr> <td><strong>Recorder Output</strong></td> <td></td> <td><small><span style="font-size: small;">0-20 mA or 4-20 mA (isolated)</span></small></td> </tr> <tr> <td><strong>Setpoint Relay</strong></td> <td></td> <td><small><span style="font-size: small;">1, isolated, 2 A, max 240 V, resistive load, 1000000 strokes (not fuse protected)</span></small></td> </tr> <tr> <td><strong>Setpoint Range</strong></td> <td></td> <td><small><span style="font-size: small;">±1999 mV</span></small></td> </tr> <tr> <td><strong>Alarm Relay</strong></td> <td></td> <td><small><span style="font-size: small;">1, isolated, 2 A, max 240 V, resistive load, 1000000 strokes (not fuse protected)</span></small></td> </tr> <tr> <td><strong>Alarm Range</strong></td> <td></td> <td><small><span style="font-size: small;">10 to 300 mV</span></small></td> </tr> <tr> <td><strong>Dosing Control</strong></td> <td></td> <td><small><span style="font-size: small;">OFF/AUTO/ON with selection switch</span></small></td> </tr> <tr> <td><strong>Over Dosing Control</strong></td> <td></td> <td><small><span style="font-size: small;">adjustable, from 5 min to 60 min with knob or disable by wire strap – on rear panel</span></small></td> </tr> <tr> <td><strong>Backlight</strong></td> <td></td> <td><small><span style="font-size: small;">continuous on</span></small></td> </tr> <tr> <td><strong>Power Supply</strong></td> <td></td> <td><small><span style="font-size: small;">115 VAC ±10% or 230 VAC ±10%; 50/60 Hz</span></small></td> </tr> <tr> <td><strong>Enclosure</strong></td> <td></td> <td><small><span style="font-size: small;">flame retardant ABS body and front panel; transparent splash-proof front cover</span></small></td> </tr> <tr> <td><strong>Environment</strong></td> <td></td> <td><small><span style="font-size: small;">-10 to 50°C (14 to 122°F); RH max 95% non-condensing</span></small></td> </tr> <tr> <td><strong>Panel Cutout</strong></td> <td></td> <td><small><span style="font-size: small;">141 x 69 mm (5.6 x 2.7’’)</span></small></td> </tr> <tr> <td><strong>Weight</strong></td> <td></td> <td><small><span style="font-size: small;">1 kg (2.2 lb.)</span></small></td> </tr> </tbody> </table> <p> </p> </div> | Inputs: BNC connector, Direct wire connection with amplified probe (supports HI 1006 series probes) and 4-20 mA from a transmitter | <div class="product-short-description"> <p>Inputs: BNC connector, Direct wire connection with amplified probe (supports HI 1006 series probes) and 4-20 mA from a transmitter</p> </div> | https://www.hannathailand.com/wp-content/uploads/2022/06/hi8720.jpg | เครื่องวัดปริมาณโครเมี่ยม ช่วงสูง รุ่น HI723 , เครื่องวัดปริมาณฟอสเฟต ช่วงสูง รุ่น HI717 , เครื่องวัดปริมาณคลอรีนรวม รุ่น HI711 , น้ำยามาตรฐานสอบเทียบ , เครื่องวัดปริมาณแอมโมเนีย ช่วงต่ำ รุ่น HI700 , เครื่องวัดปริมาณคลอรีนอิสระ รุ่น HI701 , น้ำยามาตรฐานสำหรับค่าโซเดียม , เครื่องวัดปริมาณซิลิกา ช่วงต่ำ ในตัวอย่างน้ำ รุ่น HI705 | <a class="woocommerce-LoopProduct-link woocommerce-loop-product__link" href="https://www.hannathailand.com/product/hi723-checker-hc-chromium-vi-hr/">เครื่องวัดปริมาณโครเมี่ยม ช่วงสูง รุ่น HI723</a> , <a class="woocommerce-LoopProduct-link woocommerce-loop-product__link" href="https://www.hannathailand.com/product/hi717-checker-hc-phosphate-hr/">เครื่องวัดปริมาณฟอสเฟต ช่วงสูง รุ่น HI717</a> , <a class="woocommerce-LoopProduct-link woocommerce-loop-product__link" href="https://www.hannathailand.com/product/hi711-checker-hc-total-chlorine/">เครื่องวัดปริมาณคลอรีนรวม รุ่น HI711</a> , <a class="woocommerce-LoopProduct-link woocommerce-loop-product__link" href="https://www.hannathailand.com/product/hi9828-25/">น้ำยามาตรฐานสอบเทียบ</a> , <a class="woocommerce-LoopProduct-link woocommerce-loop-product__link" href="https://www.hannathailand.com/product/hi700-checker-hc-ammonia-lr/">เครื่องวัดปริมาณแอมโมเนีย ช่วงต่ำ รุ่น HI700</a> , <a class="woocommerce-LoopProduct-link woocommerce-loop-product__link" href="https://www.hannathailand.com/product/hi701-checker-hc-free-chlorine/">เครื่องวัดปริมาณคลอรีนอิสระ รุ่น HI701</a> , <a class="woocommerce-LoopProduct-link woocommerce-loop-product__link" href="https://www.hannathailand.com/product/hi7090l/">น้ำยามาตรฐานสำหรับค่าโซเดียม</a> , <a class="woocommerce-LoopProduct-link woocommerce-loop-product__link" href="https://www.hannathailand.com/product/hi705-checker-hc-silica-lr/">เครื่องวัดปริมาณซิลิกา ช่วงต่ำ ในตัวอย่างน้ำ รุ่น HI705</a> | https://www.hannathailand.com/wp-content/uploads/2022/06/hi8720-600x600.jpg , https://www.hannathailand.com/wp-content/uploads/2022/06/8710side520a4f52c1d9c-600x600.jpg , https://www.hannathailand.com/wp-content/uploads/2022/06/8710frnt520a4f561961b-600x600.jpg , https://www.hannathailand.com/wp-content/uploads/2022/06/miniphotometerfurchromvihoch839_11-600x600.jpg , https://www.hannathailand.com/wp-content/uploads/2022/06/miniphotometerfurphosphathoch827_11-600x600.jpg , https://www.hannathailand.com/wp-content/uploads/2022/06/hi711_lg-600x600.jpg , https://www.hannathailand.com/wp-content/uploads/2021/07/8-500x500.jpg , https://www.hannathailand.com/wp-content/uploads/2022/06/hi700_400pxl-600x600.jpg , https://www.hannathailand.com/wp-content/uploads/2021/11/hi701-500x500.jpg , https://www.hannathailand.com/wp-content/uploads/2021/07/12-500x500.jpg , https://www.hannathailand.com/wp-content/uploads/2022/06/hi705400-600x600.jpg
57 | HI8733 EC Meter with Multi-Range 0.0 to 199.9 mS/cm ATC | สินค้าทั้งหมด | https://www.hannathailand.com/product-category/product-all/ | https://www.hannathailand.com/product/hi8733-ec-meter-with-multi-range-0-0-to-199-9-mscm-atc/ | HI8733 | 26,215.00 |  | <div aria-labelledby="tab-title-additional_information" class="woocommerce-Tabs-panel woocommerce-Tabs-panel--additional_information panel entry-content" id="tab-additional_information" role="tabpanel"> </div> | HI 8733 conductivity meter has been designed for use in areas of production and quality control. This meter utilizes four ring potentiometric probes that offer greater versatility over typical amperometric designs. These rugged probes are made of PVC—ideal for indoor, as well as outdoor measurements. HI 8733’s conductivity measurements can be automatically temperature compensated by using the HI 76302W probe with built-in temperature sensor. Four ring potentiometric probe On-screen operation guide Multiple scales cover a wide range Automatic Temperature Compensation Order Information: HI 8733 is supplied with HI 76302W conductivity probe, 12880 µS/cm HI 70030 calibration solution sachets (5), battery, instructions and rugged carrying case. Product Manuals Manual: Download Specification : 0.0 to 199.9 µS/cm; 0 to 1999 µS/cm; 0.00 to 19.99 mS/cm; 0.0 to 199.9 mS/cm Resolution 0.1 µS/cm; 1 µS/cm; 0.01 mS/cm; 0.1 mS/cm Accuracy @ 20°C ±1% F.S. (excluding probe error) Calibration manual, one point Temperature Compensation automatic, 0 to 50°C (32 to 122°F) with ß adjustable from 0 to 2.5%/°C Probe HI 76302W four ring conductivity probe with internal temperature sensor, DIN connector and 1 m (3.3’) cable (included) Battery Type / Life 9V / approximately 100 hours of continuous use Environment 0 to 50°C (32 to 122°F); RH max 100% Dimensions 145 x 80 x 36 mm (5.7 x 3.1 x 1.4’’) Weight 230 g (8.1 oz.) | <div aria-labelledby="tab-title-description" class="woocommerce-Tabs-panel woocommerce-Tabs-panel--description panel entry-content active" id="tab-description" role="tabpanel"> <p>HI 8733 conductivity meter has been designed for use in areas of production and quality control.</p> <p>This meter utilizes four ring potentiometric probes that offer greater versatility over typical amperometric designs. These rugged probes are made of PVC—ideal for indoor, as well as outdoor measurements.</p> <p>HI 8733’s conductivity measurements can be automatically temperature compensated by using the HI 76302W probe with built-in temperature sensor.</p> <p> </p> <ul> <li>Four ring potentiometric probe</li> <li>On-screen operation guide</li> <li>Multiple scales cover a wide range</li> <li>Automatic Temperature Compensation</li> </ul> <p><strong>Order Information:</strong> HI 8733 is supplied with HI 76302W conductivity probe, 12880 µS/cm HI 70030 calibration solution sachets (5), battery, instructions and rugged carrying case.</p> <div><strong>Product Manuals</strong></div> <p><img align="absmiddle" alt="" border="0" decoding="async" height="22" loading="lazy" src="http://www.hannainst.com/usa/images/icon-pdf.gif" width="20"/> Manual: <a href="http://www.hannainst.com/manuals/manHI_8633_8733_34.pdf" rel="noopener" target="_blank" title="Download Product Manual">Download</a></p> <p><strong>Specification :</strong></p> <table class="spec_table"> <tbody> <tr> <td> </td> <td> </td> <td><small>0.0 to 199.9 µS/cm; 0 to 1999 µS/cm; 0.00 to 19.99 mS/cm; 0.0 to 199.9 mS/cm</small></td> </tr> <tr> <td><strong>Resolution</strong></td> <td> </td> <td><small>0.1 µS/cm; 1 µS/cm; 0.01 mS/cm; 0.1 mS/cm</small></td> </tr> <tr> <td><strong>Accuracy @ 20°C</strong></td> <td> </td> <td><small>±1% F.S. (excluding probe error)</small></td> </tr> <tr> <td><strong>Calibration</strong></td> <td> </td> <td><small>manual, one point</small></td> </tr> <tr> <td><strong>Temperature Compensation</strong></td> <td> </td> <td><small>automatic, 0 to 50°C (32 to 122°F) with ß adjustable from 0 to 2.5%/°C</small></td> </tr> <tr> <td><strong>Probe</strong></td> <td> </td> <td><small>HI 76302W four ring conductivity probe with internal temperature sensor, DIN connector and 1 m (3.3’) cable (included)</small></td> </tr> <tr> <td><strong>Battery Type / Life</strong></td> <td> </td> <td><small>9V / approximately 100 hours of continuous use</small></td> </tr> <tr> <td><strong>Environment</strong></td> <td> </td> <td><small>0 to 50°C (32 to 122°F); RH max 100%</small></td> </tr> <tr> <td><strong>Dimensions</strong></td> <td> </td> <td><small>145 x 80 x 36 mm (5.7 x 3.1 x 1.4’’)</small></td> </tr> <tr> <td><strong>Weight</strong></td> <td> </td> <td><small>230 g (8.1 oz.)</small></td> </tr> </tbody> </table> <p><strong> </strong></p> </div> | Multi-Range EC meters with HI 76302W probe. With ATC – Automatic Temperature Compensation. 0.0 to 199.9 mS / cm. | <div class="product-short-description"> <p>Multi-Range EC meters with HI 76302W probe.<br/> With ATC – Automatic Temperature Compensation.<br/> 0.0 to 199.9 mS / cm.</p> </div> | https://www.hannathailand.com/wp-content/uploads/2022/06/echandmessgeratmitmultimessbereich1063_11.jpg | เครื่องวัดปริมาณฟอสฟอรัส ช่วงสูง รุ่น HI706 , ซัลไฟด์สารต้านอนุมูลอิสระบัฟเฟอร์ , เครื่องวัดปริมาณฟลูออไรด์ ช่วงต่ำ รุ่น HI729 , เครื่องวัดปริมาณคลอรีนอิสระ รุ่น HI701 , เครื่องวัดปริมาณโบรมีน ในตัวอย่างน้ำ รุ่น HI716 , น้ำยามาตรฐานสอบเทียบ ค่ามาตรฐานความเค็ม , น้ำยามาตรฐานสอบเทียบ , สารละลายมาตรฐานความขุ่น 20 NTU | <a class="woocommerce-LoopProduct-link woocommerce-loop-product__link" href="https://www.hannathailand.com/product/hi706-checker-hc-phosphorous-hr/">เครื่องวัดปริมาณฟอสฟอรัส ช่วงสูง รุ่น HI706</a> , <a class="woocommerce-LoopProduct-link woocommerce-loop-product__link" href="https://www.hannathailand.com/product/hi4015-00/">ซัลไฟด์สารต้านอนุมูลอิสระบัฟเฟอร์</a> , <a class="woocommerce-LoopProduct-link woocommerce-loop-product__link" href="https://www.hannathailand.com/product/hi729-checker-hc-fluoride-lr/">เครื่องวัดปริมาณฟลูออไรด์ ช่วงต่ำ รุ่น HI729</a> , <a class="woocommerce-LoopProduct-link woocommerce-loop-product__link" href="https://www.hannathailand.com/product/hi701-checker-hc-free-chlorine/">เครื่องวัดปริมาณคลอรีนอิสระ รุ่น HI701</a> , <a class="woocommerce-LoopProduct-link woocommerce-loop-product__link" href="https://www.hannathailand.com/product/hi716-checker-hc-bromine/">เครื่องวัดปริมาณโบรมีน ในตัวอย่างน้ำ รุ่น HI716</a> , <a class="woocommerce-LoopProduct-link woocommerce-loop-product__link" href="https://www.hannathailand.com/product/hi7080l/">น้ำยามาตรฐานสอบเทียบ ค่ามาตรฐานความเค็ม</a> , <a class="woocommerce-LoopProduct-link woocommerce-loop-product__link" href="https://www.hannathailand.com/product/hi9828-25/">น้ำยามาตรฐานสอบเทียบ</a> , <a class="woocommerce-LoopProduct-link woocommerce-loop-product__link" href="https://www.hannathailand.com/product/hi93102-20/">สารละลายมาตรฐานความขุ่น 20 NTU</a> | https://www.hannathailand.com/wp-content/uploads/2022/06/hi706_400-600x600.jpg , https://www.hannathailand.com/wp-content/uploads/2021/07/7-500x500.jpg , https://www.hannathailand.com/wp-content/uploads/2022/06/miniphotometerfurfluoridniedrig844_11-600x600.jpg , https://www.hannathailand.com/wp-content/uploads/2021/11/hi701-500x500.jpg , https://www.hannathailand.com/wp-content/uploads/2022/06/miniphotometerfurfreiesgesamtchlor704_11-600x600.jpg , https://www.hannathailand.com/wp-content/uploads/2021/07/11-500x500.jpg , https://www.hannathailand.com/wp-content/uploads/2021/07/8-500x500.jpg , https://www.hannathailand.com/wp-content/uploads/2021/07/9-500x500.jpg
58 | HI8734 TDS Meter with Multi-Range 0.0 to 19.99 g/L (ppt). | สินค้าทั้งหมด | https://www.hannathailand.com/product-category/product-all/ | https://www.hannathailand.com/product/hi8734-tds-meter-with-multi-range-0-0-to-19-99-gl-ppt/ | HI8734 | 25,573.00 |  | <div aria-labelledby="tab-title-additional_information" class="woocommerce-Tabs-panel woocommerce-Tabs-panel--additional_information panel entry-content" id="tab-additional_information" role="tabpanel"> </div> | HI 8734 has not only been specifically designed for the water conditioning industry, but particularly in the softening, demineralization, reverse osmosis and drinking water applications. Three ranges of measurement ensure the highest accuracy possible. All three ranges can be executed at the touch of a button, without having to change the conductivity probe. This makes it very easy to switch applications without having to worry about recalibration. To enhance accuracy and efficiency, MTC (Manual Temperature Compensation) is available using a knob on the front panel. For the best protection in the field, the four ring potentiometric probe is made of rugged PVC. To access difficult areas, the probe is supplied with a 1 m (3.3′) cable. The ratio between conductivity and TDS is factory set at 0.5. Order Information: HI 8734 is supplied with HI 76301D conductivity probe, HI 70032 1382 mg/L (ppm) calibration solution sachet, battery, instructions and rugged carrying case. Product Manuals Manual: Download Specification : Range 0.0 to 199.9 mg/L (ppm); 0 to 1999 mg/L (ppm); 0.00 to 19.99 g/L (ppt) Resolution 0.1 mg/L (ppm); 1 mg/L (ppm); 0.01 g/L (ppt) Accuracy ±1% F.S. (excluding probe error) Calibration manual, 1 point Temperature Compensation manual, 0 to 50°C (32 to 122°F) with ß=2%/°C Probe HI 76301D four ring conductivity probe with DIN connector and 1 m (3.3’) cable (included) Battery Type / Life 9V / approximately 100 hours of continuous use Environment 0 to 50°C (32 to 122°F); RH max 100% Dimensions 145 x 80 x 36 mm (5.7 x 3.1 x 1.4’’) Weight 230 g (8.1 oz.) | <div aria-labelledby="tab-title-description" class="woocommerce-Tabs-panel woocommerce-Tabs-panel--description panel entry-content active" id="tab-description" role="tabpanel"> <p style="text-align: justify;">HI 8734 has not only been specifically designed for the water conditioning industry, but particularly in the softening, demineralization, reverse osmosis and drinking water applications.</p> <p style="text-align: justify;">Three ranges of measurement ensure the highest accuracy possible. All three ranges can be executed at the touch of a button, without having to change the conductivity probe. This makes it very easy to switch applications without having to worry about recalibration.</p> <p style="text-align: justify;">To enhance accuracy and efficiency, MTC (Manual Temperature Compensation) is available using a knob on the front panel.</p> <p style="text-align: justify;">For the best protection in the field, the four ring potentiometric probe is made of rugged PVC. To access difficult areas, the probe is supplied with a 1 m (3.3′) cable. The ratio between conductivity and TDS is factory set at 0.5.</p> <p style="text-align: justify;"> </p> <p style="text-align: justify;"><strong>Order Information:</strong> HI 8734 is supplied with HI 76301D conductivity probe, HI 70032 1382 mg/L (ppm) calibration solution sachet, battery, instructions and rugged carrying case.</p> <div><strong>Product Manuals</strong></div> <p style="text-align: justify;"><img align="absmiddle" alt="" border="0" decoding="async" height="22" loading="lazy" src="http://www.hannainst.com/usa/images/icon-pdf.gif" width="20"/> Manual: <a href="http://www.hannainst.com/manuals/man8734y_14_07_10.pdf" rel="noopener" target="_blank" title="Download Product Manual">Download</a></p> <p><strong>Specification :</strong></p> <table class="spec_table"> <tbody> <tr> <td>Range</td> <td> </td> <td>0.0 to 199.9 mg/L (ppm); 0 to 1999 mg/L (ppm); 0.00 to 19.99 g/L (ppt)</td> </tr> <tr> <td>Resolution</td> <td> </td> <td>0.1 mg/L (ppm); 1 mg/L (ppm); 0.01 g/L (ppt)</td> </tr> <tr> <td>Accuracy</td> <td> </td> <td>±1% F.S. (excluding probe error)</td> </tr> <tr> <td>Calibration</td> <td> </td> <td>manual, 1 point</td> </tr> <tr> <td>Temperature Compensation</td> <td> </td> <td>manual, 0 to 50°C (32 to 122°F) with ß=2%/°C</td> </tr> <tr> <td>Probe</td> <td> </td> <td>HI 76301D four ring conductivity probe with DIN connector and 1 m (3.3’) cable (included)</td> </tr> <tr> <td>Battery Type / Life</td> <td> </td> <td>9V / approximately 100 hours of continuous use</td> </tr> <tr> <td>Environment</td> <td> </td> <td>0 to 50°C (32 to 122°F); RH max 100%</td> </tr> <tr> <td>Dimensions</td> <td> </td> <td>145 x 80 x 36 mm (5.7 x 3.1 x 1.4’’)</td> </tr> <tr> <td>Weight</td> <td> </td> <td>230 g (8.1 oz.)</td> </tr> </tbody> </table> <p><strong> </strong></p> </div> | Multi-range hand-TDS meter probe incl HI 76301D, DIN connector, 1 m cable. Ranges: 0.0 to 199.9 mg / L (ppm) 0 to 1999 mg / L (ppm) 0.00 to 19.99 g / L (ppt). | <div class="product-short-description"> <p>Multi-range hand-TDS meter probe incl HI 76301D, DIN connector, 1 m cable.<br/> Ranges: 0.0 to 199.9 mg / L (ppm) 0 to 1999 mg / L (ppm) 0.00 to 19.99 g / L (ppt).</p> </div> | https://www.hannathailand.com/wp-content/uploads/2022/06/tdshandmessgeratmit3bereichen1064_11.jpg | เครื่องควบคุมค่าความนำไฟฟ้า , เครื่องวัดปริมาณโครเมี่ยม ช่วงสูง รุ่น HI723 , เครื่องวัดปริมาณไอโอดีน รุ่น HI718 , เครื่องวัดปริมาณคลอรีนอิสระ รุ่น HI701 , เครื่องวัดปริมาณฟอสเฟต ช่วงต่ำ รุ่น HI713 , เครื่องวัดปริมาณคลอรีนรวม รุ่น HI711 , เครื่องวัดปริมาณฟอสฟอรัส ช่วงต่ำมาก รุ่น HI736 , เครื่องวัดปริมาณไนไตรท์ ช่วงสูง ในตัวอย่างน้ำ รุ่น HI708 | <a class="woocommerce-LoopProduct-link woocommerce-loop-product__link" href="https://www.hannathailand.com/product/hi8931cn/">เครื่องควบคุมค่าความนำไฟฟ้า</a> , <a class="woocommerce-LoopProduct-link woocommerce-loop-product__link" href="https://www.hannathailand.com/product/hi723-checker-hc-chromium-vi-hr/">เครื่องวัดปริมาณโครเมี่ยม ช่วงสูง รุ่น HI723</a> , <a class="woocommerce-LoopProduct-link woocommerce-loop-product__link" href="https://www.hannathailand.com/product/hi718-checker-hc-iodine/">เครื่องวัดปริมาณไอโอดีน รุ่น HI718</a> , <a class="woocommerce-LoopProduct-link woocommerce-loop-product__link" href="https://www.hannathailand.com/product/hi701-checker-hc-free-chlorine/">เครื่องวัดปริมาณคลอรีนอิสระ รุ่น HI701</a> , <a class="woocommerce-LoopProduct-link woocommerce-loop-product__link" href="https://www.hannathailand.com/product/hi713-checker-hc-phosphate-lr/">เครื่องวัดปริมาณฟอสเฟต ช่วงต่ำ รุ่น HI713</a> , <a class="woocommerce-LoopProduct-link woocommerce-loop-product__link" href="https://www.hannathailand.com/product/hi711-checker-hc-total-chlorine/">เครื่องวัดปริมาณคลอรีนรวม รุ่น HI711</a> , <a class="woocommerce-LoopProduct-link woocommerce-loop-product__link" href="https://www.hannathailand.com/product/phosphorous-marine/">เครื่องวัดปริมาณฟอสฟอรัส ช่วงต่ำมาก รุ่น HI736</a> , <a class="woocommerce-LoopProduct-link woocommerce-loop-product__link" href="https://www.hannathailand.com/product/hi708-checker-hc-nitrite-hr/">เครื่องวัดปริมาณไนไตรท์ ช่วงสูง ในตัวอย่างน้ำ รุ่น HI708</a> | https://www.hannathailand.com/wp-content/uploads/2021/07/2-500x500.jpg , https://www.hannathailand.com/wp-content/uploads/2022/06/miniphotometerfurchromvihoch839_11-600x600.jpg , https://www.hannathailand.com/wp-content/uploads/2022/06/miniphotometerfuriod829_11-600x600.jpg , https://www.hannathailand.com/wp-content/uploads/2021/11/hi701-500x500.jpg , https://www.hannathailand.com/wp-content/uploads/2022/06/hi713_lg51caffcdce23e-600x600.jpg , https://www.hannathailand.com/wp-content/uploads/2022/06/hi711_lg-600x600.jpg , https://www.hannathailand.com/wp-content/uploads/2021/12/HI736-600x600.jpg , https://www.hannathailand.com/wp-content/uploads/2022/06/miniphotometerfurnitrithoch2420_11-600x600.jpg
59 | HI88703 Precision Turbidity Benchtop Meter, USEPA Compliant | สินค้าทั้งหมด | https://www.hannathailand.com/product-category/product-all/ | https://www.hannathailand.com/product/hi88703-precision-turbidity-benchtop-meter-usepa-compliant/ | HI88703-02 | 112,350.00 |  | <div aria-labelledby="tab-title-additional_information" class="woocommerce-Tabs-panel woocommerce-Tabs-panel--additional_information panel entry-content" id="tab-additional_information" role="tabpanel"> </div> | เครื่องวัดความขุ่นแบบตั้งโต๊ะ HI 88703 ออกแบบมาเป็นพิเศษสำหรับการวัดคุณภาพน้ำ ให้การอ่านค่าที่เชื่อถือได้และแม่นยำในช่วงความขุ่นต่ำ เครื่องมือนี้มีโหมดการอ่านตามมาตรฐาน EPA ซึ่งจะปัดเศษการอ่าน เพื่อให้เป็นไปตามข้อกำหนดการรายงานของ EPA มีหน่วยวัด EBC และ Nephelos ทางเลือกให้เลือก สามารถเลือกการวัดแบบปกติ แบบต่อเนื่อง หรือแบบเฉลี่ยสัญญาณได้ ทั้งนี้ขึ้นอยู่กับตัวอย่างที่วัดได้และความแม่นยำที่ต้องการ การสอบเทียบสอง สาม สี่ หรือห้าจุดสามารถทำได้โดยใช้มาตรฐานที่ให้มา เมื่อใช้มาตรฐานที่ผู้ใช้เตรียมไว้ จุดสอบเทียบจะสามารถแก้ไขได้ H 88703 มีฟังก์ชัน GLP (Good Laboratory Practice) ที่สมบูรณ์ซึ่งช่วยให้สามารถตรวจสอบย้อนกลับสภาวะการสอบเทียบได้ สามารถตรวจสอบจุดสอบเทียบ เวลา และวันที่ล่าสุดได้ สามารถจัดเก็บการวัดได้สูงสุด 200 รายการในหน่วยความจำภายใน สามารถถ่ายโอนข้อมูลไปยังพีซีผ่านสาย USB HI 920013 ซึ่งเป็นอุปกรณ์เสริมและซอฟต์แวร์ที่เข้ากันได้กับ Windows® HI 92000 Two measuring ranges: Ratio turbidity, non-ratio turbidity Meets USEPA requirements GLP features Two, three, four or five point turbidity calibration USB PC connectivity Log up to 200 measurements Contextual help and tutorial mode The HI 88703 turbidity benchtop meter is specially designed for water quality measurements, providing reliable and accurate readings on low turbidity ranges. This instrument has an EPA compliance reading mode which rounds the reading to meet EPA reporting requirements. Alternative EBC and Nephelos measuring units are available. Depending on the measured sample and needed accuracy, normal, continuous or signal averaging measurement can be selected. A two, three, four or five-point calibration could be performed by using the supplied standards. When user prepared standards are used, calibration points can be modified. H 88703 features complete GLP (Good Laboratory Practice) functions that allows traceability of the calibration conditions. The last calibration points, time and date can be checked. Up to 200 measurements can be stored in internal memory. Data can be transferred to a PC via optional HI 920013 USB cable and HI 92000 Windows® compatible software. Order Information: HI 88703-02 (230V) is supplied with sample cuvettes and caps (5), calibration cuvettes, silicone oil (HI 93703-58), tissue for wiping cuvettes, power cord and instruction manual. Product Manuals Manual: Download Specifications : Non Ratio Mode 0.00 to 9.99; 10.0 to 40.0 NTU; 0.0 to 99.9; 100 to 268 Nephelos 0.00 to 9.80 EBC Ratio Mode 0.00 to 9.99; 10.0 to 99.9; 100 to 4000 NTU 0.0 to 99.9; 100 to 26800 Nephelos 0.00 to 9.99; 10.0 to 99.9; 100 to 980 EBC Resolution Non Ratio Mode 0.01; 0.1 NTU 0.1; 1 Nephelos; 0.01 EBC Ratio Mode 0.01; 0.1; 1 NTU 0.1; 1 Nephelos 0.01; 0.1, 1 EBC Range Selection automatic Accuracy @25°C ±2% of reading plus 0.02 NTU (0.15 Nephelos; 0.01 EBC) ±5% of reading above 1000 NTU (6700 Nephelos; 245 EBC) Repeatability ±1% of reading or 0.02 NTU (0.15 Nephelos; 0.01 EBC)whichever is greater Stray Light < 0.02 NTU (0.15 Nephelos; 0.01 EBC) Light Detector silicon photocell Method Nephelometric method (90°) or Ratio Nephelometric Method(90° & 180°), Adaptation of the USEPA Method 108.1 and Standard Method 2130 B. Measuring Mode normal, average, continuous Turbidity Standards <0.1, 15, 100, 750 and 2000 NTU Calibration two, three, four or five-point calibration Light Source/Life tungsten filament lamp / greater than 100,000 readings Display 40 x 70 mm graphic LCD (64 x 128 pixels) with backlight Log Memory 200 records PC Interface USB Environment 0°C (32°F) to 50°C (122°F); max 95% RH non-condensing Power Supply 230 V/50 Hz or 115 V/60 Hz 20 W; auto-off after 15 minutes of non-use Dimensions 230 x 200 x 145 mm (9 x 7.9 x 5.7”) Weight 2.5 Kg (88 oz.) | <div aria-labelledby="tab-title-description" class="woocommerce-Tabs-panel woocommerce-Tabs-panel--description panel entry-content active" id="tab-description" role="tabpanel"> <p>เครื่องวัดความขุ่นแบบตั้งโต๊ะ HI 88703 ออกแบบมาเป็นพิเศษสำหรับการวัดคุณภาพน้ำ ให้การอ่านค่าที่เชื่อถือได้และแม่นยำในช่วงความขุ่นต่ำ</p> <p>เครื่องมือนี้มีโหมดการอ่านตามมาตรฐาน EPA ซึ่งจะปัดเศษการอ่าน<br/> เพื่อให้เป็นไปตามข้อกำหนดการรายงานของ EPA มีหน่วยวัด EBC และ Nephelos ทางเลือกให้เลือก สามารถเลือกการวัดแบบปกติ แบบต่อเนื่อง หรือแบบเฉลี่ยสัญญาณได้ ทั้งนี้ขึ้นอยู่กับตัวอย่างที่วัดได้และความแม่นยำที่ต้องการ</p> <p>การสอบเทียบสอง สาม สี่ หรือห้าจุดสามารถทำได้โดยใช้มาตรฐานที่ให้มา เมื่อใช้มาตรฐานที่ผู้ใช้เตรียมไว้ จุดสอบเทียบจะสามารถแก้ไขได้<br/> H 88703 มีฟังก์ชัน GLP (Good Laboratory Practice) ที่สมบูรณ์ซึ่งช่วยให้สามารถตรวจสอบย้อนกลับสภาวะการสอบเทียบได้ สามารถตรวจสอบจุดสอบเทียบ เวลา และวันที่ล่าสุดได้</p> <p>สามารถจัดเก็บการวัดได้สูงสุด 200 รายการในหน่วยความจำภายใน สามารถถ่ายโอนข้อมูลไปยังพีซีผ่านสาย USB HI 920013 ซึ่งเป็นอุปกรณ์เสริมและซอฟต์แวร์ที่เข้ากันได้กับ Windows® HI 92000</p> <p>Two measuring ranges: Ratio turbidity, non-ratio turbidity</p> <ul> <li>Meets USEPA requirements</li> <li>GLP features</li> <li>Two, three, four or five point turbidity calibration</li> <li>USB PC connectivity</li> <li>Log up to 200 measurements</li> <li>Contextual help and tutorial mode</li> </ul> <p> </p> <p>The HI 88703 turbidity benchtop meter is specially designed for water quality measurements, providing reliable and accurate readings on low turbidity ranges.</p> <p>This instrument has an EPA compliance reading mode which rounds the reading<br/> to meet EPA reporting requirements. Alternative EBC and Nephelos measuring units are available. Depending on the measured sample and needed accuracy, normal, continuous or signal averaging measurement can be selected.</p> <p>A two, three, four or five-point calibration could be performed by using the supplied standards. When user prepared standards are used, calibration points can be modified.<br/> H 88703 features complete GLP (Good Laboratory Practice) functions that allows traceability of the calibration conditions. The last calibration points, time and date can be checked.</p> <p>Up to 200 measurements can be stored in internal memory. Data can be transferred to a PC via optional HI 920013 USB cable and HI 92000 Windows® compatible software.</p> <p> </p> <p><strong>Order Information:</strong><br/> HI 88703-02 (230V) is supplied with sample cuvettes and caps (5), calibration cuvettes, silicone oil (HI 93703-58), tissue for wiping cuvettes, power cord and instruction manual.</p> <div><strong>Product Manuals</strong></div> <p><img align="absmiddle" alt="" border="0" decoding="async" height="22" loading="lazy" src="http://www.hannainst.com/usa/images/icon-pdf.gif" width="20"/> Manual: <a href="http://www.hannainst.com/manuals/manHI_88703.pdf" rel="noopener" target="_blank" title="Download Product Manual">Download</a></p> <p><strong>Specifications :</strong></p> <table class="spec_table"> <tbody> <tr> <td><strong><small><span style="font-size: small;">Non Ratio Mode</span></small></strong></td> <td><small><span style="font-size: small;">0.00 to 9.99; 10.0 to 40.0 NTU;<br/> 0.0 to 99.9; 100 to 268 Nephelos<br/> 0.00 to 9.80 EBC</span></small></td> </tr> <tr> <td></td> <td><strong><small><span style="font-size: small;">Ratio Mode</span></small></strong></td> <td><small><span style="font-size: small;">0.00 to 9.99; 10.0 to 99.9; 100 to 4000 NTU<br/> 0.0 to 99.9; 100 to 26800 Nephelos<br/> 0.00 to 9.99; 10.0 to 99.9; 100 to 980 EBC</span></small></td> </tr> <tr> <td><strong>Resolution</strong></td> <td><strong><small><span style="font-size: small;">Non Ratio Mode</span></small></strong></td> <td><small><span style="font-size: small;">0.01; 0.1 NTU 0.1; 1 Nephelos; 0.01 EBC</span></small></td> </tr> <tr> <td></td> <td><strong><small><span style="font-size: small;">Ratio Mode</span></small></strong></td> <td><small><span style="font-size: small;">0.01; 0.1; 1 NTU 0.1; 1 Nephelos 0.01; 0.1, 1 EBC</span></small></td> </tr> <tr> <td><strong>Range Selection</strong></td> <td></td> <td><small><span style="font-size: small;">automatic</span></small></td> </tr> <tr> <td><strong>Accuracy @25°C</strong></td> <td></td> <td><small><span style="font-size: small;">±2% of reading plus 0.02 NTU (0.15 Nephelos; 0.01 EBC)<br/> ±5% of reading above 1000 NTU (6700 Nephelos; 245 EBC)</span></small></td> </tr> <tr> <td><strong>Repeatability</strong></td> <td></td> <td><small><span style="font-size: small;">±1% of reading or 0.02 NTU (0.15 Nephelos; 0.01 EBC)whichever is greater</span></small></td> </tr> <tr> <td><strong>Stray Light</strong></td> <td></td> <td><small><span style="font-size: small;">&lt; 0.02 NTU (0.15 Nephelos; 0.01 EBC)</span></small></td> </tr> <tr> <td><strong>Light Detector</strong></td> <td></td> <td><small><span style="font-size: small;">silicon photocell</span></small></td> </tr> <tr> <td><strong>Method</strong></td> <td></td> <td><small><span style="font-size: small;">Nephelometric method (90°) or Ratio Nephelometric Method(90° &amp; 180°), Adaptation of the USEPA Method 108.1 and Standard Method 2130 B.</span></small></td> </tr> <tr> <td><strong>Measuring Mode</strong></td> <td></td> <td><small><span style="font-size: small;">normal, average, continuous</span></small></td> </tr> <tr> <td><strong>Turbidity Standards</strong></td> <td></td> <td><small><span style="font-size: small;">&lt;0.1, 15, 100, 750 and 2000 NTU</span></small></td> </tr> <tr> <td><strong>Calibration</strong></td> <td></td> <td><small><span style="font-size: small;">two, three, four or five-point calibration</span></small></td> </tr> <tr> <td><strong>Light Source/Life</strong></td> <td></td> <td><small><span style="font-size: small;">tungsten filament lamp / greater than 100,000 readings</span></small></td> </tr> <tr> <td><strong>Display</strong></td> <td></td> <td><small><span style="font-size: small;">40 x 70 mm graphic LCD (64 x 128 pixels) with backlight</span></small></td> </tr> <tr> <td><strong>Log Memory</strong></td> <td></td> <td><small><span style="font-size: small;">200 records</span></small></td> </tr> <tr> <td><strong>PC Interface</strong></td> <td></td> <td><small><span style="font-size: small;">USB</span></small></td> </tr> <tr> <td><strong>Environment</strong></td> <td></td> <td><small><span style="font-size: small;">0°C (32°F) to 50°C (122°F); max 95% RH non-condensing</span></small></td> </tr> <tr> <td><strong>Power Supply</strong></td> <td></td> <td><small><span style="font-size: small;">230 V/50 Hz or 115 V/60 Hz 20 W; auto-off after 15 minutes of non-use</span></small></td> </tr> <tr> <td><strong>Dimensions</strong></td> <td></td> <td><small><span style="font-size: small;">230 x 200 x 145 mm (9 x 7.9 x 5.7”)</span></small></td> </tr> <tr> <td><strong>Weight</strong></td> <td></td> <td><small><span style="font-size: small;">2.5 Kg (88 oz.)</span></small></td> </tr> </tbody> </table> <p> </p> </div> | The HI 88703 turbidity benchtop meter is specially designed for water quality measurements, providing reliable and accurate readings on low turbidity ranges. | <div class="product-short-description"> <p>The HI 88703 turbidity benchtop meter is specially designed for water quality measurements, providing reliable and accurate readings on low turbidity ranges.</p> </div> | https://www.hannathailand.com/wp-content/uploads/2022/06/trubungslabormessgeratusepa1066_11.jpg | เครื่องวัดคลอรีน , สารละลายมาตรฐานความขุ่น 20 NTU , เครื่องวัดปริมาณคลอรีนอิสระ รุ่น HI701 , น้ำยามาตรฐานสอบเทียบ , เครื่องวัดปริมาณฟอสฟอรัส ช่วงสูง รุ่น HI706 , เครื่องควบคุมค่าความนำไฟฟ้า , เครื่องวัดปริมาณไนไตรท์ ช่วงต่ำ รุ่น HI707 , เครื่องวัดปริมาณแอมโมเนีย ช่วงสูง รุ่น HI733 | <a class="woocommerce-LoopProduct-link woocommerce-loop-product__link" href="https://www.hannathailand.com/product/free-chlorine/">เครื่องวัดคลอรีน</a> , <a class="woocommerce-LoopProduct-link woocommerce-loop-product__link" href="https://www.hannathailand.com/product/hi93102-20/">สารละลายมาตรฐานความขุ่น 20 NTU</a> , <a class="woocommerce-LoopProduct-link woocommerce-loop-product__link" href="https://www.hannathailand.com/product/hi701-checker-hc-free-chlorine/">เครื่องวัดปริมาณคลอรีนอิสระ รุ่น HI701</a> , <a class="woocommerce-LoopProduct-link woocommerce-loop-product__link" href="https://www.hannathailand.com/product/hi9828-25/">น้ำยามาตรฐานสอบเทียบ</a> , <a class="woocommerce-LoopProduct-link woocommerce-loop-product__link" href="https://www.hannathailand.com/product/hi706-checker-hc-phosphorous-hr/">เครื่องวัดปริมาณฟอสฟอรัส ช่วงสูง รุ่น HI706</a> , <a class="woocommerce-LoopProduct-link woocommerce-loop-product__link" href="https://www.hannathailand.com/product/hi8931cn/">เครื่องควบคุมค่าความนำไฟฟ้า</a> , <a class="woocommerce-LoopProduct-link woocommerce-loop-product__link" href="https://www.hannathailand.com/product/hi707-checker-hc-nitrite-lr/">เครื่องวัดปริมาณไนไตรท์ ช่วงต่ำ รุ่น HI707</a> , <a class="woocommerce-LoopProduct-link woocommerce-loop-product__link" href="https://www.hannathailand.com/product/hi733-checker-hc-ammonia-hr/">เครื่องวัดปริมาณแอมโมเนีย ช่วงสูง รุ่น HI733</a> | https://www.hannathailand.com/wp-content/uploads/2021/07/1-500x500.jpg , https://www.hannathailand.com/wp-content/uploads/2021/07/9-500x500.jpg , https://www.hannathailand.com/wp-content/uploads/2021/11/hi701-500x500.jpg , https://www.hannathailand.com/wp-content/uploads/2021/07/8-500x500.jpg , https://www.hannathailand.com/wp-content/uploads/2022/06/hi706_400-600x600.jpg , https://www.hannathailand.com/wp-content/uploads/2021/07/2-500x500.jpg , https://www.hannathailand.com/wp-content/uploads/2022/06/hi707400-600x600.jpg , https://www.hannathailand.com/wp-content/uploads/2022/06/miniphotometerfurammoniumhoch2418_11-600x600.jpg
60 | HI88713 Benchtop Turbidity, ISO 7027 | สินค้าทั้งหมด | https://www.hannathailand.com/product-category/product-all/ | https://www.hannathailand.com/product/hi88713-benchtop-turbidity-iso-7027/ | HI88713-02 | 112,350.00 |  | <div aria-labelledby="tab-title-additional_information" class="woocommerce-Tabs-panel woocommerce-Tabs-panel--additional_information panel entry-content" id="tab-additional_information" role="tabpanel"> </div> | เครื่องวัดความขุ่นแบบตั้งโต๊ะ HI88713 ตรงตามและเกินกว่าข้อกำหนดของมาตรฐาน ISO 7027 HI 88713 ใช้ระบบออพติคอลซึ่งรับประกันผลลัพธ์ที่แม่นยำ ความเสถียรในระยะยาว และลดแสงรบกวนและสีรบกวนให้เหลือน้อยที่สุด นอกจากนี้ยังชดเชยความแปรผันของความเข้มของ LED ซึ่งจำกัดความจำเป็นในการสอบเทียบบ่อยครั้ง สามารถเลือกการวัดแบบปกติ แบบต่อเนื่อง หรือแบบเฉลี่ยสัญญาณได้ ทั้งนี้ขึ้นอยู่กับตัวอย่างที่วัดได้และความแม่นยำที่ต้องการ การสอบเทียบสอง สาม สี่ หรือห้าจุดสามารถทำได้โดยใช้มาตรฐานที่ให้มา จุดสอบเทียบสามารถแก้ไขได้เมื่อใช้มาตรฐานที่ผู้ใช้เตรียมไว้ เครื่องวัดความขุ่นแบบตั้งโต๊ะ HI 88713 มีฟังก์ชัน GLP (Good Laboratory Practice) ครบถ้วน ซึ่งช่วยให้สามารถตรวจสอบย้อนกลับของสภาวะการสอบเทียบได้ เครื่องวัดความขุ่นแบบตั้งโต๊ะ HI 88713 มีอินเทอร์เฟซที่ใช้งานง่ายพร้อมจอ LCD กราฟิกที่เข้าใจง่าย ความช่วยเหลือตามบริบทที่ครอบคลุมสามารถทำได้ด้วยการกดปุ่มง่ายๆ นอกจากนี้ โหมดการสอนการใช้งานจะแนะนำผู้ใช้ทีละขั้นตอนตลอดกระบวนการวิเคราะห์ สามารถจัดเก็บการวัดได้สูงสุด 200 รายการในหน่วยความจำภายใน สามารถถ่ายโอนข้อมูลไปยังพีซีผ่านสาย USB HI 920013 ซึ่งเป็นอุปกรณ์เสริมและซอฟต์แวร์ที่เข้ากันได้กับ Windows® HI 92000 Graphic display, backlit LCD Two, three, four or five point calibration GLP features Log up to 200 records Contextual help and tutorial mode USB PC connectivity The HI 88713 turbidity bench meter meets and exceeds the requirements of the ISO 7027 standard. HI 88713 is based on an optical system which guarantees accurate results, long term stability and minimizes stray light and color interferences. It also compensates for variations in intensity of the LED, limiting the need for frequent calibration. Depending on the measured sample and needed accuracy, normal, continuous or signal averaging measurement can be selected. A two, three, four or five-point calibration can be performed using the supplied standards. Calibration points can be modified when user prepared standards are used. The HI 88713 turbidity bench meter has complete GLP (Good Laboratory Practice) functions that allow traceability of the calibration conditions. The HI 88713 turbidity bench meter has a user-friendly interface with an easy to understand, graphic LCD. Comprehensive contextual help is available at a simple key press. Furthermore, a tutorial mode of operation guides the user step by step through the analysis process. Up to 200 measurements can be stored in internal memory. Data can be transferred to a PC via optional HI 920013 USB cable and HI 92000 Windows® compatible software. Order Information: HI 88713-02 (230V) is supplied with sample cuvettes and caps (6), calibration cuvettes, silicone oil, tissue for wiping cuvettes, power adapter and instruction manual. Product Manuals Manual: Download Specification : Range FNU Mode 0.00 to 9.99; 10.0 to 99.9; 100 to 1000 FNU FAU Mode 10.0 to 99.9; 100 to 4000 FAU NTU Ratio Mode 0.00 to 9.99; 10.0 to 99.9; 100 to 4000 NTU 0.00 to 9.99; 10.0 to 99.9; 100 to 980 EBC NTU Non-Ratio Mode 0.00 to 9.99; 10.0 to 99.9; 100 to 1000 NTU 0.00 to 9.99; 10.0 to 99.9; 100 to 245 EBC Resolution FNU Mode 0.01; 0.1; 1 FNU FAU Mode 0.1; 1 FAU NTU Ratio Mode 0.01; 0.1; 1 NTU / 0.01; 0.1; 1 EBC NTU Non-Ratio Mode 0.01; 0.1; 1 NTU / 0.01; 0.1; 1 EBC Accuracy @25°C FNU Mode ±2% of reading plus stray light FAU Mode ±10% of reading NTU Ratio Mode ±2% of reading plus stray light / ±5% of reading above 1000 NTU NTU Non-Ratio Mode ±2% of reading plus stray light Range Selection automatic Repeatability ±1% of reading or stray light, whichever is greater Stray Light < 0.1 NTU (0.05 EBC) Light Detector silicon photocell Light Source IR LED Method ISO 7027 Method Measuring Mode normal, average, continuous. Turbidity Standards <0.1, 15, 100, 750 FNU and 2000 NTU Calibration two, three, four or five-point calibration Log Memory 200 records PC Connectivity USB Environment 0°C (32°F) to 50°C (122°F); max 95% RH non-condensing Power Supply 12 Vdc power input Dimensions / Weight 230 x 200 x 145 mm (9 x 7.9 x 5.7”) / 2.5 Kg (88 oz.) | <div aria-labelledby="tab-title-description" class="woocommerce-Tabs-panel woocommerce-Tabs-panel--description panel entry-content active" id="tab-description" role="tabpanel"> <p>เครื่องวัดความขุ่นแบบตั้งโต๊ะ HI88713 ตรงตามและเกินกว่าข้อกำหนดของมาตรฐาน ISO 7027</p> <p>HI 88713 ใช้ระบบออพติคอลซึ่งรับประกันผลลัพธ์ที่แม่นยำ ความเสถียรในระยะยาว และลดแสงรบกวนและสีรบกวนให้เหลือน้อยที่สุด นอกจากนี้ยังชดเชยความแปรผันของความเข้มของ LED ซึ่งจำกัดความจำเป็นในการสอบเทียบบ่อยครั้ง</p> <p>สามารถเลือกการวัดแบบปกติ แบบต่อเนื่อง หรือแบบเฉลี่ยสัญญาณได้ ทั้งนี้ขึ้นอยู่กับตัวอย่างที่วัดได้และความแม่นยำที่ต้องการ</p> <p>การสอบเทียบสอง สาม สี่ หรือห้าจุดสามารถทำได้โดยใช้มาตรฐานที่ให้มา จุดสอบเทียบสามารถแก้ไขได้เมื่อใช้มาตรฐานที่ผู้ใช้เตรียมไว้</p> <p>เครื่องวัดความขุ่นแบบตั้งโต๊ะ HI 88713 มีฟังก์ชัน GLP (Good Laboratory Practice) ครบถ้วน ซึ่งช่วยให้สามารถตรวจสอบย้อนกลับของสภาวะการสอบเทียบได้</p> <p>เครื่องวัดความขุ่นแบบตั้งโต๊ะ HI 88713 มีอินเทอร์เฟซที่ใช้งานง่ายพร้อมจอ LCD กราฟิกที่เข้าใจง่าย ความช่วยเหลือตามบริบทที่ครอบคลุมสามารถทำได้ด้วยการกดปุ่มง่ายๆ นอกจากนี้ โหมดการสอนการใช้งานจะแนะนำผู้ใช้ทีละขั้นตอนตลอดกระบวนการวิเคราะห์</p> <p>สามารถจัดเก็บการวัดได้สูงสุด 200 รายการในหน่วยความจำภายใน สามารถถ่ายโอนข้อมูลไปยังพีซีผ่านสาย USB HI 920013 ซึ่งเป็นอุปกรณ์เสริมและซอฟต์แวร์ที่เข้ากันได้กับ Windows® HI 92000</p> <ul> <li style="text-align: justify;">Graphic display, backlit LCD</li> <li style="text-align: justify;">Two, three, four or five point calibration</li> <li style="text-align: justify;">GLP features</li> <li style="text-align: justify;">Log up to 200 records</li> <li style="text-align: justify;">Contextual help and tutorial mode</li> <li style="text-align: justify;">USB PC connectivity</li> </ul> <p style="text-align: justify;">The HI 88713 turbidity bench meter meets and exceeds the requirements of the ISO 7027 standard.</p> <p style="text-align: justify;">HI 88713 is based on an optical system which guarantees accurate results, long term stability and minimizes stray light and color interferences. It also compensates for variations in intensity of the LED, limiting the need for frequent calibration.</p> <p style="text-align: justify;">Depending on the measured sample and needed accuracy, normal, continuous or signal averaging measurement can be selected.</p> <p style="text-align: justify;">A two, three, four or five-point calibration can be performed using the supplied standards. Calibration points can be modified when user prepared standards are used.</p> <p style="text-align: justify;">The HI 88713 turbidity bench meter has complete GLP (Good Laboratory Practice) functions that allow traceability of the calibration conditions.</p> <p style="text-align: justify;">The HI 88713 turbidity bench meter has a user-friendly interface with an easy to understand, graphic LCD. Comprehensive contextual help is available at a simple key press. Furthermore, a tutorial mode of operation guides the user step by step through the analysis process.</p> <p style="text-align: justify;">Up to 200 measurements can be stored in internal memory. Data can be transferred to a PC via optional HI 920013 USB cable and HI 92000 Windows® compatible software.</p> <p style="text-align: justify;"> <p style="text-align: justify;"><strong>Order Information:</strong> HI 88713-02 (230V) is supplied with sample cuvettes and caps (6), calibration cuvettes, silicone oil, tissue for wiping cuvettes, power adapter and instruction manual.</p> <div><strong>Product Manuals</strong></div> <p style="text-align: justify;"><img align="absmiddle" alt="" border="0" decoding="async" height="22" loading="lazy" src="http://www.hannainst.com/usa/images/icon-pdf.gif" width="20"/> Manual: <a href="http://www.hannainst.com/manuals/man88713_05_05_2008.pdf" rel="noopener" target="_blank" title="Download Product Manual">Download</a></p> <p><strong>Specification :</strong></p> <table class="spec_table"> <tbody> <tr> <td><strong>Range</strong></td> <td><strong><small>FNU Mode</small></strong></td> <td><small>0.00 to 9.99; 10.0 to 99.9; 100 to 1000 FNU</small></td> </tr> <tr> <td></td> <td><strong><small>FAU Mode</small></strong></td> <td><small>10.0 to 99.9; 100 to 4000 FAU</small></td> </tr> <tr> <td></td> <td><strong><small>NTU Ratio Mode</small></strong></td> <td><small>0.00 to 9.99; 10.0 to 99.9; 100 to 4000 NTU 0.00 to 9.99; 10.0 to 99.9; 100 to 980 EBC</small></td> </tr> <tr> <td></td> <td><strong><small>NTU Non-Ratio Mode</small></strong></td> <td><small>0.00 to 9.99; 10.0 to 99.9; 100 to 1000 NTU 0.00 to 9.99; 10.0 to 99.9; 100 to 245 EBC</small></td> </tr> <tr> <td><strong>Resolution</strong></td> <td><strong><small>FNU Mode</small></strong></td> <td><small>0.01; 0.1; 1 FNU</small></td> </tr> <tr> <td></td> <td><strong><small>FAU Mode</small></strong></td> <td><small>0.1; 1 FAU</small></td> </tr> <tr> <td></td> <td><strong><small>NTU Ratio Mode</small></strong></td> <td><small>0.01; 0.1; 1 NTU / 0.01; 0.1; 1 EBC</small></td> </tr> <tr> <td></td> <td><strong><small>NTU Non-Ratio Mode</small></strong></td> <td><small>0.01; 0.1; 1 NTU / 0.01; 0.1; 1 EBC</small></td> </tr> <tr> <td><strong>Accuracy @25°C</strong></td> <td><strong><small>FNU Mode</small></strong></td> <td><small>±2% of reading plus stray light</small></td> </tr> <tr> <td></td> <td><strong><small>FAU Mode</small></strong></td> <td><small>±10% of reading</small></td> </tr> <tr> <td></td> <td><strong><small>NTU Ratio Mode</small></strong></td> <td><small>±2% of reading plus stray light / ±5% of reading above 1000 NTU</small></td> </tr> <tr> <td></td> <td><strong><small>NTU Non-Ratio Mode</small></strong></td> <td><small>±2% of reading plus stray light</small></td> </tr> <tr> <td><strong>Range Selection</strong></td> <td></td> <td><small>automatic</small></td> </tr> <tr> <td><strong>Repeatability</strong></td> <td></td> <td><small>±1% of reading or stray light, whichever is greater</small></td> </tr> <tr> <td><strong>Stray Light</strong></td> <td></td> <td><small>&lt; 0.1 NTU (0.05 EBC)</small></td> </tr> <tr> <td><strong>Light Detector</strong></td> <td></td> <td><small>silicon photocell</small></td> </tr> <tr> <td><strong>Light Source</strong></td> <td></td> <td><small>IR LED</small></td> </tr> <tr> <td><strong>Method</strong></td> <td></td> <td><small>ISO 7027 Method</small></td> </tr> <tr> <td><strong>Measuring Mode</strong></td> <td></td> <td><small>normal, average, continuous.</small></td> </tr> <tr> <td><strong>Turbidity Standards</strong></td> <td></td> <td><small>&lt;0.1, 15, 100, 750 FNU and 2000 NTU</small></td> </tr> <tr> <td><strong>Calibration</strong></td> <td></td> <td><small>two, three, four or five-point calibration</small></td> </tr> <tr> <td><strong>Log Memory</strong></td> <td></td> <td><small>200 records</small></td> </tr> <tr> <td><strong>PC Connectivity</strong></td> <td></td> <td><small>USB</small></td> </tr> <tr> <td><strong>Environment</strong></td> <td></td> <td><small>0°C (32°F) to 50°C (122°F); max 95% RH non-condensing</small></td> </tr> <tr> <td><strong>Power Supply</strong></td> <td></td> <td><small>12 Vdc power input</small></td> </tr> <tr> <td><strong>Dimensions / Weight</strong></td> <td></td> <td><small>230 x 200 x 145 mm (9 x 7.9 x 5.7”) / 2.5 Kg (88 oz.)</small></td> </tr> </tbody> </table> <p> </p> </p></div> | Table turbidity meter (wide measuring range, several units), ISO 7027, dot matrix LCD, USB | <div class="product-short-description"> <p>Table turbidity meter (wide measuring range, several units), ISO 7027, dot matrix LCD, USB</p> </div> | https://www.hannathailand.com/wp-content/uploads/2022/06/trubungslabormessgeratiso70271068_11.jpg | เครื่องวัดปริมาณฟอสฟอรัส ช่วงต่ำมาก รุ่น HI736 , เครื่องวัดปริมาณคลอรีนอิสระ รุ่น HI701 , เครื่องวัดปริมาณไอโอดีน รุ่น HI718 , เครื่องวัดค่าเหล็ก รุ่น HI721 , เครื่องวัดปริมาณไนไตรท์ ช่วงต่ำ รุ่น HI707 , เครื่องวัดปริมาณฟลูออไรด์ ช่วงต่ำ รุ่น HI729 , เครื่องวัดปริมาณแอมโมเนีย ช่วงต่ำ รุ่น HI700 , เครื่องวัดปริมาณนิกเกิล ช่วงสูง รุ่น HI726 | <a class="woocommerce-LoopProduct-link woocommerce-loop-product__link" href="https://www.hannathailand.com/product/phosphorous-marine/">เครื่องวัดปริมาณฟอสฟอรัส ช่วงต่ำมาก รุ่น HI736</a> , <a class="woocommerce-LoopProduct-link woocommerce-loop-product__link" href="https://www.hannathailand.com/product/hi701-checker-hc-free-chlorine/">เครื่องวัดปริมาณคลอรีนอิสระ รุ่น HI701</a> , <a class="woocommerce-LoopProduct-link woocommerce-loop-product__link" href="https://www.hannathailand.com/product/hi718-checker-hc-iodine/">เครื่องวัดปริมาณไอโอดีน รุ่น HI718</a> , <a class="woocommerce-LoopProduct-link woocommerce-loop-product__link" href="https://www.hannathailand.com/product/hi721-checker-hc-iron/">เครื่องวัดค่าเหล็ก รุ่น HI721</a> , <a class="woocommerce-LoopProduct-link woocommerce-loop-product__link" href="https://www.hannathailand.com/product/hi707-checker-hc-nitrite-lr/">เครื่องวัดปริมาณไนไตรท์ ช่วงต่ำ รุ่น HI707</a> , <a class="woocommerce-LoopProduct-link woocommerce-loop-product__link" href="https://www.hannathailand.com/product/hi729-checker-hc-fluoride-lr/">เครื่องวัดปริมาณฟลูออไรด์ ช่วงต่ำ รุ่น HI729</a> , <a class="woocommerce-LoopProduct-link woocommerce-loop-product__link" href="https://www.hannathailand.com/product/hi700-checker-hc-ammonia-lr/">เครื่องวัดปริมาณแอมโมเนีย ช่วงต่ำ รุ่น HI700</a> , <a class="woocommerce-LoopProduct-link woocommerce-loop-product__link" href="https://www.hannathailand.com/product/hi726-checker-hc-nickel-hr/">เครื่องวัดปริมาณนิกเกิล ช่วงสูง รุ่น HI726</a> | https://www.hannathailand.com/wp-content/uploads/2021/12/HI736-600x600.jpg , https://www.hannathailand.com/wp-content/uploads/2021/11/hi701-500x500.jpg , https://www.hannathailand.com/wp-content/uploads/2022/06/miniphotometerfuriod829_11-600x600.jpg , https://www.hannathailand.com/wp-content/uploads/2022/06/miniphotometerfureisen832_11-600x600.jpg , https://www.hannathailand.com/wp-content/uploads/2022/06/hi707400-600x600.jpg , https://www.hannathailand.com/wp-content/uploads/2022/06/miniphotometerfurfluoridniedrig844_11-600x600.jpg , https://www.hannathailand.com/wp-content/uploads/2022/06/hi700_400pxl-600x600.jpg , https://www.hannathailand.com/wp-content/uploads/2022/06/miniphotometerfurnickelhoch841_11-600x600.jpg
61 | HI8931AN Conductivity Controller (0.1mS/cm resolution) with Input from Probe or Transmitter | วัดการนำไฟฟ้า/ของแข็งละลายในน้ำ , สินค้าทั้งหมด , อุตสาหกรรมทั่วไป , เครื่องควบคุมแบบต่อเนื่อง , แบบติดตั้ง | https://www.hannathailand.com/product-category/pneumatics-control/tds/tds-installation/ | https://www.hannathailand.com/product/hi8931an-conductivity-controller-0-1mscm-resolution-with-input-from-probe-or-transmitter/ | HI8931AN | 29,425.00 |  | <div aria-labelledby="tab-title-additional_information" class="woocommerce-Tabs-panel woocommerce-Tabs-panel--additional_information panel entry-content" id="tab-additional_information" role="tabpanel"> </div> | HI8931 เป็นตัวควบคุมค่าการนำไฟฟ้าแบบติดตั้งบนแผง ออกแบบมาเพื่อความเรียบง่ายในการใช้งาน สำหรับการใช้งานแบบอินไลน์ ให้ใช้โพรบ HI 7635 ในขณะที่สำหรับถัง แนะนำให้ใช้ HI 7638 ที่มีเกลียวภายนอก หัววัดเหล่านี้มาพร้อมกับเซ็นเซอร์ NTC ในตัวสำหรับการวัดค่าการนำไฟฟ้าที่มีการชดเชยอุณหภูมิ HI8931 ยังมีการเชื่อมต่อโดยตรงได้ไกลถึง 20 ม. (67 ฟุต) โดยไม่จำเป็นต้องขยายสัญญาณไปยังหัววัดค่าการนำไฟฟ้า การใช้ HI8931 ร่วมกับเครื่องส่งสัญญาณเอาต์พุต 4-20 mA (ซีรีส์ HI 8936 หรือ HI 8936L) จะรับประกันสัญญาณที่แรงและปราศจากสัญญาณรบกวนที่ระยะสูงสุด 300 เมตร (1,000′) Both electrode and transmitter compatible inputs accepted Selectable manual ON, OFF and automatic dosing control with indicator Built-in auto-diagnostic function for offset and slope Both 4-20 and 0-20 mA output user selectable, all in one instrument Backlit LCD Transparent splash-proof cover included Operational mode LED indicators HI8931 is a panel mounted conductivity controller designed for simplicity of use. For in-line applications, use the HI 7635 probe, while for tanks the HI 7638 with external threads is recommended. These probes are provided with a built-in NTC sensor for temperature compensated conductivity measurements. HI8931 also features a direct connection up to 20 m (67′), without needing to amplify the signal to the conductivity probe. Using the HI8931 in conjunction with a 4-20 mA output transmitter (HI 8936 or HI 8936L series) will assure a strong, interference free signal at distances up to 300 meters (1000′). Order Information: The HI 8931 series is supplied with mounting brackets and instructions. Product Manuals Manual: Download Specification : Range 0.0 to 199.9 mS/cm Resolution 0.1 mS/cm Accuracy @ 20 °C ±2% F.S. (excluding probe error) Input from Transmitter HI 8936A / AL Temperature Compensation automatic, 0 to 60°C with ß=2%/°C; see also transmitter HI 8936 Inputs DIN (probe) or 4-20 mA (transmitter) Conductivity Probe HI 7635 for in-line applications or HI 3001D for flow-thru (not included) Calibration manual, two point, through offset and slope trimmers Recorder Output 0 to 20 mA or 4 to 20 mA (isolated) Setpoint and Alarm Relay 1, Isolated, 2A, max. 240V, resistive load, 1,000,000 strokes Setpoint Range 0.0 to 199.9 mS/cm Alarm Range 0.0 mS and 100.0 mS Dosing Control OFF/AUTO/ON with selection switch Over Dosing Control adjustable, from 5 min to 60 min with knob or disable by wire strap – on rear panel Backlight continuous on Power Supply 115 VAC ±10% or 230 VAC ±10%; 50/60 Hz Enclosure flame retardant ABS body and front panel; transparent splash-proof front cover Environment -10 to 50°C (14 to 122°F); RH max 95% non-condensing Panel Cutout 141 x 69 mm (5.6 x 2.7″) Weight 1 kg (2.2 lbs.) | <div aria-labelledby="tab-title-description" class="woocommerce-Tabs-panel woocommerce-Tabs-panel--description panel entry-content active" id="tab-description" role="tabpanel"> <p>HI8931 เป็นตัวควบคุมค่าการนำไฟฟ้าแบบติดตั้งบนแผง ออกแบบมาเพื่อความเรียบง่ายในการใช้งาน สำหรับการใช้งานแบบอินไลน์ ให้ใช้โพรบ HI 7635 ในขณะที่สำหรับถัง แนะนำให้ใช้ HI 7638 ที่มีเกลียวภายนอก หัววัดเหล่านี้มาพร้อมกับเซ็นเซอร์ NTC ในตัวสำหรับการวัดค่าการนำไฟฟ้าที่มีการชดเชยอุณหภูมิ</p> <p>HI8931 ยังมีการเชื่อมต่อโดยตรงได้ไกลถึง 20 ม. (67 ฟุต) โดยไม่จำเป็นต้องขยายสัญญาณไปยังหัววัดค่าการนำไฟฟ้า</p> <p>การใช้ HI8931 ร่วมกับเครื่องส่งสัญญาณเอาต์พุต 4-20 mA (ซีรีส์ HI 8936 หรือ HI 8936L) จะรับประกันสัญญาณที่แรงและปราศจากสัญญาณรบกวนที่ระยะสูงสุด 300 เมตร (1,000′)</p> <p>Both electrode and transmitter compatible inputs accepted</p> <ul> <li>Selectable manual ON, OFF and automatic dosing control with indicator</li> <li>Built-in auto-diagnostic function for offset and slope</li> <li>Both 4-20 and 0-20 mA output user selectable, all in one instrument</li> <li>Backlit LCD</li> <li>Transparent splash-proof cover included</li> <li>Operational mode LED indicators</li> </ul> <p>HI8931 is a panel mounted conductivity controller designed for simplicity of use. For in-line applications, use the HI 7635 probe, while for tanks the HI 7638 with external threads is recommended. These probes are provided with a built-in NTC sensor for temperature compensated conductivity measurements.</p> <p>HI8931 also features a direct connection up to 20 m (67′), without needing to amplify the signal to the conductivity probe.</p> <p>Using the HI8931 in conjunction with a 4-20 mA output transmitter (HI 8936 or HI 8936L series) will assure a strong, interference free signal at distances up to 300 meters (1000′).</p> <p> </p> <p> </p> <p><strong>Order Information:</strong><br/> The HI 8931 series is supplied with mounting brackets and instructions.</p> <div><strong>Product Manuals</strong></div> <p><img align="absmiddle" alt="" border="0" decoding="async" height="22" loading="lazy" src="http://hannainst.com/usa/images/icon-pdf.gif" width="20"/> Manual: <a href="http://hannainst.com/manuals/HI8931_03_2012.pdf" rel="noopener" target="_blank" title="Download Product Manual">Download</a></p> <p><strong>Specification :</strong></p> <table class="spec_table"> <tbody> <tr> <td><strong>Range</strong></td> <td></td> <td><small><span style="font-size: small;">0.0 to 199.9 mS/cm</span></small></td> </tr> <tr> <td><strong>Resolution</strong></td> <td></td> <td><small><span style="font-size: small;">0.1 mS/cm</span></small></td> </tr> <tr> <td><strong>Accuracy @ 20 °C</strong></td> <td></td> <td><small><span style="font-size: small;">±2% F.S. (excluding probe error)</span></small></td> </tr> <tr> <td><strong>Input from Transmitter</strong></td> <td></td> <td><small><span style="font-size: small;">HI 8936A / AL</span></small></td> </tr> <tr> <td><strong>Temperature<br/> Compensation</strong></td> <td></td> <td><small><span style="font-size: small;">automatic, 0 to 60°C with ß=2%/°C; see also transmitter HI 8936</span></small></td> </tr> <tr> <td><strong>Inputs</strong></td> <td></td> <td><small><span style="font-size: small;">DIN (probe) or 4-20 mA (transmitter)</span></small></td> </tr> <tr> <td><strong>Conductivity Probe</strong></td> <td></td> <td><small><span style="font-size: small;">HI 7635 for in-line applications or HI 3001D for flow-thru (not included)</span></small></td> </tr> <tr> <td><strong>Calibration</strong></td> <td></td> <td><small><span style="font-size: small;">manual, two point, through offset and slope trimmers</span></small></td> </tr> <tr> <td><strong>Recorder Output</strong></td> <td></td> <td><small><span style="font-size: small;">0 to 20 mA or 4 to 20 mA (isolated)</span></small></td> </tr> <tr> <td><strong>Setpoint and<br/> Alarm Relay</strong></td> <td></td> <td><small><span style="font-size: small;">1, Isolated, 2A, max. 240V, resistive load, 1,000,000 strokes</span></small></td> </tr> <tr> <td><strong>Setpoint Range</strong></td> <td></td> <td><small><span style="font-size: small;">0.0 to 199.9 mS/cm</span></small></td> </tr> <tr> <td><strong>Alarm Range</strong></td> <td></td> <td><small><span style="font-size: small;">0.0 mS and 100.0 mS</span></small></td> </tr> <tr> <td><strong>Dosing Control</strong></td> <td></td> <td><small><span style="font-size: small;">OFF/AUTO/ON with selection switch</span></small></td> </tr> <tr> <td><strong>Over Dosing Control</strong></td> <td></td> <td><small><span style="font-size: small;">adjustable, from 5 min to 60 min with knob or disable by wire strap – on rear panel</span></small></td> </tr> <tr> <td><strong>Backlight</strong></td> <td></td> <td><small><span style="font-size: small;">continuous on</span></small></td> </tr> <tr> <td><strong>Power Supply</strong></td> <td></td> <td><small><span style="font-size: small;">115 VAC ±10% or 230 VAC ±10%; 50/60 Hz</span></small></td> </tr> <tr> <td><strong>Enclosure</strong></td> <td></td> <td><small><span style="font-size: small;">flame retardant ABS body and front panel; transparent splash-proof front cover</span></small></td> </tr> <tr> <td><strong>Environment</strong></td> <td></td> <td><small><span style="font-size: small;">-10 to 50°C (14 to 122°F); RH max 95% non-condensing</span></small></td> </tr> <tr> <td><strong>Panel Cutout</strong></td> <td></td> <td><small><span style="font-size: small;">141 x 69 mm (5.6 x 2.7″)</span></small></td> </tr> <tr> <td><strong>Weight</strong></td> <td></td> <td><small><span style="font-size: small;">1 kg (2.2 lbs.)</span></small></td> </tr> </tbody> </table> <p> </p> </div> | HI8931AN Conductivity Analog Controller with Input from Probe or Transmitter 0.1 mS/cm resolution | <div class="product-short-description"> <p>HI8931AN Conductivity Analog Controller with Input from Probe or Transmitter<br/> 0.1 mS/cm resolution</p> </div> | https://www.hannathailand.com/wp-content/uploads/2022/06/hi8931ec.jpg | น้ำยามาตรฐานสอบเทียบ , เครื่องวัดคลอรีน , เครื่องวัดปริมาณฟอสฟอรัส ช่วงสูง รุ่น HI706 , เครื่องวัดปริมาณแอมโมเนีย ช่วงต่ำ รุ่น HI700 , เครื่องวัดปริมาณฟอสเฟต ช่วงสูง รุ่น HI717 , เครื่องวัดปริมาณโบรมีน ในตัวอย่างน้ำ รุ่น HI716 , เครื่องวัดปริมาณแอมโมเนีย ช่วงสูง รุ่น HI733 , เครื่องวัดปริมาณฟลูออไรด์ ช่วงต่ำ รุ่น HI729 | <a class="woocommerce-LoopProduct-link woocommerce-loop-product__link" href="https://www.hannathailand.com/product/hi9828-25/">น้ำยามาตรฐานสอบเทียบ</a> , <a class="woocommerce-LoopProduct-link woocommerce-loop-product__link" href="https://www.hannathailand.com/product/free-chlorine/">เครื่องวัดคลอรีน</a> , <a class="woocommerce-LoopProduct-link woocommerce-loop-product__link" href="https://www.hannathailand.com/product/hi706-checker-hc-phosphorous-hr/">เครื่องวัดปริมาณฟอสฟอรัส ช่วงสูง รุ่น HI706</a> , <a class="woocommerce-LoopProduct-link woocommerce-loop-product__link" href="https://www.hannathailand.com/product/hi700-checker-hc-ammonia-lr/">เครื่องวัดปริมาณแอมโมเนีย ช่วงต่ำ รุ่น HI700</a> , <a class="woocommerce-LoopProduct-link woocommerce-loop-product__link" href="https://www.hannathailand.com/product/hi717-checker-hc-phosphate-hr/">เครื่องวัดปริมาณฟอสเฟต ช่วงสูง รุ่น HI717</a> , <a class="woocommerce-LoopProduct-link woocommerce-loop-product__link" href="https://www.hannathailand.com/product/hi716-checker-hc-bromine/">เครื่องวัดปริมาณโบรมีน ในตัวอย่างน้ำ รุ่น HI716</a> , <a class="woocommerce-LoopProduct-link woocommerce-loop-product__link" href="https://www.hannathailand.com/product/hi733-checker-hc-ammonia-hr/">เครื่องวัดปริมาณแอมโมเนีย ช่วงสูง รุ่น HI733</a> , <a class="woocommerce-LoopProduct-link woocommerce-loop-product__link" href="https://www.hannathailand.com/product/hi729-checker-hc-fluoride-lr/">เครื่องวัดปริมาณฟลูออไรด์ ช่วงต่ำ รุ่น HI729</a> | https://www.hannathailand.com/wp-content/uploads/2022/06/hi8931ec-600x600.jpg , https://www.hannathailand.com/wp-content/uploads/2022/06/8710side520a4f52c1d9c-600x600.jpg , https://www.hannathailand.com/wp-content/uploads/2022/06/8710frnt520a4f561961b-600x600.jpg , https://www.hannathailand.com/wp-content/uploads/2021/07/8-500x500.jpg , https://www.hannathailand.com/wp-content/uploads/2021/07/1-500x500.jpg , https://www.hannathailand.com/wp-content/uploads/2022/06/hi706_400-600x600.jpg , https://www.hannathailand.com/wp-content/uploads/2022/06/hi700_400pxl-600x600.jpg , https://www.hannathailand.com/wp-content/uploads/2022/06/miniphotometerfurphosphathoch827_11-600x600.jpg , https://www.hannathailand.com/wp-content/uploads/2022/06/miniphotometerfurfreiesgesamtchlor704_11-600x600.jpg , https://www.hannathailand.com/wp-content/uploads/2022/06/miniphotometerfurammoniumhoch2418_11-600x600.jpg , https://www.hannathailand.com/wp-content/uploads/2022/06/miniphotometerfurfluoridniedrig844_11-600x600.jpg
62 | HI8931BN Conductivity Controller (0.01mS/cm resolution) with Input from Probe or Transmitter | วัดการนำไฟฟ้า/ของแข็งละลายในน้ำ , สินค้าทั้งหมด , อุตสาหกรรมทั่วไป , เครื่องควบคุมแบบต่อเนื่อง , แบบติดตั้ง | https://www.hannathailand.com/product-category/pneumatics-control/tds/tds-installation/ | https://www.hannathailand.com/product/hi8931bn-conductivity-controller-0-01mscm-resolution-with-input-from-probe-or-transmitter/ | HI8931BN | 29,425.00 |  | <div aria-labelledby="tab-title-additional_information" class="woocommerce-Tabs-panel woocommerce-Tabs-panel--additional_information panel entry-content" id="tab-additional_information" role="tabpanel"> </div> | HI8931 เป็นตัวควบคุมค่าการนำไฟฟ้าแบบติดตั้งบนแผง ออกแบบมาเพื่อความเรียบง่ายในการใช้งาน สำหรับการใช้งานแบบอินไลน์ ให้ใช้โพรบ HI 7635 ในขณะที่สำหรับถัง แนะนำให้ใช้ HI 7638 ที่มีเกลียวภายนอก หัววัดเหล่านี้มาพร้อมกับเซ็นเซอร์ NTC ในตัวสำหรับการวัดค่าการนำไฟฟ้าที่มีการชดเชยอุณหภูมิ HI8931 ยังมีการเชื่อมต่อโดยตรงได้ไกลถึง 20 ม. (67 ฟุต) โดยไม่จำเป็นต้องขยายสัญญาณไปยังหัววัดค่าการนำไฟฟ้า การใช้ HI8931 ร่วมกับเครื่องส่งสัญญาณเอาต์พุต 4-20 mA (ซีรีส์ HI 8936 หรือ HI 8936L) จะรับประกันสัญญาณที่แรงและปราศจากสัญญาณรบกวนที่ระยะสูงสุด 300 เมตร (1,000′) Both electrode and transmitter compatible inputs accepted Selectable manual ON, OFF and automatic dosing control with indicator Built-in auto-diagnostic function for offset and slope Both 4-20 and 0-20 mA output user selectable, all in one instrument Backlit LCD Transparent splash-proof cover included Operational mode LED indicators HI8931 is a panel mounted conductivity controller designed for simplicity of use. For in-line applications, use the HI 7635 probe, while for tanks the HI 7638 with external threads is recommended. These probes are provided with a built-in NTC sensor for temperature compensated conductivity measurements. HI8931 also features a direct connection up to 20 m (67′), without needing to amplify the signal to the conductivity probe. Using the HI8931 in conjunction with a 4-20 mA output transmitter (HI 8936 or HI 8936L series) will assure a strong, interference free signal at distances up to 300 meters (1000′). Order Information: The HI 8931 series is supplied with mounting brackets and instructions. Product Manuals Manual: Download Specification : Range 0.00 to 19.99 mS/cm Resolution 0.01 mS/cm Accuracy @ 20 °C ±2% F.S. (excluding probe error) Input from Transmitter HI 8936B / BL Temperature Compensation automatic, 0 to 60°C with ß=2%/°C; see also transmitter HI 8936 Inputs DIN (probe) or 4-20 mA (transmitter) Conductivity Probe HI 7635 for in-line applications or HI 3001D for flow-thru (not included) Calibration manual, two point, through offset and slope trimmers Recorder Output 0 to 20 mA or 4 to 20 mA (isolated) Setpoint and Alarm Relay 1, Isolated, 2A, max. 240V, resistive load, 1,000,000 strokes Setpoint Range 0.00 to 19.99 mS/cm Alarm Range 0.00 mS and 10.00 mS Dosing Control OFF/AUTO/ON with selection switch Over Dosing Control adjustable, from 5 min to 60 min with knob or disable by wire strap – on rear panel Backlight continuous on Power Supply 115 VAC ±10% or 230 VAC ±10%; 50/60 Hz Enclosure flame retardant ABS body and front panel; transparent splash-proof front cover Environment -10 to 50°C (14 to 122°F); RH max 95% non-condensing Panel Cutout 141 x 69 mm (5.6 x 2.7″) Weight 1 kg (2.2 lbs.) | <div aria-labelledby="tab-title-description" class="woocommerce-Tabs-panel woocommerce-Tabs-panel--description panel entry-content active" id="tab-description" role="tabpanel"> <p>HI8931 เป็นตัวควบคุมค่าการนำไฟฟ้าแบบติดตั้งบนแผง ออกแบบมาเพื่อความเรียบง่ายในการใช้งาน สำหรับการใช้งานแบบอินไลน์ ให้ใช้โพรบ HI 7635 ในขณะที่สำหรับถัง แนะนำให้ใช้ HI 7638 ที่มีเกลียวภายนอก หัววัดเหล่านี้มาพร้อมกับเซ็นเซอร์ NTC ในตัวสำหรับการวัดค่าการนำไฟฟ้าที่มีการชดเชยอุณหภูมิ</p> <p>HI8931 ยังมีการเชื่อมต่อโดยตรงได้ไกลถึง 20 ม. (67 ฟุต) โดยไม่จำเป็นต้องขยายสัญญาณไปยังหัววัดค่าการนำไฟฟ้า</p> <p>การใช้ HI8931 ร่วมกับเครื่องส่งสัญญาณเอาต์พุต 4-20 mA (ซีรีส์ HI 8936 หรือ HI 8936L) จะรับประกันสัญญาณที่แรงและปราศจากสัญญาณรบกวนที่ระยะสูงสุด 300 เมตร (1,000′)</p> <p>Both electrode and transmitter compatible inputs accepted</p> <ul> <li>Selectable manual ON, OFF and automatic dosing control with indicator</li> <li>Built-in auto-diagnostic function for offset and slope</li> <li>Both 4-20 and 0-20 mA output user selectable, all in one instrument</li> <li>Backlit LCD</li> <li>Transparent splash-proof cover included</li> <li>Operational mode LED indicators</li> </ul> <p>HI8931 is a panel mounted conductivity controller designed for simplicity of use. For in-line applications, use the HI 7635 probe, while for tanks the HI 7638 with external threads is recommended. These probes are provided with a built-in NTC sensor for temperature compensated conductivity measurements.</p> <p>HI8931 also features a direct connection up to 20 m (67′), without needing to amplify the signal to the conductivity probe.</p> <p>Using the HI8931 in conjunction with a 4-20 mA output transmitter (HI 8936 or HI 8936L series) will assure a strong, interference free signal at distances up to 300 meters (1000′).</p> <p> </p> <p> </p> <p><strong>Order Information:</strong><br/> The HI 8931 series is supplied with mounting brackets and instructions.</p> <div><strong>Product Manuals</strong></div> <p><img align="absmiddle" alt="" border="0" decoding="async" height="22" loading="lazy" src="http://hannainst.com/usa/images/icon-pdf.gif" width="20"/> Manual: <a href="http://hannainst.com/manuals/HI8931_03_2012.pdf" rel="noopener" target="_blank" title="Download Product Manual">Download</a></p> <p><strong>Specification :</strong></p> <table class="spec_table"> <tbody> <tr> <td><strong>Range</strong></td> <td></td> <td><small><span style="font-size: small;">0.00 to 19.99 mS/cm</span></small></td> </tr> <tr> <td><strong>Resolution</strong></td> <td></td> <td><small><span style="font-size: small;">0.01 mS/cm</span></small></td> </tr> <tr> <td><strong>Accuracy @ 20 °C</strong></td> <td></td> <td><small><span style="font-size: small;">±2% F.S. (excluding probe error)</span></small></td> </tr> <tr> <td><strong>Input from Transmitter</strong></td> <td></td> <td><small><span style="font-size: small;">HI 8936B / BL</span></small></td> </tr> <tr> <td><strong>Temperature<br/> Compensation</strong></td> <td></td> <td><small><span style="font-size: small;">automatic, 0 to 60°C with ß=2%/°C; see also transmitter HI 8936</span></small></td> </tr> <tr> <td><strong>Inputs</strong></td> <td></td> <td><small><span style="font-size: small;">DIN (probe) or 4-20 mA (transmitter)</span></small></td> </tr> <tr> <td><strong>Conductivity Probe</strong></td> <td></td> <td><small><span style="font-size: small;">HI 7635 for in-line applications or HI 3001D for flow-thru (not included)</span></small></td> </tr> <tr> <td><strong>Calibration</strong></td> <td></td> <td><small><span style="font-size: small;">manual, two point, through offset and slope trimmers</span></small></td> </tr> <tr> <td><strong>Recorder Output</strong></td> <td></td> <td><small><span style="font-size: small;">0 to 20 mA or 4 to 20 mA (isolated)</span></small></td> </tr> <tr> <td><strong>Setpoint and<br/> Alarm Relay</strong></td> <td></td> <td><small><span style="font-size: small;">1, Isolated, 2A, max. 240V, resistive load, 1,000,000 strokes</span></small></td> </tr> <tr> <td><strong>Setpoint Range</strong></td> <td></td> <td><small><span style="font-size: small;">0.00 to 19.99 mS/cm</span></small></td> </tr> <tr> <td><strong>Alarm Range</strong></td> <td></td> <td><small><span style="font-size: small;">0.00 mS and 10.00 mS</span></small></td> </tr> <tr> <td><strong>Dosing Control</strong></td> <td></td> <td><small><span style="font-size: small;">OFF/AUTO/ON with selection switch</span></small></td> </tr> <tr> <td><strong>Over Dosing Control</strong></td> <td></td> <td><small><span style="font-size: small;">adjustable, from 5 min to 60 min with knob or disable by wire strap – on rear panel</span></small></td> </tr> <tr> <td><strong>Backlight</strong></td> <td></td> <td><small><span style="font-size: small;">continuous on</span></small></td> </tr> <tr> <td><strong>Power Supply</strong></td> <td></td> <td><small><span style="font-size: small;">115 VAC ±10% or 230 VAC ±10%; 50/60 Hz</span></small></td> </tr> <tr> <td><strong>Enclosure</strong></td> <td></td> <td><small><span style="font-size: small;">flame retardant ABS body and front panel; transparent splash-proof front cover</span></small></td> </tr> <tr> <td><strong>Environment</strong></td> <td></td> <td><small><span style="font-size: small;">-10 to 50°C (14 to 122°F); RH max 95% non-condensing</span></small></td> </tr> <tr> <td><strong>Panel Cutout</strong></td> <td></td> <td><small><span style="font-size: small;">141 x 69 mm (5.6 x 2.7″)</span></small></td> </tr> <tr> <td><strong>Weight</strong></td> <td></td> <td><small><span style="font-size: small;">1 kg (2.2 lbs.)</span></small></td> </tr> </tbody> </table> <p> </p> </div> | HI 8931BN Conductivity Analog Controller with Input from Probe or Transmitter 0.01 mS/cm resolution | <div class="product-short-description"> <p>HI 8931BN Conductivity Analog Controller with Input from Probe or Transmitter<br/> 0.01 mS/cm resolution</p> </div> | https://www.hannathailand.com/wp-content/uploads/2022/06/hi8931ec.jpg | เครื่องวัดปริมาณแอมโมเนีย ในน้ำ รุ่น HI715 , น้ำยามาตรฐานสอบเทียบ ค่ามาตรฐานความเค็ม , สารละลายมาตรฐานความขุ่น 20 NTU , เครื่องวัดปริมาณไอโอดีน รุ่น HI718 , เครื่องวัดปริมาณคลอรีนอิสระ รุ่น HI701 , เครื่องวัดปริมาณฟอสฟอรัส ช่วงต่ำมาก รุ่น HI736 , เซ็นเซอร์วัดออกซิเจนในน้ำสำหรับ HI9829 มัลติพารามิเตอร์ , เครื่องวัดปริมาณฟอสฟอรัส ช่วงสูง รุ่น HI706 | <a class="woocommerce-LoopProduct-link woocommerce-loop-product__link" href="https://www.hannathailand.com/product/hi715-checker-hc-ammonia-mr/">เครื่องวัดปริมาณแอมโมเนีย ในน้ำ รุ่น HI715</a> , <a class="woocommerce-LoopProduct-link woocommerce-loop-product__link" href="https://www.hannathailand.com/product/hi7083l/">น้ำยามาตรฐานสอบเทียบ ค่ามาตรฐานความเค็ม</a> , <a class="woocommerce-LoopProduct-link woocommerce-loop-product__link" href="https://www.hannathailand.com/product/hi93102-20/">สารละลายมาตรฐานความขุ่น 20 NTU</a> , <a class="woocommerce-LoopProduct-link woocommerce-loop-product__link" href="https://www.hannathailand.com/product/hi718-checker-hc-iodine/">เครื่องวัดปริมาณไอโอดีน รุ่น HI718</a> , <a class="woocommerce-LoopProduct-link woocommerce-loop-product__link" href="https://www.hannathailand.com/product/hi701-checker-hc-free-chlorine/">เครื่องวัดปริมาณคลอรีนอิสระ รุ่น HI701</a> , <a class="woocommerce-LoopProduct-link woocommerce-loop-product__link" href="https://www.hannathailand.com/product/phosphorous-marine/">เครื่องวัดปริมาณฟอสฟอรัส ช่วงต่ำมาก รุ่น HI736</a> , <a class="woocommerce-LoopProduct-link woocommerce-loop-product__link" href="https://www.hannathailand.com/product/hi7609829-2/">เซ็นเซอร์วัดออกซิเจนในน้ำสำหรับ HI9829 มัลติพารามิเตอร์</a> , <a class="woocommerce-LoopProduct-link woocommerce-loop-product__link" href="https://www.hannathailand.com/product/hi706-checker-hc-phosphorous-hr/">เครื่องวัดปริมาณฟอสฟอรัส ช่วงสูง รุ่น HI706</a> | https://www.hannathailand.com/wp-content/uploads/2022/06/hi8931ec-600x600.jpg , https://www.hannathailand.com/wp-content/uploads/2022/06/8710side520a4f52c1d9c-600x600.jpg , https://www.hannathailand.com/wp-content/uploads/2022/06/8710frnt520a4f561961b-600x600.jpg , https://www.hannathailand.com/wp-content/uploads/2022/06/miniphotometerfurammoniakmittel2416_11-600x600.jpg , https://www.hannathailand.com/wp-content/uploads/2021/07/10-500x500.jpg , https://www.hannathailand.com/wp-content/uploads/2021/07/9-500x500.jpg , https://www.hannathailand.com/wp-content/uploads/2022/06/miniphotometerfuriod829_11-600x600.jpg , https://www.hannathailand.com/wp-content/uploads/2021/11/hi701-500x500.jpg , https://www.hannathailand.com/wp-content/uploads/2021/12/HI736-600x600.jpg , https://www.hannathailand.com/wp-content/uploads/2021/07/5-500x500.jpg , https://www.hannathailand.com/wp-content/uploads/2022/06/hi706_400-600x600.jpg
63 | HI8931CN Conductivity Controller (1 uS/cm resolution) with Input from Probe or Transmitter | วัดการนำไฟฟ้า/ของแข็งละลายในน้ำ , สินค้าทั้งหมด , อุตสาหกรรมทั่วไป , เครื่องควบคุมแบบต่อเนื่อง , แบบติดตั้ง | https://www.hannathailand.com/product-category/pneumatics-control/tds/tds-installation/ | https://www.hannathailand.com/product/hi8931cn-conductivity-controller-1-uscm-resolution-with-input-from-probe-or-transmitter/ | HI8931CN | 29,425.00 | น้ำหนัก 0.000 กก. | <div aria-labelledby="tab-title-additional_information" class="woocommerce-Tabs-panel woocommerce-Tabs-panel--additional_information panel entry-content" id="tab-additional_information" role="tabpanel"> <table class="woocommerce-product-attributes shop_attributes"> <tr class="woocommerce-product-attributes-item woocommerce-product-attributes-item--weight"> <th class="woocommerce-product-attributes-item__label">น้ำหนัก</th> <td class="woocommerce-product-attributes-item__value">0.000 กก.</td> </tr> </table> </div> | HI8931 เป็นตัวควบคุมค่าการนำไฟฟ้าแบบติดตั้งบนแผง ออกแบบมาเพื่อความเรียบง่ายในการใช้งาน สำหรับการใช้งานแบบอินไลน์ ให้ใช้โพรบ HI 7635 ในขณะที่สำหรับถัง แนะนำให้ใช้ HI 7638 ที่มีเกลียวภายนอก หัววัดเหล่านี้มาพร้อมกับเซ็นเซอร์ NTC ในตัวสำหรับการวัดค่าการนำไฟฟ้าที่มีการชดเชยอุณหภูมิ HI8931 ยังมีการเชื่อมต่อโดยตรงได้ไกลถึง 20 ม. (67 ฟุต) โดยไม่จำเป็นต้องขยายสัญญาณไปยังหัววัดค่าการนำไฟฟ้า การใช้ HI8931 ร่วมกับเครื่องส่งสัญญาณเอาต์พุต 4-20 mA (ซีรี่ส์ HI 8936 หรือ HI 8936L) จะรับประกันสัญญาณที่แรงและปราศจากสัญญาณรบกวนที่ระยะสูงสุด 300 เมตร (1,000′) Both electrode and transmitter compatible inputs accepted Selectable manual ON, OFF and automatic dosing control with indicator Built-in auto-diagnostic function for offset and slope Both 4-20 and 0-20 mA output user selectable, all in one instrument Backlit LCD Transparent splash-proof cover included Operational mode LED indicators HI 8931 is a panel mounted conductivity controller designed for simplicity of use. For in-line applications, use the HI 7635 probe, while for tanks the HI 7638 with external threads is recommended. These probes are provided with a built-in NTC sensor for temperature compensated conductivity measurements. HI 8931 also features a direct connection up to 20 m (67′), without needing to amplify the signal to the conductivity probe. Using the HI 8931 in conjunction with a 4-20 mA output transmitter (HI 8936 or HI 8936L series) will assure a strong, interference free signal at distances up to 300 meters (1000′). Order Information: The HI 8931 series is supplied with mounting brackets and instructions. Product Manuals Manual: Download Specification : Range 0 to 1999 µS/cm Resolution 1 µS/cm Accuracy @ 20°C ±2% F.S. (excluding probe error) Input from Transmitter HI 8936C / CL Temperature Compensation automatic, 0 to 60°C with ß=2%/°C; see also transmitter HI 8936 Inputs DIN (probe) or 4-20 mA (transmitter) Conductivity Probe HI 7635 for in-line applications or HI 3001D for flow-thru (not included) Calibration manual, two point, through offset and slope trimmers Recorder Output 0 to 20 mA or 4 to 20 mA (isolated) Setpoint and Alarm Relay 1, Isolated, 2A, max. 240V, resistive load, 1,000,000 strokes Setpoint Range 0 to 1999 µS/cm Alarm Range 0 µS and 1000 µS Dosing Control OFF/AUTO/ON with selection switch Over Dosing Control adjustable, from 5 min to 60 min with knob or disable by wire strap – on rear panel Backlight continuous on Power Supply 115 VAC ±10% or 230 VAC ±10%; 50/60 Hz Enclosure flame retardant ABS body and front panel; transparent splash-proof front cover Environment -10 to 50°C (14 to 122°F); RH max 95% non-condensing Panel Cutout 141 x 69 mm (5.6 x 2.7″) Weight 1 kg (2.2 lbs.) | <div aria-labelledby="tab-title-description" class="woocommerce-Tabs-panel woocommerce-Tabs-panel--description panel entry-content active" id="tab-description" role="tabpanel"> <p>HI8931 เป็นตัวควบคุมค่าการนำไฟฟ้าแบบติดตั้งบนแผง ออกแบบมาเพื่อความเรียบง่ายในการใช้งาน สำหรับการใช้งานแบบอินไลน์ ให้ใช้โพรบ HI 7635 ในขณะที่สำหรับถัง แนะนำให้ใช้ HI 7638 ที่มีเกลียวภายนอก หัววัดเหล่านี้มาพร้อมกับเซ็นเซอร์ NTC ในตัวสำหรับการวัดค่าการนำไฟฟ้าที่มีการชดเชยอุณหภูมิ</p> <p>HI8931 ยังมีการเชื่อมต่อโดยตรงได้ไกลถึง 20 ม. (67 ฟุต) โดยไม่จำเป็นต้องขยายสัญญาณไปยังหัววัดค่าการนำไฟฟ้า</p> <p>การใช้ HI8931 ร่วมกับเครื่องส่งสัญญาณเอาต์พุต 4-20 mA (ซีรี่ส์ HI 8936 หรือ HI 8936L) จะรับประกันสัญญาณที่แรงและปราศจากสัญญาณรบกวนที่ระยะสูงสุด 300 เมตร (1,000′)</p> <p>Both electrode and transmitter compatible inputs accepted</p> <ul> <li>Selectable manual ON, OFF and automatic dosing control with indicator</li> <li>Built-in auto-diagnostic function for offset and slope</li> <li>Both 4-20 and 0-20 mA output user selectable, all in one instrument</li> <li>Backlit LCD</li> <li>Transparent splash-proof cover included</li> <li>Operational mode LED indicators</li> </ul> <p> </p> <p>HI 8931 is a panel mounted conductivity controller designed for simplicity of use. For in-line applications, use the HI 7635 probe, while for tanks the HI 7638 with external threads is recommended. These probes are provided with a built-in NTC sensor for temperature compensated conductivity measurements.</p> <p>HI 8931 also features a direct connection up to 20 m (67′), without needing to amplify the signal to the conductivity probe.</p> <p>Using the HI 8931 in conjunction with a 4-20 mA output transmitter (HI 8936 or HI 8936L series) will assure a strong, interference free signal at distances up to 300 meters (1000′).</p> <p> </p> <p> </p> <p><strong>Order Information:</strong><br/> The HI 8931 series is supplied with mounting brackets and instructions.</p> <div><strong>Product Manuals</strong></div> <p><img align="absmiddle" alt="" border="0" decoding="async" height="22" loading="lazy" src="http://hannainst.com/usa/images/icon-pdf.gif" width="20"/> Manual: <a href="http://hannainst.com/manuals/HI8931_03_2012.pdf" rel="noopener" target="_blank" title="Download Product Manual">Download</a></p> <p><strong>Specification :</strong></p> <table class="spec_table"> <tbody> <tr> <td><strong>Range</strong></td> <td></td> <td><small><span style="font-size: small;">0 to 1999 µS/cm</span></small></td> </tr> <tr> <td><strong>Resolution</strong></td> <td></td> <td><small><span style="font-size: small;">1 µS/cm</span></small></td> </tr> <tr> <td><strong>Accuracy @ 20°C</strong></td> <td></td> <td><small><span style="font-size: small;">±2% F.S. (excluding probe error)</span></small></td> </tr> <tr> <td><strong>Input from Transmitter</strong></td> <td></td> <td><small><span style="font-size: small;">HI 8936C / CL</span></small></td> </tr> <tr> <td><strong>Temperature<br/> Compensation</strong></td> <td></td> <td><small><span style="font-size: small;">automatic, 0 to 60°C with ß=2%/°C; see also transmitter HI 8936</span></small></td> </tr> <tr> <td><strong>Inputs</strong></td> <td></td> <td><small><span style="font-size: small;">DIN (probe) or 4-20 mA (transmitter)</span></small></td> </tr> <tr> <td><strong>Conductivity Probe</strong></td> <td></td> <td><small><span style="font-size: small;">HI 7635 for in-line applications or HI 3001D for flow-thru (not included)</span></small></td> </tr> <tr> <td><strong>Calibration</strong></td> <td></td> <td><small><span style="font-size: small;">manual, two point, through offset and slope trimmers</span></small></td> </tr> <tr> <td><strong>Recorder Output</strong></td> <td></td> <td><small><span style="font-size: small;">0 to 20 mA or 4 to 20 mA (isolated)</span></small></td> </tr> <tr> <td><strong>Setpoint and<br/> Alarm Relay</strong></td> <td></td> <td><small><span style="font-size: small;">1, Isolated, 2A, max. 240V, resistive load, 1,000,000 strokes</span></small></td> </tr> <tr> <td><strong>Setpoint Range</strong></td> <td></td> <td><small><span style="font-size: small;">0 to 1999 µS/cm</span></small></td> </tr> <tr> <td><strong>Alarm Range</strong></td> <td></td> <td><small><span style="font-size: small;">0 µS and 1000 µS</span></small></td> </tr> <tr> <td><strong>Dosing Control</strong></td> <td></td> <td><small><span style="font-size: small;">OFF/AUTO/ON with selection switch</span></small></td> </tr> <tr> <td><strong>Over Dosing Control</strong></td> <td></td> <td><small><span style="font-size: small;">adjustable, from 5 min to 60 min with knob or disable by wire strap – on rear panel</span></small></td> </tr> <tr> <td><strong>Backlight</strong></td> <td></td> <td><small><span style="font-size: small;">continuous on</span></small></td> </tr> <tr> <td><strong>Power Supply</strong></td> <td></td> <td><small><span style="font-size: small;">115 VAC ±10% or 230 VAC ±10%; 50/60 Hz</span></small></td> </tr> <tr> <td><strong>Enclosure</strong></td> <td></td> <td><small><span style="font-size: small;">flame retardant ABS body and front panel; transparent splash-proof front cover</span></small></td> </tr> <tr> <td><strong>Environment</strong></td> <td></td> <td><small><span style="font-size: small;">-10 to 50°C (14 to 122°F); RH max 95% non-condensing</span></small></td> </tr> <tr> <td><strong>Panel Cutout</strong></td> <td></td> <td><small><span style="font-size: small;">141 x 69 mm (5.6 x 2.7″)</span></small></td> </tr> <tr> <td><strong>Weight</strong></td> <td></td> <td><small><span style="font-size: small;">1 kg (2.2 lbs.)</span></small></td> </tr> </tbody> </table> <p> </p> </div> | HI 8931CN Conductivity Analog Controller with Input from Probe or Transmitter 1 uS/cm resolution | <div class="product-short-description"> <p>HI 8931CN Conductivity Analog Controller with Input from Probe or Transmitter<br/> 1 uS/cm resolution</p> </div> | https://www.hannathailand.com/wp-content/uploads/2021/12/hi8931ec.jpg | เครื่องวัดปริมาณซิลิกา ช่วงต่ำ ในตัวอย่างน้ำ รุ่น HI705 , เครื่องวัดปริมาณแอมโมเนีย ช่วงสูง รุ่น HI733 , เครื่องวัดปริมาณไนไตรท์ ช่วงต่ำ รุ่น HI707 , เครื่องวัดปริมาณคลอรีนรวม รุ่น HI711 , เครื่องควบคุมค่าความนำไฟฟ้า , เครื่องวัดปริมาณโบรมีน ในตัวอย่างน้ำ รุ่น HI716 , เครื่องวัดปริมาณนิกเกิล ช่วงสูง รุ่น HI726 , เครื่องวัดปริมาณฟอสฟอรัส ช่วงต่ำมาก รุ่น HI736 | <a class="woocommerce-LoopProduct-link woocommerce-loop-product__link" href="https://www.hannathailand.com/product/hi705-checker-hc-silica-lr/">เครื่องวัดปริมาณซิลิกา ช่วงต่ำ ในตัวอย่างน้ำ รุ่น HI705</a> , <a class="woocommerce-LoopProduct-link woocommerce-loop-product__link" href="https://www.hannathailand.com/product/hi733-checker-hc-ammonia-hr/">เครื่องวัดปริมาณแอมโมเนีย ช่วงสูง รุ่น HI733</a> , <a class="woocommerce-LoopProduct-link woocommerce-loop-product__link" href="https://www.hannathailand.com/product/hi707-checker-hc-nitrite-lr/">เครื่องวัดปริมาณไนไตรท์ ช่วงต่ำ รุ่น HI707</a> , <a class="woocommerce-LoopProduct-link woocommerce-loop-product__link" href="https://www.hannathailand.com/product/hi711-checker-hc-total-chlorine/">เครื่องวัดปริมาณคลอรีนรวม รุ่น HI711</a> , <a class="woocommerce-LoopProduct-link woocommerce-loop-product__link" href="https://www.hannathailand.com/product/hi8931cn/">เครื่องควบคุมค่าความนำไฟฟ้า</a> , <a class="woocommerce-LoopProduct-link woocommerce-loop-product__link" href="https://www.hannathailand.com/product/hi716-checker-hc-bromine/">เครื่องวัดปริมาณโบรมีน ในตัวอย่างน้ำ รุ่น HI716</a> , <a class="woocommerce-LoopProduct-link woocommerce-loop-product__link" href="https://www.hannathailand.com/product/hi726-checker-hc-nickel-hr/">เครื่องวัดปริมาณนิกเกิล ช่วงสูง รุ่น HI726</a> , <a class="woocommerce-LoopProduct-link woocommerce-loop-product__link" href="https://www.hannathailand.com/product/phosphorous-marine/">เครื่องวัดปริมาณฟอสฟอรัส ช่วงต่ำมาก รุ่น HI736</a> | https://www.hannathailand.com/wp-content/uploads/2021/12/hi8931ec-500x500.jpg , https://www.hannathailand.com/wp-content/uploads/2021/12/8710side520a4f52c1d9c-465x500.png , https://www.hannathailand.com/wp-content/uploads/2021/12/8710frnt520a4f561961b.png , https://www.hannathailand.com/wp-content/uploads/2022/06/hi705400-600x600.jpg , https://www.hannathailand.com/wp-content/uploads/2022/06/miniphotometerfurammoniumhoch2418_11-600x600.jpg , https://www.hannathailand.com/wp-content/uploads/2022/06/hi707400-600x600.jpg , https://www.hannathailand.com/wp-content/uploads/2022/06/hi711_lg-600x600.jpg , https://www.hannathailand.com/wp-content/uploads/2021/07/2-500x500.jpg , https://www.hannathailand.com/wp-content/uploads/2022/06/miniphotometerfurfreiesgesamtchlor704_11-600x600.jpg , https://www.hannathailand.com/wp-content/uploads/2022/06/miniphotometerfurnickelhoch841_11-600x600.jpg , https://www.hannathailand.com/wp-content/uploads/2021/12/HI736-600x600.jpg
64 | HI8931DN Conductivity Controller (0.1 uS/cm resolution) with Input from Probe or Transmitter | วัดการนำไฟฟ้า/ของแข็งละลายในน้ำ , สินค้าทั้งหมด , อุตสาหกรรมทั่วไป , เครื่องควบคุมแบบต่อเนื่อง , แบบติดตั้ง | https://www.hannathailand.com/product-category/pneumatics-control/tds/tds-installation/ | https://www.hannathailand.com/product/hi8931dn-conductivity-controller-0-1-uscm-resolution-with-input-from-probe-or-transmitter/ | HI8931DN | 29,425.00 |  | <div aria-labelledby="tab-title-additional_information" class="woocommerce-Tabs-panel woocommerce-Tabs-panel--additional_information panel entry-content" id="tab-additional_information" role="tabpanel"> </div> | HI8931 เป็นตัวควบคุมค่าการนำไฟฟ้าแบบติดตั้งบนแผง ออกแบบมาเพื่อความเรียบง่ายในการใช้งาน สำหรับการใช้งานแบบอินไลน์ ให้ใช้โพรบ HI 7635 ในขณะที่สำหรับถัง แนะนำให้ใช้ HI 7638 ที่มีเกลียวภายนอก หัววัดเหล่านี้มาพร้อมกับเซ็นเซอร์ NTC ในตัวสำหรับการวัดค่าการนำไฟฟ้าที่มีการชดเชยอุณหภูมิ HI8931 ยังมีการเชื่อมต่อโดยตรงได้ไกลถึง 20 ม. (67 ฟุต) โดยไม่จำเป็นต้องขยายสัญญาณไปยังหัววัดค่าการนำไฟฟ้า การใช้ HI8931 ร่วมกับเครื่องส่งสัญญาณเอาต์พุต 4-20 mA (ซีรีส์ HI 8936 หรือ HI 8936L) จะรับประกันสัญญาณที่แรงและปราศจากสัญญาณรบกวนที่ระยะสูงสุด 300 เมตร (1,000′) Both electrode and transmitter compatible inputs accepted Selectable manual ON, OFF and automatic dosing control with indicator Built-in auto-diagnostic function for offset and slope Both 4-20 and 0-20 mA output user selectable, all in one instrument Backlit LCD Transparent splash-proof cover included Operational mode LED indicators HI8931 is a panel mounted conductivity controller designed for simplicity of use. For in-line applications, use the HI 7635 probe, while for tanks the HI 7638 with external threads is recommended. These probes are provided with a built-in NTC sensor for temperature compensated conductivity measurements. HI8931 also features a direct connection up to 20 m (67′), without needing to amplify the signal to the conductivity probe. Using the HI8931 in conjunction with a 4-20 mA output transmitter (HI 8936 or HI 8936L series) will assure a strong, interference free signal at distances up to 300 meters (1000′). Order Information: The HI 8931 series is supplied with mounting brackets and instructions. Product Manuals Manual: Download Specification : Range 0.0 to 199.9 µS/cm Resolution 0.1 µS/cm Accuracy @ 20°C ±2% F.S. (excluding probe error) Input from Transmitter HI 8936D / DL Temperature Compensation automatic, 0 to 60°C with ß=2%/°C; see also transmitter HI 8936 Inputs DIN (probe) or 4-20 mA (transmitter) Conductivity Probe HI 7635 for in-line applications or HI 3001D for flow-thru (not included) Calibration manual, two point, through offset and slope trimmers Recorder Output 0 to 20 mA or 4 to 20 mA (isolated) Setpoint and Alarm Relay 1, Isolated, 2A, max. 240V, resistive load, 1,000,000 strokes Setpoint Range 0.0 to 199.9 µS/cm Alarm Range 0.0 µS and 100.0 µS Dosing Control OFF/AUTO/ON with selection switch Over Dosing Control adjustable, from 5 min to 60 min with knob or disable by wire strap – on rear panel Backlight continuous on Power Supply 115 VAC ±10% or 230 VAC ±10%; 50/60 Hz Enclosure flame retardant ABS body and front panel; transparent splash-proof front cover Environment -10 to 50°C (14 to 122°F); RH max 95% non-condensing Panel Cutout 141 x 69 mm (5.6 x 2.7″) Weight 1 kg (2.2 lbs.) | <div aria-labelledby="tab-title-description" class="woocommerce-Tabs-panel woocommerce-Tabs-panel--description panel entry-content active" id="tab-description" role="tabpanel"> <p>HI8931 เป็นตัวควบคุมค่าการนำไฟฟ้าแบบติดตั้งบนแผง ออกแบบมาเพื่อความเรียบง่ายในการใช้งาน สำหรับการใช้งานแบบอินไลน์ ให้ใช้โพรบ HI 7635 ในขณะที่สำหรับถัง แนะนำให้ใช้ HI 7638 ที่มีเกลียวภายนอก หัววัดเหล่านี้มาพร้อมกับเซ็นเซอร์ NTC ในตัวสำหรับการวัดค่าการนำไฟฟ้าที่มีการชดเชยอุณหภูมิ</p> <p>HI8931 ยังมีการเชื่อมต่อโดยตรงได้ไกลถึง 20 ม. (67 ฟุต) โดยไม่จำเป็นต้องขยายสัญญาณไปยังหัววัดค่าการนำไฟฟ้า</p> <p>การใช้ HI8931 ร่วมกับเครื่องส่งสัญญาณเอาต์พุต 4-20 mA (ซีรีส์ HI 8936 หรือ HI 8936L) จะรับประกันสัญญาณที่แรงและปราศจากสัญญาณรบกวนที่ระยะสูงสุด 300 เมตร (1,000′)</p> <p>Both electrode and transmitter compatible inputs accepted</p> <ul> <li>Selectable manual ON, OFF and automatic dosing control with indicator</li> <li>Built-in auto-diagnostic function for offset and slope</li> <li>Both 4-20 and 0-20 mA output user selectable, all in one instrument</li> <li>Backlit LCD</li> <li>Transparent splash-proof cover included</li> <li>Operational mode LED indicators</li> </ul> <p>HI8931 is a panel mounted conductivity controller designed for simplicity of use. For in-line applications, use the HI 7635 probe, while for tanks the HI 7638 with external threads is recommended. These probes are provided with a built-in NTC sensor for temperature compensated conductivity measurements.</p> <p>HI8931 also features a direct connection up to 20 m (67′), without needing to amplify the signal to the conductivity probe.</p> <p>Using the HI8931 in conjunction with a 4-20 mA output transmitter (HI 8936 or HI 8936L series) will assure a strong, interference free signal at distances up to 300 meters (1000′).</p> <p> </p> <p> </p> <p><strong>Order Information:</strong><br/> The HI 8931 series is supplied with mounting brackets and instructions.</p> <div><strong>Product Manuals</strong></div> <p><img align="absmiddle" alt="" border="0" decoding="async" height="22" loading="lazy" src="http://hannainst.com/usa/images/icon-pdf.gif" width="20"/> Manual: <a href="http://hannainst.com/manuals/HI8931_03_2012.pdf" rel="noopener" target="_blank" title="Download Product Manual">Download</a></p> <p><strong>Specification :</strong></p> <p> </p> <table class="spec_table"> <tbody> <tr> <td><strong>Range</strong></td> <td></td> <td><small><span style="font-size: small;">0.0 to 199.9 µS/cm</span></small></td> </tr> <tr> <td><strong>Resolution</strong></td> <td></td> <td><small><span style="font-size: small;">0.1 µS/cm</span></small></td> </tr> <tr> <td><strong>Accuracy @ 20°C</strong></td> <td></td> <td><small><span style="font-size: small;">±2% F.S. (excluding probe error)</span></small></td> </tr> <tr> <td><strong>Input from Transmitter</strong></td> <td></td> <td><small><span style="font-size: small;">HI 8936D / DL</span></small></td> </tr> <tr> <td><strong>Temperature<br/> Compensation</strong></td> <td></td> <td><small><span style="font-size: small;">automatic, 0 to 60°C with ß=2%/°C; see also transmitter HI 8936</span></small></td> </tr> <tr> <td><strong>Inputs</strong></td> <td></td> <td><small><span style="font-size: small;">DIN (probe) or 4-20 mA (transmitter)</span></small></td> </tr> <tr> <td><strong>Conductivity Probe</strong></td> <td></td> <td><small><span style="font-size: small;">HI 7635 for in-line applications or HI 3001D for flow-thru (not included)</span></small></td> </tr> <tr> <td><strong>Calibration</strong></td> <td></td> <td><small><span style="font-size: small;">manual, two point, through offset and slope trimmers</span></small></td> </tr> <tr> <td><strong>Recorder Output</strong></td> <td></td> <td><small><span style="font-size: small;">0 to 20 mA or 4 to 20 mA (isolated)</span></small></td> </tr> <tr> <td><strong>Setpoint and<br/> Alarm Relay</strong></td> <td></td> <td><small><span style="font-size: small;">1, Isolated, 2A, max. 240V, resistive load, 1,000,000 strokes</span></small></td> </tr> <tr> <td><strong>Setpoint Range</strong></td> <td></td> <td><small><span style="font-size: small;">0.0 to 199.9 µS/cm</span></small></td> </tr> <tr> <td><strong>Alarm Range</strong></td> <td></td> <td><small><span style="font-size: small;">0.0 µS and 100.0 µS</span></small></td> </tr> <tr> <td><strong>Dosing Control</strong></td> <td></td> <td><small><span style="font-size: small;">OFF/AUTO/ON with selection switch</span></small></td> </tr> <tr> <td><strong>Over Dosing Control</strong></td> <td></td> <td><small><span style="font-size: small;">adjustable, from 5 min to 60 min with knob or disable by wire strap – on rear panel</span></small></td> </tr> <tr> <td><strong>Backlight</strong></td> <td></td> <td><small><span style="font-size: small;">continuous on</span></small></td> </tr> <tr> <td><strong>Power Supply</strong></td> <td></td> <td><small><span style="font-size: small;">115 VAC ±10% or 230 VAC ±10%; 50/60 Hz</span></small></td> </tr> <tr> <td><strong>Enclosure</strong></td> <td></td> <td><small><span style="font-size: small;">flame retardant ABS body and front panel; transparent splash-proof front cover</span></small></td> </tr> <tr> <td><strong>Environment</strong></td> <td></td> <td><small><span style="font-size: small;">-10 to 50°C (14 to 122°F); RH max 95% non-condensing</span></small></td> </tr> <tr> <td><strong>Panel Cutout</strong></td> <td></td> <td><small><span style="font-size: small;">141 x 69 mm (5.6 x 2.7″)</span></small></td> </tr> <tr> <td><strong>Weight</strong></td> <td></td> <td><small><span style="font-size: small;">1 kg (2.2 lbs.)</span></small></td> </tr> </tbody> </table> </div> | HI 8931DN Conductivity Analog Controller with Input from Probe or Transmitter 0.1 uS/cm resolution | <div class="product-short-description"> <p>HI 8931DN Conductivity Analog Controller with Input from Probe or Transmitter<br/> 0.1 uS/cm resolution</p> </div> | https://www.hannathailand.com/wp-content/uploads/2022/06/hi8931ec.jpg | เครื่องวัดปริมาณฟอสฟอรัส ช่วงต่ำมาก รุ่น HI736 , เครื่องวัดปริมาณไอโอดีน รุ่น HI718 , เครื่องวัดปริมาณฟอสเฟต ช่วงต่ำ รุ่น HI713 , น้ำยามาตรฐานสอบเทียบ , เครื่องวัดปริมาณฟอสฟอรัส ช่วงสูง รุ่น HI706 , น้ำยามาตรฐานสอบเทียบ ค่ามาตรฐานความเค็ม , เครื่องวัดปริมาณไนไตรท์ ช่วงต่ำ รุ่น HI707 , เครื่องวัดปริมาณไนไตรท์ ช่วงสูง ในตัวอย่างน้ำ รุ่น HI708 | <a class="woocommerce-LoopProduct-link woocommerce-loop-product__link" href="https://www.hannathailand.com/product/phosphorous-marine/">เครื่องวัดปริมาณฟอสฟอรัส ช่วงต่ำมาก รุ่น HI736</a> , <a class="woocommerce-LoopProduct-link woocommerce-loop-product__link" href="https://www.hannathailand.com/product/hi718-checker-hc-iodine/">เครื่องวัดปริมาณไอโอดีน รุ่น HI718</a> , <a class="woocommerce-LoopProduct-link woocommerce-loop-product__link" href="https://www.hannathailand.com/product/hi713-checker-hc-phosphate-lr/">เครื่องวัดปริมาณฟอสเฟต ช่วงต่ำ รุ่น HI713</a> , <a class="woocommerce-LoopProduct-link woocommerce-loop-product__link" href="https://www.hannathailand.com/product/hi9828-25/">น้ำยามาตรฐานสอบเทียบ</a> , <a class="woocommerce-LoopProduct-link woocommerce-loop-product__link" href="https://www.hannathailand.com/product/hi706-checker-hc-phosphorous-hr/">เครื่องวัดปริมาณฟอสฟอรัส ช่วงสูง รุ่น HI706</a> , <a class="woocommerce-LoopProduct-link woocommerce-loop-product__link" href="https://www.hannathailand.com/product/hi7080l/">น้ำยามาตรฐานสอบเทียบ ค่ามาตรฐานความเค็ม</a> , <a class="woocommerce-LoopProduct-link woocommerce-loop-product__link" href="https://www.hannathailand.com/product/hi707-checker-hc-nitrite-lr/">เครื่องวัดปริมาณไนไตรท์ ช่วงต่ำ รุ่น HI707</a> , <a class="woocommerce-LoopProduct-link woocommerce-loop-product__link" href="https://www.hannathailand.com/product/hi708-checker-hc-nitrite-hr/">เครื่องวัดปริมาณไนไตรท์ ช่วงสูง ในตัวอย่างน้ำ รุ่น HI708</a> | https://www.hannathailand.com/wp-content/uploads/2022/06/hi8931ec-600x600.jpg , https://www.hannathailand.com/wp-content/uploads/2022/06/8710side520a4f52c1d9c-600x600.jpg , https://www.hannathailand.com/wp-content/uploads/2022/06/8710frnt520a4f561961b-600x600.jpg , https://www.hannathailand.com/wp-content/uploads/2021/12/HI736-600x600.jpg , https://www.hannathailand.com/wp-content/uploads/2022/06/miniphotometerfuriod829_11-600x600.jpg , https://www.hannathailand.com/wp-content/uploads/2022/06/hi713_lg51caffcdce23e-600x600.jpg , https://www.hannathailand.com/wp-content/uploads/2021/07/8-500x500.jpg , https://www.hannathailand.com/wp-content/uploads/2022/06/hi706_400-600x600.jpg , https://www.hannathailand.com/wp-content/uploads/2021/07/11-500x500.jpg , https://www.hannathailand.com/wp-content/uploads/2022/06/hi707400-600x600.jpg , https://www.hannathailand.com/wp-content/uploads/2022/06/miniphotometerfurnitrithoch2420_11-600x600.jpg
65 | HI8936ALN EC – Transmitter with LCD – 0 to 199.9 mS/cm | สินค้าทั้งหมด , เครื่องควบคุมแบบต่อเนื่อง , เครื่องทรานสมิตเตอร์ , แบบติดตั้ง | https://www.hannathailand.com/product-category/pneumatics-control/transmitter/transmitter-installation/ | https://www.hannathailand.com/product/hi8936aln-ec-transmitter-with-lcd-0-to-199-9-mscm/ | HI8936ALN | 22,470.00 |  | <div aria-labelledby="tab-title-additional_information" class="woocommerce-Tabs-panel woocommerce-Tabs-panel--additional_information panel entry-content" id="tab-additional_information" role="tabpanel"> </div> | HI8936 คือเครื่องส่งสัญญาณค่าการนำไฟฟ้าที่ออกแบบใหม่ของเรา ซึ่งใช้โพรบโพเทนชิโอเมตริกแบบสี่วงแหวน โพรบนี้แทบจะต้านทานการปนเปื้อนจากสารละลายที่ไม่สะอาดได้ ซึ่งช่วยให้เครื่องส่งทำงานด้วยประสิทธิภาพสูงสุดตลอดเวลา Utilizes HANNA’s potentiometric four-ring conductivity probe Automatic Temperature Compensation Direct probe connection eliminates signal loss Use in conjunction with HI 7638 or HI 3001 platinum conductivity probes HI 8936 is our redesigned conductivity transmitter that utilizes a four-ring potentiometric probe. This probe is virtually immune to contamination by unclean solutions. This allows the transmitter to operate at peak performance at all times. Temperature effects are compensated for by utilizing both the built-in temperature sensor on the probe and the transmitter’s ATC circuitry with a β of 2%/°C. Direct connection of the probe to the transmitter assures a positive electrical connection with no signal loss over long distances. HI 8936”L” versions allow easy verification and monitoring of measured values and is easier to calibrate and maintain. The HI 8936 series requires external power to the 4-20 mA current loop. Order Information: All HI 8936 models are supplied complete with instructions. Product Manual: HI 8936AL (Process Instrumentation) Specification : Range 0.0 to 199.9 µS/cm Resolution 0.1 µS/cm Accuracy @ 20°C ±2% f.s. (excluding probe error) Calibration manual, two point, with offset and slope trimmers Temperature Compensation fixed or automatic from 0 to 50°C (32 to 122°F) with ß=2%/°C Conductivity Probe HI 7635 for in-line applications (not included) Recorder Output 4-20 mA, not isolated, max 500 Ohm Protection IP 65 Power Supply 17-36 VDC Environment 0 to 50°C (32 to 122°F); RH max 95% non-condensing Dimensions 165 x 110 x 71 mm (6.5 x 4.3 x 2.8’’) Weight 1 kg (2.2 lb.) | <div aria-labelledby="tab-title-description" class="woocommerce-Tabs-panel woocommerce-Tabs-panel--description panel entry-content active" id="tab-description" role="tabpanel"> <p>HI8936 คือเครื่องส่งสัญญาณค่าการนำไฟฟ้าที่ออกแบบใหม่ของเรา ซึ่งใช้โพรบโพเทนชิโอเมตริกแบบสี่วงแหวน โพรบนี้แทบจะต้านทานการปนเปื้อนจากสารละลายที่ไม่สะอาดได้ ซึ่งช่วยให้เครื่องส่งทำงานด้วยประสิทธิภาพสูงสุดตลอดเวลา</p> <ul> <li>Utilizes HANNA’s potentiometric four-ring conductivity probe</li> <li>Automatic Temperature Compensation</li> <li>Direct probe connection eliminates signal loss</li> <li>Use in conjunction with HI 7638 or HI 3001 platinum conductivity probes</li> </ul> <p> </p> <p>HI 8936 is our redesigned conductivity transmitter that utilizes a four-ring potentiometric probe. This probe is virtually immune to contamination by unclean solutions. This allows the transmitter to operate at peak performance at all times.</p> <p>Temperature effects are compensated for by utilizing both the built-in temperature sensor on the probe and the transmitter’s ATC circuitry with a <span class="st">β</span> of 2%/°C.</p> <p>Direct connection of the probe to the transmitter assures a positive electrical connection with no signal loss over long distances.</p> <p>HI 8936”L” versions allow easy verification and monitoring of measured values and is easier to calibrate and maintain.</p> <p>The HI 8936 series requires external power to the 4-20 mA current loop.</p> <p> </p> <p><strong>Order Information:</strong><br/> All HI 8936 models are supplied complete with instructions.</p> <p><strong>Product Manual:</strong></p> <p><a href="http://www.hannainst.com/manuals/HI8931_03_2012.pdf">HI 8936AL (Process Instrumentation)</a></p> <p><strong>Specification :</strong></p> <table class="spec_table"> <tbody> <tr> <td><strong>Range</strong></td> <td></td> <td><small><span style="font-size: small;">0.0 to 199.9 µS/cm</span></small></td> </tr> <tr> <td><strong>Resolution</strong></td> <td></td> <td><small><span style="font-size: small;">0.1 µS/cm</span></small></td> </tr> <tr> <td><strong>Accuracy @ 20°C</strong></td> <td></td> <td><small><span style="font-size: small;">±2% f.s. (excluding probe error)</span></small></td> </tr> <tr> <td><strong>Calibration</strong></td> <td></td> <td><small><span style="font-size: small;">manual, two point, with offset and slope trimmers</span></small></td> </tr> <tr> <td><strong>Temperature<br/> Compensation</strong></td> <td></td> <td><small><span style="font-size: small;">fixed or automatic from 0 to 50°C (32 to 122°F) with ß=2%/°C</span></small></td> </tr> <tr> <td><strong>Conductivity Probe</strong></td> <td></td> <td><small><span style="font-size: small;">HI 7635 for in-line applications (not included)</span></small></td> </tr> <tr> <td><strong>Recorder Output</strong></td> <td></td> <td><small><span style="font-size: small;">4-20 mA, not isolated, max 500 Ohm</span></small></td> </tr> <tr> <td><strong>Protection</strong></td> <td></td> <td><small><span style="font-size: small;">IP 65</span></small></td> </tr> <tr> <td><strong>Power Supply</strong></td> <td></td> <td><small><span style="font-size: small;">17-36 VDC</span></small></td> </tr> <tr> <td><strong>Environment</strong></td> <td></td> <td><small><span style="font-size: small;">0 to 50°C (32 to 122°F); RH max 95% non-condensing</span></small></td> </tr> <tr> <td><strong>Dimensions</strong></td> <td></td> <td><small><span style="font-size: small;">165 x 110 x 71 mm (6.5 x 4.3 x 2.8’’)</span></small></td> </tr> <tr> <td><strong>Weight</strong></td> <td></td> <td><small><span style="font-size: small;">1 kg (2.2 lb.)</span></small></td> </tr> </tbody> </table> <p> </p> </div> | Conductivity Process Controller & Transmitter type HI 8936 uses a four-ring potentiometric probe is virtually immune to contamination by unclean solutions. Moreover, the compensated, in the probe, simplified integrated temperature sensor and provides automatic compensation. The probe is connected to a positive electrical connection to signal loss to avoid long lines and to increase the performance of the controller. | <div class="product-short-description"> <p>Conductivity Process Controller &amp; Transmitter type HI 8936 uses a four-ring potentiometric probe is virtually immune to contamination by unclean solutions. Moreover, the compensated, in the probe, simplified integrated temperature sensor and provides automatic compensation. The probe is connected to a positive electrical connection to signal loss to avoid long lines and to increase the performance of the controller.</p> </div> | https://www.hannathailand.com/wp-content/uploads/2022/06/photometerfarbevonhonigbis150mmpfund1433_151e827276f1f8.jpg | เครื่องวัดค่าเหล็ก รุ่น HI721 , เครื่องวัดปริมาณนิกเกิล ช่วงสูง รุ่น HI726 , เครื่องวัดปริมาณฟอสเฟต ช่วงต่ำ รุ่น HI713 , น้ำยามาตรฐานสำหรับค่าโซเดียม , เครื่องวัดปริมาณฟลูออไรด์ ช่วงต่ำ รุ่น HI729 , สารละลายมาตรฐานความขุ่น 20 NTU , เครื่องวัดปริมาณโบรมีน ในตัวอย่างน้ำ รุ่น HI716 , เครื่องวัดปริมาณโครเมี่ยม ช่วงสูง รุ่น HI723 | <a class="woocommerce-LoopProduct-link woocommerce-loop-product__link" href="https://www.hannathailand.com/product/hi721-checker-hc-iron/">เครื่องวัดค่าเหล็ก รุ่น HI721</a> , <a class="woocommerce-LoopProduct-link woocommerce-loop-product__link" href="https://www.hannathailand.com/product/hi726-checker-hc-nickel-hr/">เครื่องวัดปริมาณนิกเกิล ช่วงสูง รุ่น HI726</a> , <a class="woocommerce-LoopProduct-link woocommerce-loop-product__link" href="https://www.hannathailand.com/product/hi713-checker-hc-phosphate-lr/">เครื่องวัดปริมาณฟอสเฟต ช่วงต่ำ รุ่น HI713</a> , <a class="woocommerce-LoopProduct-link woocommerce-loop-product__link" href="https://www.hannathailand.com/product/hi7090l/">น้ำยามาตรฐานสำหรับค่าโซเดียม</a> , <a class="woocommerce-LoopProduct-link woocommerce-loop-product__link" href="https://www.hannathailand.com/product/hi729-checker-hc-fluoride-lr/">เครื่องวัดปริมาณฟลูออไรด์ ช่วงต่ำ รุ่น HI729</a> , <a class="woocommerce-LoopProduct-link woocommerce-loop-product__link" href="https://www.hannathailand.com/product/hi93102-20/">สารละลายมาตรฐานความขุ่น 20 NTU</a> , <a class="woocommerce-LoopProduct-link woocommerce-loop-product__link" href="https://www.hannathailand.com/product/hi716-checker-hc-bromine/">เครื่องวัดปริมาณโบรมีน ในตัวอย่างน้ำ รุ่น HI716</a> , <a class="woocommerce-LoopProduct-link woocommerce-loop-product__link" href="https://www.hannathailand.com/product/hi723-checker-hc-chromium-vi-hr/">เครื่องวัดปริมาณโครเมี่ยม ช่วงสูง รุ่น HI723</a> | https://www.hannathailand.com/wp-content/uploads/2022/06/miniphotometerfureisen832_11-600x600.jpg , https://www.hannathailand.com/wp-content/uploads/2022/06/miniphotometerfurnickelhoch841_11-600x600.jpg , https://www.hannathailand.com/wp-content/uploads/2022/06/hi713_lg51caffcdce23e-600x600.jpg , https://www.hannathailand.com/wp-content/uploads/2021/07/12-500x500.jpg , https://www.hannathailand.com/wp-content/uploads/2022/06/miniphotometerfurfluoridniedrig844_11-600x600.jpg , https://www.hannathailand.com/wp-content/uploads/2021/07/9-500x500.jpg , https://www.hannathailand.com/wp-content/uploads/2022/06/miniphotometerfurfreiesgesamtchlor704_11-600x600.jpg , https://www.hannathailand.com/wp-content/uploads/2022/06/miniphotometerfurchromvihoch839_11-600x600.jpg
66 | HI8936AN EC – Transmitter – 0 to 199.9 mS/cm | สินค้าทั้งหมด , เครื่องควบคุมแบบต่อเนื่อง , เครื่องทรานสมิตเตอร์ , แบบติดตั้ง | https://www.hannathailand.com/product-category/pneumatics-control/transmitter/transmitter-installation/ | https://www.hannathailand.com/product/hi8936an-ec-transmitter-0-to-199-9-mscm/ | HI8936AN | 14,980.00 |  | <div aria-labelledby="tab-title-additional_information" class="woocommerce-Tabs-panel woocommerce-Tabs-panel--additional_information panel entry-content" id="tab-additional_information" role="tabpanel"> </div> | HI8936 คือเครื่องส่งสัญญาณค่าการนำไฟฟ้าที่ออกแบบใหม่ของเรา ซึ่งใช้โพรบโพเทนชิโอเมตริกแบบสี่วงแหวน โพรบนี้แทบจะต้านทานการปนเปื้อนจากสารละลายที่ไม่สะอาดได้ ซึ่งช่วยให้เครื่องส่งทำงานด้วยประสิทธิภาพสูงสุดตลอดเวลา Utilizes HANNA’s potentiometric four-ring conductivity probe Automatic Temperature Compensation Direct probe connection eliminates signal loss Use in conjunction with HI 7638 or HI 3001 platinum conductivity probes HI8936 is our redesigned conductivity transmitter that utilizes a four-ring potentiometric probe. This probe is virtually immune to contamination by unclean solutions. This allows the transmitter to operate at peak performance at all times. Temperature effects are compensated for by utilizing both the built-in temperature sensor on the probe and the transmitter’s ATC circuitry with a β of 2%/°C. Direct connection of the probe to the transmitter assures a positive electrical connection with no signal loss over long distances. HI 8936”L” versions allow easy verification and monitoring of measured values and is easier to calibrate and maintain. The HI 8936 series requires external power to the 4-20 mA current loop. Order Information: All HI 8936 models are supplied complete with instructions. Product Manual: HI 8936AL (Process Instrumentation) Specification : Range 0.0 to 199.9 mS/cm Accuracy @ 20°C ±2% f.s. (excluding probe error) Calibration manual, two point, with offset and slope trimmers Temperature Compensation fixed or automatic from 0 to 50°C (32 to 122°F) with ß=2%/°C Conductivity Probe HI 7635 for in-line applications (not included) Recorder Output 4-20 mA, not isolated, max 500 Ohm Protection IP65 Power Supply 12-30 VDC Environment 0 to 50°C (32 to 122°F); RH max 95% non-condensing Dimensions 165 x 110 x 71 mm (6.5 x 4.3 x 2.8’’) Weight 1 kg (2.2 lb.) | <div aria-labelledby="tab-title-description" class="woocommerce-Tabs-panel woocommerce-Tabs-panel--description panel entry-content active" id="tab-description" role="tabpanel"> <p>HI8936 คือเครื่องส่งสัญญาณค่าการนำไฟฟ้าที่ออกแบบใหม่ของเรา ซึ่งใช้โพรบโพเทนชิโอเมตริกแบบสี่วงแหวน โพรบนี้แทบจะต้านทานการปนเปื้อนจากสารละลายที่ไม่สะอาดได้ ซึ่งช่วยให้เครื่องส่งทำงานด้วยประสิทธิภาพสูงสุดตลอดเวลา</p> <ul> <li>Utilizes HANNA’s potentiometric four-ring conductivity probe</li> <li>Automatic Temperature Compensation</li> <li>Direct probe connection eliminates signal loss</li> <li>Use in conjunction with HI 7638 or HI 3001 platinum conductivity probes</li> </ul> <p> </p> <p><del>HI8936</del> is our redesigned conductivity transmitter that utilizes a four-ring potentiometric probe. This probe is virtually immune to contamination by unclean solutions. This allows the transmitter to operate at peak performance at all times.</p> <p>Temperature effects are compensated for by utilizing both the built-in temperature sensor on the probe and the transmitter’s ATC circuitry with a <span class="st">β</span> of 2%/°C.</p> <p>Direct connection of the probe to the transmitter assures a positive electrical connection with no signal loss over long distances.</p> <p>HI 8936”L” versions allow easy verification and monitoring of measured values and is easier to calibrate and maintain.</p> <p>The HI 8936 series requires external power to the 4-20 mA current loop.</p> <p> </p> <p><strong>Order Information:</strong><br/> All HI 8936 models are supplied complete with instructions.</p> <p><strong>Product Manual:</strong></p> <p><a href="http://www.hannainst.com/manuals/HI8931_03_2012.pdf">HI 8936AL (Process Instrumentation)</a></p> <p><strong>Specification :</strong></p> <table class="spec_table"> <tbody> <tr> <td><strong>Range</strong></td> <td></td> <td><small><span style="font-size: small;">0.0 to 199.9 mS/cm</span></small></td> </tr> <tr> <td><strong>Accuracy @ 20°C</strong></td> <td></td> <td><small><span style="font-size: small;">±2% f.s. (excluding probe error)</span></small></td> </tr> <tr> <td><strong>Calibration</strong></td> <td></td> <td><small><span style="font-size: small;">manual, two point, with offset and slope trimmers</span></small></td> </tr> <tr> <td><strong>Temperature<br/> Compensation</strong></td> <td></td> <td><small><span style="font-size: small;">fixed or automatic from 0 to 50°C (32 to 122°F) with ß=2%/°C</span></small></td> </tr> <tr> <td><strong>Conductivity Probe</strong></td> <td></td> <td><small><span style="font-size: small;">HI 7635 for in-line applications (not included)</span></small></td> </tr> <tr> <td><strong>Recorder Output</strong></td> <td></td> <td><small><span style="font-size: small;">4-20 mA, not isolated, max 500 Ohm</span></small></td> </tr> <tr> <td><strong>Protection</strong></td> <td></td> <td><small><span style="font-size: small;">IP65</span></small></td> </tr> <tr> <td><strong>Power Supply</strong></td> <td></td> <td><small><span style="font-size: small;">12-30 VDC</span></small></td> </tr> <tr> <td><strong>Environment</strong></td> <td></td> <td><small><span style="font-size: small;">0 to 50°C (32 to 122°F); RH max 95% non-condensing</span></small></td> </tr> <tr> <td><strong>Dimensions</strong></td> <td></td> <td><small><span style="font-size: small;">165 x 110 x 71 mm (6.5 x 4.3 x 2.8’’)</span></small></td> </tr> <tr> <td><strong>Weight</strong></td> <td></td> <td><small><span style="font-size: small;">1 kg (2.2 lb.)</span></small></td> </tr> </tbody> </table> <p> </p> </div> | Conductivity Process Controller & Transmitter type HI 8936 uses a four-ring potentiometric probe-Sonde.Diese is virtually immune to contamination by unclean solutions. Moreover, the compensated, in the probe, simplified integrated temperature sensor and provides automatic compensation. The probe is connected to a positive electrical connection to signal loss to avoid long lines and to increase the performance of the controller. | <div class="product-short-description"> <p>Conductivity Process Controller &amp; Transmitter type HI 8936 uses a four-ring potentiometric probe-Sonde.Diese is virtually immune to contamination by unclean solutions. Moreover, the compensated, in the probe, simplified integrated temperature sensor and provides automatic compensation. The probe is connected to a positive electrical connection to signal loss to avoid long lines and to increase the performance of the controller.</p> </div> | https://www.hannathailand.com/wp-content/uploads/2022/06/photometerfarbevonhonigbis150mmpfund1433_151e827c466d89.jpg | เครื่องวัดปริมาณฟอสเฟต ช่วงต่ำ รุ่น HI713 , เครื่องวัดปริมาณฟอสฟอรัส ช่วงต่ำมาก รุ่น HI736 , เครื่องวัดปริมาณฟลูออไรด์ ช่วงต่ำ รุ่น HI729 , เครื่องวัดคลอรีน , เครื่องวัดปริมาณฟอสฟอรัส ช่วงสูง รุ่น HI706 , เครื่องควบคุมค่าความนำไฟฟ้า , เครื่องวัดค่าเหล็ก รุ่น HI721 , เครื่องวัดปริมาณไอโอดีน รุ่น HI718 | <a class="woocommerce-LoopProduct-link woocommerce-loop-product__link" href="https://www.hannathailand.com/product/hi713-checker-hc-phosphate-lr/">เครื่องวัดปริมาณฟอสเฟต ช่วงต่ำ รุ่น HI713</a> , <a class="woocommerce-LoopProduct-link woocommerce-loop-product__link" href="https://www.hannathailand.com/product/phosphorous-marine/">เครื่องวัดปริมาณฟอสฟอรัส ช่วงต่ำมาก รุ่น HI736</a> , <a class="woocommerce-LoopProduct-link woocommerce-loop-product__link" href="https://www.hannathailand.com/product/hi729-checker-hc-fluoride-lr/">เครื่องวัดปริมาณฟลูออไรด์ ช่วงต่ำ รุ่น HI729</a> , <a class="woocommerce-LoopProduct-link woocommerce-loop-product__link" href="https://www.hannathailand.com/product/free-chlorine/">เครื่องวัดคลอรีน</a> , <a class="woocommerce-LoopProduct-link woocommerce-loop-product__link" href="https://www.hannathailand.com/product/hi706-checker-hc-phosphorous-hr/">เครื่องวัดปริมาณฟอสฟอรัส ช่วงสูง รุ่น HI706</a> , <a class="woocommerce-LoopProduct-link woocommerce-loop-product__link" href="https://www.hannathailand.com/product/hi8931cn/">เครื่องควบคุมค่าความนำไฟฟ้า</a> , <a class="woocommerce-LoopProduct-link woocommerce-loop-product__link" href="https://www.hannathailand.com/product/hi721-checker-hc-iron/">เครื่องวัดค่าเหล็ก รุ่น HI721</a> , <a class="woocommerce-LoopProduct-link woocommerce-loop-product__link" href="https://www.hannathailand.com/product/hi718-checker-hc-iodine/">เครื่องวัดปริมาณไอโอดีน รุ่น HI718</a> | https://www.hannathailand.com/wp-content/uploads/2022/06/hi713_lg51caffcdce23e-600x600.jpg , https://www.hannathailand.com/wp-content/uploads/2021/12/HI736-600x600.jpg , https://www.hannathailand.com/wp-content/uploads/2022/06/miniphotometerfurfluoridniedrig844_11-600x600.jpg , https://www.hannathailand.com/wp-content/uploads/2021/07/1-500x500.jpg , https://www.hannathailand.com/wp-content/uploads/2022/06/hi706_400-600x600.jpg , https://www.hannathailand.com/wp-content/uploads/2021/07/2-500x500.jpg , https://www.hannathailand.com/wp-content/uploads/2022/06/miniphotometerfureisen832_11-600x600.jpg , https://www.hannathailand.com/wp-content/uploads/2022/06/miniphotometerfuriod829_11-600x600.jpg
67 | HI8936BLN EC – Transmitter with LCD – 0.00 to 19.99 mS/cm | สินค้าทั้งหมด , เครื่องควบคุมแบบต่อเนื่อง , เครื่องทรานสมิตเตอร์ , แบบติดตั้ง | https://www.hannathailand.com/product-category/pneumatics-control/transmitter/transmitter-installation/ | https://www.hannathailand.com/product/hi8936bln-ec-transmitter-with-lcd-0-00-to-19-99-mscm/ | HI8936BLN | 22,470.00 |  | <div aria-labelledby="tab-title-additional_information" class="woocommerce-Tabs-panel woocommerce-Tabs-panel--additional_information panel entry-content" id="tab-additional_information" role="tabpanel"> </div> | HI8936 คือเครื่องส่งสัญญาณค่าการนำไฟฟ้าที่ออกแบบใหม่ของเรา ซึ่งใช้โพรบโพเทนชิโอเมตริกแบบสี่วงแหวน โพรบนี้แทบจะต้านทานการปนเปื้อนจากสารละลายที่ไม่สะอาดได้ ซึ่งช่วยให้เครื่องส่งทำงานด้วยประสิทธิภาพสูงสุดตลอดเวลา Utilizes HANNA’s potentiometric four-ring conductivity probe Automatic Temperature Compensation Direct probe connection eliminates signal loss Use in conjunction with HI 7638 or HI 3001 platinum conductivity probes HI8936 is our redesigned conductivity transmitter that utilizes a four-ring potentiometric probe. This probe is virtually immune to contamination by unclean solutions. This allows the transmitter to operate at peak performance at all times. Temperature effects are compensated for by utilizing both the built-in temperature sensor on the probe and the transmitter’s ATC circuitry with a β of 2%/°C. Direct connection of the probe to the transmitter assures a positive electrical connection with no signal loss over long distances. HI 8936”L” versions allow easy verification and monitoring of measured values and is easier to calibrate and maintain. The HI 8936 series requires external power to the 4-20 mA current loop. Order Information: All HI 8936 models are supplied complete with instructions. Product Manual: HI 8936BN (Process Instrumentation) Specification : Range 0.00 to 19.99 mS/cm Resolution 0.01 mS/cm Accuracy @ 20°C ±2% f.s. (excluding probe error) Calibration manual, two point, with offset and slope trimmers Temperature Compensation fixed or automatic from 0 to 50°C (32 to 122°F) with ß=2%/°C Conductivity Probe HI 7635 for in-line applications (not included) Recorder Output 4-20 mA, not isolated, max 500 Ohm Protection IP65 Power Supply 17-36 VDC Environment 0 to 50°C (32 to 122°F); RH max 95% non-condensing Dimensions 165 x 110 x 71 mm (6.5 x 4.3 x 2.8’’) Weight 1 kg (2.2 lb.) | <div aria-labelledby="tab-title-description" class="woocommerce-Tabs-panel woocommerce-Tabs-panel--description panel entry-content active" id="tab-description" role="tabpanel"> <p>HI8936 คือเครื่องส่งสัญญาณค่าการนำไฟฟ้าที่ออกแบบใหม่ของเรา ซึ่งใช้โพรบโพเทนชิโอเมตริกแบบสี่วงแหวน โพรบนี้แทบจะต้านทานการปนเปื้อนจากสารละลายที่ไม่สะอาดได้ ซึ่งช่วยให้เครื่องส่งทำงานด้วยประสิทธิภาพสูงสุดตลอดเวลา</p> <ul> <li>Utilizes HANNA’s potentiometric four-ring conductivity probe</li> <li>Automatic Temperature Compensation</li> <li>Direct probe connection eliminates signal loss</li> <li>Use in conjunction with HI 7638 or HI 3001 platinum conductivity probes</li> </ul> <p> </p> <p>HI8936 is our redesigned conductivity transmitter that utilizes a four-ring potentiometric probe. This probe is virtually immune to contamination by unclean solutions. This allows the transmitter to operate at peak performance at all times.</p> <p>Temperature effects are compensated for by utilizing both the built-in temperature sensor on the probe and the transmitter’s ATC circuitry with a <span class="st">β</span> of 2%/°C.</p> <p>Direct connection of the probe to the transmitter assures a positive electrical connection with no signal loss over long distances.</p> <p>HI 8936”L” versions allow easy verification and monitoring of measured values and is easier to calibrate and maintain.</p> <p>The HI 8936 series requires external power to the 4-20 mA current loop.</p> <p> </p> <p><strong>Order Information:</strong><br/> All HI 8936 models are supplied complete with instructions.</p> <p><strong>Product Manual:</strong></p> <p><a href="http://hannainst.com/manuals/HI8931_03_2012.pdf">HI 8936BN (Process Instrumentation)</a></p> <p><strong>Specification :</strong></p> <table class="spec_table"> <tbody> <tr> <td><strong>Range</strong></td> <td></td> <td><small><span style="font-size: small;">0.00 to 19.99 mS/cm</span></small></td> </tr> <tr> <td><strong>Resolution</strong></td> <td></td> <td><small><span style="font-size: small;">0.01 mS/cm</span></small></td> </tr> <tr> <td><strong>Accuracy @ 20°C</strong></td> <td></td> <td><small><span style="font-size: small;">±2% f.s. (excluding probe error)</span></small></td> </tr> <tr> <td><strong>Calibration</strong></td> <td></td> <td><small><span style="font-size: small;">manual, two point, with offset and slope trimmers</span></small></td> </tr> <tr> <td><strong>Temperature<br/> Compensation</strong></td> <td></td> <td><small><span style="font-size: small;">fixed or automatic from 0 to 50°C (32 to 122°F) with ß=2%/°C</span></small></td> </tr> <tr> <td><strong>Conductivity Probe</strong></td> <td></td> <td><small><span style="font-size: small;">HI 7635 for in-line applications (not included)</span></small></td> </tr> <tr> <td><strong>Recorder Output</strong></td> <td></td> <td><small><span style="font-size: small;">4-20 mA, not isolated, max 500 Ohm</span></small></td> </tr> <tr> <td><strong>Protection</strong></td> <td></td> <td><small><span style="font-size: small;">IP65</span></small></td> </tr> <tr> <td><strong>Power Supply</strong></td> <td></td> <td><small><span style="font-size: small;">17-36 VDC </span></small></td> </tr> <tr> <td><strong>Environment</strong></td> <td></td> <td><small><span style="font-size: small;">0 to 50°C (32 to 122°F); RH max 95% non-condensing</span></small></td> </tr> <tr> <td><strong>Dimensions</strong></td> <td></td> <td><small><span style="font-size: small;">165 x 110 x 71 mm (6.5 x 4.3 x 2.8’’)</span></small></td> </tr> <tr> <td><strong>Weight</strong></td> <td></td> <td><small><span style="font-size: small;">1 kg (2.2 lb.)</span></small></td> </tr> </tbody> </table> <p> </p> </div> | Conductivity Process Controller & Transmitter type HI 8936 uses a four-ring potentiometric probe-Sonde.Diese is virtually immune to contamination by unclean solutions. Moreover, the compensated, in the probe, simplified integrated temperature sensor and provides automatic compensation. The probe is connected to a positive electrical connection to signal loss to avoid long lines and to increase the performance of the controller. | <div class="product-short-description"> <p>Conductivity Process Controller &amp; Transmitter type HI 8936 uses a four-ring potentiometric probe-Sonde.Diese is virtually immune to contamination by unclean solutions. Moreover, the compensated, in the probe, simplified integrated temperature sensor and provides automatic compensation. The probe is connected to a positive electrical connection to signal loss to avoid long lines and to increase the performance of the controller.</p> </div> | https://www.hannathailand.com/wp-content/uploads/2022/06/photometerfarbevonhonigbis150mmpfund1433_151e82f5a02c4c.jpg | สารละลายมาตรฐานความขุ่น 20 NTU , เครื่องวัดปริมาณซิลิกา ช่วงต่ำ ในตัวอย่างน้ำ รุ่น HI705 , เซ็นเซอร์วัดออกซิเจนในน้ำสำหรับ HI9829 มัลติพารามิเตอร์ , น้ำยามาตรฐานสำหรับค่าโซเดียม , ซัลไฟด์สารต้านอนุมูลอิสระบัฟเฟอร์ , เครื่องวัดปริมาณโครเมี่ยม ช่วงสูง รุ่น HI723 , เครื่องวัดคลอรีน , เครื่องวัดปริมาณโบรมีน ในตัวอย่างน้ำ รุ่น HI716 | <a class="woocommerce-LoopProduct-link woocommerce-loop-product__link" href="https://www.hannathailand.com/product/hi93102-20/">สารละลายมาตรฐานความขุ่น 20 NTU</a> , <a class="woocommerce-LoopProduct-link woocommerce-loop-product__link" href="https://www.hannathailand.com/product/hi705-checker-hc-silica-lr/">เครื่องวัดปริมาณซิลิกา ช่วงต่ำ ในตัวอย่างน้ำ รุ่น HI705</a> , <a class="woocommerce-LoopProduct-link woocommerce-loop-product__link" href="https://www.hannathailand.com/product/hi7609829-2/">เซ็นเซอร์วัดออกซิเจนในน้ำสำหรับ HI9829 มัลติพารามิเตอร์</a> , <a class="woocommerce-LoopProduct-link woocommerce-loop-product__link" href="https://www.hannathailand.com/product/hi7090l/">น้ำยามาตรฐานสำหรับค่าโซเดียม</a> , <a class="woocommerce-LoopProduct-link woocommerce-loop-product__link" href="https://www.hannathailand.com/product/hi4015-00/">ซัลไฟด์สารต้านอนุมูลอิสระบัฟเฟอร์</a> , <a class="woocommerce-LoopProduct-link woocommerce-loop-product__link" href="https://www.hannathailand.com/product/hi723-checker-hc-chromium-vi-hr/">เครื่องวัดปริมาณโครเมี่ยม ช่วงสูง รุ่น HI723</a> , <a class="woocommerce-LoopProduct-link woocommerce-loop-product__link" href="https://www.hannathailand.com/product/free-chlorine/">เครื่องวัดคลอรีน</a> , <a class="woocommerce-LoopProduct-link woocommerce-loop-product__link" href="https://www.hannathailand.com/product/hi716-checker-hc-bromine/">เครื่องวัดปริมาณโบรมีน ในตัวอย่างน้ำ รุ่น HI716</a> | https://www.hannathailand.com/wp-content/uploads/2021/07/9-500x500.jpg , https://www.hannathailand.com/wp-content/uploads/2022/06/hi705400-600x600.jpg , https://www.hannathailand.com/wp-content/uploads/2021/07/5-500x500.jpg , https://www.hannathailand.com/wp-content/uploads/2021/07/12-500x500.jpg , https://www.hannathailand.com/wp-content/uploads/2021/07/7-500x500.jpg , https://www.hannathailand.com/wp-content/uploads/2022/06/miniphotometerfurchromvihoch839_11-600x600.jpg , https://www.hannathailand.com/wp-content/uploads/2021/07/1-500x500.jpg , https://www.hannathailand.com/wp-content/uploads/2022/06/miniphotometerfurfreiesgesamtchlor704_11-600x600.jpg
68 | HI8936BN EC – Transmitter – 0.00 to 19.99 mS/cm | สินค้าทั้งหมด , เครื่องควบคุมแบบต่อเนื่อง , เครื่องทรานสมิตเตอร์ , แบบติดตั้ง | https://www.hannathailand.com/product-category/pneumatics-control/transmitter/transmitter-installation/ | https://www.hannathailand.com/product/hi8936bn-ec-transmitter-0-00-to-19-99-mscm/ | HI8936BN | 14,980.00 |  | <div aria-labelledby="tab-title-additional_information" class="woocommerce-Tabs-panel woocommerce-Tabs-panel--additional_information panel entry-content" id="tab-additional_information" role="tabpanel"> </div> | HI8936 คือเครื่องส่งสัญญาณค่าการนำไฟฟ้าที่ออกแบบใหม่ของเรา ซึ่งใช้โพรบโพเทนชิโอเมตริกแบบสี่วงแหวน โพรบนี้แทบจะต้านทานการปนเปื้อนจากสารละลายที่ไม่สะอาดได้ ซึ่งช่วยให้เครื่องส่งทำงานด้วยประสิทธิภาพสูงสุดตลอดเวลา Utilizes HANNA’s potentiometric four-ring conductivity probe Automatic Temperature Compensation Direct probe connection eliminates signal loss Use in conjunction with HI 7638 or HI 3001 platinum conductivity probes HI8936 is our redesigned conductivity transmitter that utilizes a four-ring potentiometric probe. This probe is virtually immune to contamination by unclean solutions. This allows the transmitter to operate at peak performance at all times. Temperature effects are compensated for by utilizing both the built-in temperature sensor on the probe and the transmitter’s ATC circuitry with a β of 2%/°C. Direct connection of the probe to the transmitter assures a positive electrical connection with no signal loss over long distances. HI 8936”L” versions allow easy verification and monitoring of measured values and is easier to calibrate and maintain. The HI 8936 series requires external power to the 4-20 mA current loop. Order Information: All HI 8936 models are supplied complete with instructions. Product Manual: HI 8936BN (Process Instrumentation) Specification : Range 0.00 to 19.99 mS/cm Accuracy @ 20°C ±2% f.s. (excluding probe error) Calibration manual, two point, with offset and slope trimmers Temperature Compensation fixed or automatic from 0 to 50°C (32 to 122°F) with ß=2%/°C Conductivity Probe HI 7635 for in-line applications (not included) Recorder Output 4-20 mA, not isolated, max 500 Ohm Protection IP65 Power Supply 12-30 VDC Environment 0 to 50°C (32 to 122°F); RH max 95% non-condensing Dimensions 165 x 110 x 71 mm (6.5 x 4.3 x 2.8’’) Weight 1 kg (2.2 lb.) | <div aria-labelledby="tab-title-description" class="woocommerce-Tabs-panel woocommerce-Tabs-panel--description panel entry-content active" id="tab-description" role="tabpanel"> <p>HI8936 คือเครื่องส่งสัญญาณค่าการนำไฟฟ้าที่ออกแบบใหม่ของเรา ซึ่งใช้โพรบโพเทนชิโอเมตริกแบบสี่วงแหวน โพรบนี้แทบจะต้านทานการปนเปื้อนจากสารละลายที่ไม่สะอาดได้ ซึ่งช่วยให้เครื่องส่งทำงานด้วยประสิทธิภาพสูงสุดตลอดเวลา</p> <ul> <li>Utilizes HANNA’s potentiometric four-ring conductivity probe</li> <li>Automatic Temperature Compensation</li> <li>Direct probe connection eliminates signal loss</li> <li>Use in conjunction with HI 7638 or HI 3001 platinum conductivity probes</li> </ul> <p> </p> <p>HI8936 is our redesigned conductivity transmitter that utilizes a four-ring potentiometric probe. This probe is virtually immune to contamination by unclean solutions. This allows the transmitter to operate at peak performance at all times.</p> <p>Temperature effects are compensated for by utilizing both the built-in temperature sensor on the probe and the transmitter’s ATC circuitry with a <span class="st">β</span> of 2%/°C.</p> <p>Direct connection of the probe to the transmitter assures a positive electrical connection with no signal loss over long distances.</p> <p>HI 8936”L” versions allow easy verification and monitoring of measured values and is easier to calibrate and maintain.</p> <p>The HI 8936 series requires external power to the 4-20 mA current loop.</p> <p> </p> <p><strong>Order Information:</strong><br/> All HI 8936 models are supplied complete with instructions.</p> <p><strong>Product Manual:</strong></p> <p><a href="http://hannainst.com/manuals/HI8931_03_2012.pdf">HI 8936BN (Process Instrumentation)</a></p> <p><strong>Specification :</strong></p> <table class="spec_table"> <tbody> <tr> <td><strong>Range</strong></td> <td></td> <td><small><span style="font-size: small;">0.00 to 19.99 mS/cm</span></small></td> </tr> <tr> <td><strong>Accuracy @ 20°C</strong></td> <td></td> <td><small><span style="font-size: small;">±2% f.s. (excluding probe error)</span></small></td> </tr> <tr> <td><strong>Calibration</strong></td> <td></td> <td><small><span style="font-size: small;">manual, two point, with offset and slope trimmers</span></small></td> </tr> <tr> <td><strong>Temperature<br/> Compensation</strong></td> <td></td> <td><small><span style="font-size: small;">fixed or automatic from 0 to 50°C (32 to 122°F) with ß=2%/°C</span></small></td> </tr> <tr> <td><strong>Conductivity Probe</strong></td> <td></td> <td><small><span style="font-size: small;">HI 7635 for in-line applications (not included)</span></small></td> </tr> <tr> <td><strong>Recorder Output</strong></td> <td></td> <td><small><span style="font-size: small;">4-20 mA, not isolated, max 500 Ohm</span></small></td> </tr> <tr> <td><strong>Protection</strong></td> <td></td> <td><small><span style="font-size: small;">IP65</span></small></td> </tr> <tr> <td><strong>Power Supply</strong></td> <td></td> <td><small><span style="font-size: small;">12-30 VDC</span></small></td> </tr> <tr> <td><strong>Environment</strong></td> <td></td> <td><small><span style="font-size: small;">0 to 50°C (32 to 122°F); RH max 95% non-condensing</span></small></td> </tr> <tr> <td><strong>Dimensions</strong></td> <td></td> <td><small><span style="font-size: small;">165 x 110 x 71 mm (6.5 x 4.3 x 2.8’’)</span></small></td> </tr> <tr> <td><strong>Weight</strong></td> <td></td> <td><small><span style="font-size: small;">1 kg (2.2 lb.)</span></small></td> </tr> </tbody> </table> <p> </p> </div> | Conductivity Process Controller & Transmitter type HI 8936 uses a four-ring potentiometric probe- is virtually immune to contamination by unclean solutions. Moreover, the compensated, in the probe, simplified integrated temperature sensor and provides automatic compensation. The probe is connected to a positive electrical connection to signal loss to avoid long lines and to increase the performance of the controller. | <div class="product-short-description"> <p>Conductivity Process Controller &amp; Transmitter type HI 8936 uses a four-ring potentiometric probe- is virtually immune to contamination by unclean solutions. Moreover, the compensated, in the probe, simplified integrated temperature sensor and provides automatic compensation. The probe is connected to a positive electrical connection to signal loss to avoid long lines and to increase the performance of the controller.</p> </div> | https://www.hannathailand.com/wp-content/uploads/2022/06/photometerfarbevonhonigbis150mmpfund1433_151e82ea6e2acc.jpg | น้ำยามาตรฐานสอบเทียบ ค่ามาตรฐานความเค็ม , เครื่องวัดคลอรีน , เครื่องวัดปริมาณฟอสเฟต ช่วงต่ำ รุ่น HI713 , เครื่องควบคุมค่าความนำไฟฟ้า , เครื่องวัดปริมาณแอมโมเนีย ช่วงสูง รุ่น HI733 , เครื่องวัดปริมาณไอโอดีน รุ่น HI718 , เครื่องวัดปริมาณนิกเกิล ช่วงสูง รุ่น HI726 , เครื่องวัดปริมาณฟอสเฟต ช่วงสูง รุ่น HI717 | <a class="woocommerce-LoopProduct-link woocommerce-loop-product__link" href="https://www.hannathailand.com/product/hi7083l/">น้ำยามาตรฐานสอบเทียบ ค่ามาตรฐานความเค็ม</a> , <a class="woocommerce-LoopProduct-link woocommerce-loop-product__link" href="https://www.hannathailand.com/product/free-chlorine/">เครื่องวัดคลอรีน</a> , <a class="woocommerce-LoopProduct-link woocommerce-loop-product__link" href="https://www.hannathailand.com/product/hi713-checker-hc-phosphate-lr/">เครื่องวัดปริมาณฟอสเฟต ช่วงต่ำ รุ่น HI713</a> , <a class="woocommerce-LoopProduct-link woocommerce-loop-product__link" href="https://www.hannathailand.com/product/hi8931cn/">เครื่องควบคุมค่าความนำไฟฟ้า</a> , <a class="woocommerce-LoopProduct-link woocommerce-loop-product__link" href="https://www.hannathailand.com/product/hi733-checker-hc-ammonia-hr/">เครื่องวัดปริมาณแอมโมเนีย ช่วงสูง รุ่น HI733</a> , <a class="woocommerce-LoopProduct-link woocommerce-loop-product__link" href="https://www.hannathailand.com/product/hi718-checker-hc-iodine/">เครื่องวัดปริมาณไอโอดีน รุ่น HI718</a> , <a class="woocommerce-LoopProduct-link woocommerce-loop-product__link" href="https://www.hannathailand.com/product/hi726-checker-hc-nickel-hr/">เครื่องวัดปริมาณนิกเกิล ช่วงสูง รุ่น HI726</a> , <a class="woocommerce-LoopProduct-link woocommerce-loop-product__link" href="https://www.hannathailand.com/product/hi717-checker-hc-phosphate-hr/">เครื่องวัดปริมาณฟอสเฟต ช่วงสูง รุ่น HI717</a> | https://www.hannathailand.com/wp-content/uploads/2021/07/10-500x500.jpg , https://www.hannathailand.com/wp-content/uploads/2021/07/1-500x500.jpg , https://www.hannathailand.com/wp-content/uploads/2022/06/hi713_lg51caffcdce23e-600x600.jpg , https://www.hannathailand.com/wp-content/uploads/2021/07/2-500x500.jpg , https://www.hannathailand.com/wp-content/uploads/2022/06/miniphotometerfurammoniumhoch2418_11-600x600.jpg , https://www.hannathailand.com/wp-content/uploads/2022/06/miniphotometerfuriod829_11-600x600.jpg , https://www.hannathailand.com/wp-content/uploads/2022/06/miniphotometerfurnickelhoch841_11-600x600.jpg , https://www.hannathailand.com/wp-content/uploads/2022/06/miniphotometerfurphosphathoch827_11-600x600.jpg
69 | HI8936CN EC – Transmitter – 0 to 1999 µS/cm | สินค้าทั้งหมด , เครื่องควบคุมแบบต่อเนื่อง , เครื่องทรานสมิตเตอร์ , แบบติดตั้ง | https://www.hannathailand.com/product-category/pneumatics-control/transmitter/transmitter-installation/ | https://www.hannathailand.com/product/hi8936cn-ec-transmitter-0-to-1999-%c2%b5scm/ | HI8936CN | 14,980.00 |  | <div aria-labelledby="tab-title-additional_information" class="woocommerce-Tabs-panel woocommerce-Tabs-panel--additional_information panel entry-content" id="tab-additional_information" role="tabpanel"> </div> | HI8936 คือเครื่องส่งสัญญาณค่าการนำไฟฟ้าที่ออกแบบใหม่ของเรา ซึ่งใช้โพรบโพเทนชิโอเมตริกแบบสี่วงแหวน โพรบนี้แทบจะต้านทานการปนเปื้อนจากสารละลายที่ไม่สะอาดได้ ซึ่งช่วยให้เครื่องส่งทำงานด้วยประสิทธิภาพสูงสุดตลอดเวลา Utilizes HANNA’s potentiometric four-ring conductivity probe Automatic Temperature Compensation Direct probe connection eliminates signal loss Use in conjunction with HI 7638 or HI 3001 platinum conductivity probes HI8936 is our redesigned conductivity transmitter that utilizes a four-ring potentiometric probe. This probe is virtually immune to contamination by unclean solutions. This allows the transmitter to operate at peak performance at all times. Temperature effects are compensated for by utilizing both the built-in temperature sensor on the probe and the transmitter’s ATC circuitry with a β of 2%/°C. Direct connection of the probe to the transmitter assures a positive electrical connection with no signal loss over long distances. HI 8936”L” versions allow easy verification and monitoring of measured values and is easier to calibrate and maintain. The HI 8936 series requires external power to the 4-20 mA current loop. Order Information: All HI 8936 models are supplied complete with instructions. Product Manual: HI 8936C (Process Instrumentation) Specification : Range 0 to 1999 µS/cm Resolution 1 µS/cm Accuracy @ 20°C ±2% f.s. (excluding probe error) Calibration manual, two point, with offset and slope trimmers Temperature Compensation fixed or automatic from 0 to 50°C (32 to 122°F) with ß=2%/°C Conductivity Probe HI 7635 for in-line applications (not included) Recorder Output 4-20 mA, not isolated, max 500 Ohm Protection IP 65 Power Supply 17-36 VDC Environment 0 to 50°C (32 to 122°F); RH max 95% non-condensing Dimensions 165 x 110 x 71 mm (6.5 x 4.3 x 2.8’’) Weight 1 kg (2.2 lb.) | <div aria-labelledby="tab-title-description" class="woocommerce-Tabs-panel woocommerce-Tabs-panel--description panel entry-content active" id="tab-description" role="tabpanel"> <p>HI8936 คือเครื่องส่งสัญญาณค่าการนำไฟฟ้าที่ออกแบบใหม่ของเรา ซึ่งใช้โพรบโพเทนชิโอเมตริกแบบสี่วงแหวน โพรบนี้แทบจะต้านทานการปนเปื้อนจากสารละลายที่ไม่สะอาดได้ ซึ่งช่วยให้เครื่องส่งทำงานด้วยประสิทธิภาพสูงสุดตลอดเวลา</p> <p>Utilizes HANNA’s potentiometric four-ring conductivity probe</p> <ul> <li>Automatic Temperature Compensation</li> <li>Direct probe connection eliminates signal loss</li> <li>Use in conjunction with HI 7638 or HI 3001 platinum conductivity probes</li> </ul> <p> </p> <p>HI8936 is our redesigned conductivity transmitter that utilizes a four-ring potentiometric probe. This probe is virtually immune to contamination by unclean solutions. This allows the transmitter to operate at peak performance at all times.</p> <p>Temperature effects are compensated for by utilizing both the built-in temperature sensor on the probe and the transmitter’s ATC circuitry with a <span class="st">β</span> of 2%/°C.</p> <p>Direct connection of the probe to the transmitter assures a positive electrical connection with no signal loss over long distances.</p> <p>HI 8936”L” versions allow easy verification and monitoring of measured values and is easier to calibrate and maintain.</p> <p>The HI 8936 series requires external power to the 4-20 mA current loop.</p> <p> </p> <p><strong>Order Information:</strong><br/> All HI 8936 models are supplied complete with instructions.</p> <p><strong>Product Manual:</strong></p> <p><a href="http://hannainst.com/manuals/HI8931_03_2012.pdf">HI 8936C (Process Instrumentation)</a></p> <p><strong>Specification :</strong></p> <table class="spec_table"> <tbody> <tr> <td><strong>Range</strong></td> <td></td> <td><small><span style="font-size: small;">0 to 1999 µS/cm</span></small></td> </tr> <tr> <td><strong>Resolution</strong></td> <td></td> <td><small><span style="font-size: small;">1 µS/cm</span></small></td> </tr> <tr> <td><strong>Accuracy @ 20°C</strong></td> <td></td> <td><small><span style="font-size: small;">±2% f.s. (excluding probe error)</span></small></td> </tr> <tr> <td><strong>Calibration</strong></td> <td></td> <td><small><span style="font-size: small;">manual, two point, with offset and slope trimmers</span></small></td> </tr> <tr> <td><strong>Temperature<br/> Compensation</strong></td> <td></td> <td><small><span style="font-size: small;">fixed or automatic from 0 to 50°C (32 to 122°F) with ß=2%/°C</span></small></td> </tr> <tr> <td><strong>Conductivity Probe</strong></td> <td></td> <td><small><span style="font-size: small;">HI 7635 for in-line applications (not included)</span></small></td> </tr> <tr> <td><strong>Recorder Output</strong></td> <td></td> <td><small><span style="font-size: small;">4-20 mA, not isolated, max 500 Ohm</span></small></td> </tr> <tr> <td><strong>Protection</strong></td> <td></td> <td><small><span style="font-size: small;">IP 65</span></small></td> </tr> <tr> <td><strong>Power Supply</strong></td> <td></td> <td><small><span style="font-size: small;">17-36 VDC</span></small></td> </tr> <tr> <td><strong>Environment</strong></td> <td></td> <td><small><span style="font-size: small;">0 to 50°C (32 to 122°F); RH max 95% non-condensing</span></small></td> </tr> <tr> <td><strong>Dimensions</strong></td> <td></td> <td><small><span style="font-size: small;">165 x 110 x 71 mm (6.5 x 4.3 x 2.8’’)</span></small></td> </tr> <tr> <td><strong>Weight</strong></td> <td></td> <td><small><span style="font-size: small;">1 kg (2.2 lb.)</span></small></td> </tr> </tbody> </table> <p> </p> </div> | The conductivity transmitter Type HI 8936 has been redesigned and now uses a four-ring potentiometric probe. This probe is virtually immune to contamination by unclean solutions. In addition, the integrated temperature sensor compensates the transmitter on the probe temperature-dependent effects. The probe is connected via a positive electrical connection to signal losses to avoid long lines. All this increases the power of the transmitter which significantly represent the HI 8936 devices in any position until a classic piece. | <div class="product-short-description"> <p>The conductivity transmitter Type HI 8936 has been redesigned and now uses a four-ring potentiometric probe.<br/> This probe is virtually immune to contamination by unclean solutions. In addition, the integrated temperature sensor compensates the transmitter on the probe temperature-dependent effects. The probe is connected via a positive electrical connection to signal losses to avoid long lines.<br/> All this increases the power of the transmitter which significantly represent the HI 8936 devices in any position until a classic piece.</p> </div> | https://www.hannathailand.com/wp-content/uploads/2022/06/photometerfarbevonhonigbis150mmpfund1433_151e8309d874d0.jpg | เครื่องวัดปริมาณไนไตรท์ ช่วงต่ำ รุ่น HI707 , เครื่องวัดปริมาณคลอรีนอิสระ รุ่น HI701 , เครื่องวัดปริมาณฟอสฟอรัส ช่วงต่ำมาก รุ่น HI736 , น้ำยามาตรฐานสอบเทียบ , เครื่องวัดปริมาณซิลิกา ช่วงต่ำ ในตัวอย่างน้ำ รุ่น HI705 , เครื่องวัดปริมาณแอมโมเนีย ช่วงต่ำ รุ่น HI700 , เครื่องวัดปริมาณนิกเกิล ช่วงสูง รุ่น HI726 , เครื่องวัดปริมาณฟลูออไรด์ ช่วงต่ำ รุ่น HI729 | <a class="woocommerce-LoopProduct-link woocommerce-loop-product__link" href="https://www.hannathailand.com/product/hi707-checker-hc-nitrite-lr/">เครื่องวัดปริมาณไนไตรท์ ช่วงต่ำ รุ่น HI707</a> , <a class="woocommerce-LoopProduct-link woocommerce-loop-product__link" href="https://www.hannathailand.com/product/hi701-checker-hc-free-chlorine/">เครื่องวัดปริมาณคลอรีนอิสระ รุ่น HI701</a> , <a class="woocommerce-LoopProduct-link woocommerce-loop-product__link" href="https://www.hannathailand.com/product/phosphorous-marine/">เครื่องวัดปริมาณฟอสฟอรัส ช่วงต่ำมาก รุ่น HI736</a> , <a class="woocommerce-LoopProduct-link woocommerce-loop-product__link" href="https://www.hannathailand.com/product/hi9828-25/">น้ำยามาตรฐานสอบเทียบ</a> , <a class="woocommerce-LoopProduct-link woocommerce-loop-product__link" href="https://www.hannathailand.com/product/hi705-checker-hc-silica-lr/">เครื่องวัดปริมาณซิลิกา ช่วงต่ำ ในตัวอย่างน้ำ รุ่น HI705</a> , <a class="woocommerce-LoopProduct-link woocommerce-loop-product__link" href="https://www.hannathailand.com/product/hi700-checker-hc-ammonia-lr/">เครื่องวัดปริมาณแอมโมเนีย ช่วงต่ำ รุ่น HI700</a> , <a class="woocommerce-LoopProduct-link woocommerce-loop-product__link" href="https://www.hannathailand.com/product/hi726-checker-hc-nickel-hr/">เครื่องวัดปริมาณนิกเกิล ช่วงสูง รุ่น HI726</a> , <a class="woocommerce-LoopProduct-link woocommerce-loop-product__link" href="https://www.hannathailand.com/product/hi729-checker-hc-fluoride-lr/">เครื่องวัดปริมาณฟลูออไรด์ ช่วงต่ำ รุ่น HI729</a> | https://www.hannathailand.com/wp-content/uploads/2022/06/hi707400-600x600.jpg , https://www.hannathailand.com/wp-content/uploads/2021/11/hi701-500x500.jpg , https://www.hannathailand.com/wp-content/uploads/2021/12/HI736-600x600.jpg , https://www.hannathailand.com/wp-content/uploads/2021/07/8-500x500.jpg , https://www.hannathailand.com/wp-content/uploads/2022/06/hi705400-600x600.jpg , https://www.hannathailand.com/wp-content/uploads/2022/06/hi700_400pxl-600x600.jpg , https://www.hannathailand.com/wp-content/uploads/2022/06/miniphotometerfurnickelhoch841_11-600x600.jpg , https://www.hannathailand.com/wp-content/uploads/2022/06/miniphotometerfurfluoridniedrig844_11-600x600.jpg
70 | HI8936DN EC – Transmitter – 0.0 to 199.9 µS/cm | สินค้าทั้งหมด , เครื่องควบคุมแบบต่อเนื่อง , เครื่องทรานสมิตเตอร์ , แบบติดตั้ง | https://www.hannathailand.com/product-category/pneumatics-control/transmitter/transmitter-installation/ | https://www.hannathailand.com/product/hi8936dn-ec-transmitter-0-0-to-199-9-%c2%b5scm/ | HI8936DN | 14,980.00 |  | <div aria-labelledby="tab-title-additional_information" class="woocommerce-Tabs-panel woocommerce-Tabs-panel--additional_information panel entry-content" id="tab-additional_information" role="tabpanel"> </div> | HI8936 คือเครื่องส่งสัญญาณค่าการนำไฟฟ้าที่ออกแบบใหม่ของเรา ซึ่งใช้โพรบโพเทนชิโอเมตริกแบบสี่วงแหวน โพรบนี้แทบจะต้านทานการปนเปื้อนจากสารละลายที่ไม่สะอาดได้ ซึ่งช่วยให้เครื่องส่งทำงานด้วยประสิทธิภาพสูงสุดตลอดเวลา Utilizes HANNA’s potentiometric four-ring conductivity probe Automatic Temperature Compensation Direct probe connection eliminates signal loss Use in conjunction with HI 7638 or HI 3001 platinum conductivity probes HI8936 is our redesigned conductivity transmitter that utilizes a four-ring potentiometric probe. This probe is virtually immune to contamination by unclean solutions. This allows the transmitter to operate at peak performance at all times. Temperature effects are compensated for by utilizing both the built-in temperature sensor on the probe and the transmitter’s ATC circuitry with a β of 2%/°C. Direct connection of the probe to the transmitter assures a positive electrical connection with no signal loss over long distances. HI 8936”L” versions allow easy verification and monitoring of measured values and is easier to calibrate and maintain. The HI 8936 series requires external power to the 4-20 mA current loop. Order Information: All HI 8936 models are supplied complete with instructions. Product Manual: HI 8936D (Process Instrumentation) Specification : Range 0.0 to 199.9 µS/cm Accuracy @ 20°C ±2% f.s. (excluding probe error) Calibration manual, two point, with offset and slope trimmers Temperature Compensation fixed or automatic from 0 to 50°C (32 to 122°F) with ß=2%/°C Conductivity Probe HI 7635 for in-line applications (not included) Recorder Output 4-20 mA, not isolated, max 500 Ohm Power Supply 12-30 VDC Environment 0 to 50°C (32 to 122°F); RH max 95% non-condensing Environment 0 to 50°C (32 to 122°F); RH max 95% non-condensing Dimensions 165 x 110 x 71 mm (6.5 x 4.3 x 2.8’’) Weight 1 kg (2.2 lb.) | <div aria-labelledby="tab-title-description" class="woocommerce-Tabs-panel woocommerce-Tabs-panel--description panel entry-content active" id="tab-description" role="tabpanel"> <p>HI8936 คือเครื่องส่งสัญญาณค่าการนำไฟฟ้าที่ออกแบบใหม่ของเรา ซึ่งใช้โพรบโพเทนชิโอเมตริกแบบสี่วงแหวน โพรบนี้แทบจะต้านทานการปนเปื้อนจากสารละลายที่ไม่สะอาดได้ ซึ่งช่วยให้เครื่องส่งทำงานด้วยประสิทธิภาพสูงสุดตลอดเวลา</p> <ul> <li>Utilizes HANNA’s potentiometric four-ring conductivity probe</li> <li>Automatic Temperature Compensation</li> <li>Direct probe connection eliminates signal loss</li> <li>Use in conjunction with HI 7638 or HI 3001 platinum conductivity probes</li> </ul> <p> </p> <p>HI8936 is our redesigned conductivity transmitter that utilizes a four-ring potentiometric probe. This probe is virtually immune to contamination by unclean solutions. This allows the transmitter to operate at peak performance at all times.</p> <p>Temperature effects are compensated for by utilizing both the built-in temperature sensor on the probe and the transmitter’s ATC circuitry with a <span class="st">β</span> of 2%/°C.</p> <p>Direct connection of the probe to the transmitter assures a positive electrical connection with no signal loss over long distances.</p> <p>HI 8936”L” versions allow easy verification and monitoring of measured values and is easier to calibrate and maintain.</p> <p>The HI 8936 series requires external power to the 4-20 mA current loop.</p> <p> </p> <p><strong>Order Information:</strong><br/> All HI 8936 models are supplied complete with instructions.</p> <p><strong>Product Manual:</strong></p> <p><a href="http://hannainst.com/manuals/HI8931_03_2012.pdf">HI 8936D (Process Instrumentation)</a></p> <p><strong>Specification :</strong></p> <table class="spec_table"> <tbody> <tr> <td><strong>Range</strong></td> <td></td> <td><small><span style="font-size: small;">0.0 to 199.9 µS/cm</span></small></td> </tr> <tr> <td><strong>Accuracy @ 20°C</strong></td> <td></td> <td><small><span style="font-size: small;">±2% f.s. (excluding probe error)</span></small></td> </tr> <tr> <td><strong>Calibration</strong></td> <td></td> <td><small><span style="font-size: small;">manual, two point, with offset and slope trimmers</span></small></td> </tr> <tr> <td><strong>Temperature<br/> Compensation</strong></td> <td></td> <td><small><span style="font-size: small;">fixed or automatic from 0 to 50°C (32 to 122°F) with ß=2%/°C</span></small></td> </tr> <tr> <td><strong>Conductivity Probe</strong></td> <td></td> <td><small><span style="font-size: small;">HI 7635 for in-line applications (not included)</span></small></td> </tr> <tr> <td><strong>Recorder Output</strong></td> <td></td> <td><small><span style="font-size: small;">4-20 mA, not isolated, max 500 Ohm</span></small></td> </tr> <tr> <td><strong>Power Supply</strong></td> <td></td> <td><small><span style="font-size: small;">12-30 VDC</span></small></td> </tr> <tr> <td><strong>Environment</strong></td> <td></td> <td><small><span style="font-size: small;">0 to 50°C (32 to 122°F); RH max 95% non-condensing</span></small></td> </tr> <tr> <td><strong>Environment</strong></td> <td></td> <td><small><span style="font-size: small;">0 to 50°C (32 to 122°F); RH max 95% non-condensing</span></small></td> </tr> <tr> <td><strong>Dimensions</strong></td> <td></td> <td><small><span style="font-size: small;">165 x 110 x 71 mm (6.5 x 4.3 x 2.8’’)</span></small></td> </tr> <tr> <td><strong>Weight</strong></td> <td></td> <td><small><span style="font-size: small;">1 kg (2.2 lb.)</span></small></td> </tr> </tbody> </table> <p> </p> </div> | Conductivity Process Controller & Transmitter type HI 8936 uses a four-ring potentiometric probe-Sonde.Diese is virtually immune to contamination by unclean solutions. Moreover, the compensated, in the probe, simplified integrated temperature sensor and provides automatic compensation. The probe is connected to a positive electrical connection to signal loss to avoid long lines and to increase the performance of the controller. | <div class="product-short-description"> <p>Conductivity Process Controller &amp; Transmitter type HI 8936 uses a four-ring potentiometric probe-Sonde.Diese is virtually immune to contamination by unclean solutions. Moreover, the compensated, in the probe, simplified integrated temperature sensor and provides automatic compensation. The probe is connected to a positive electrical connection to signal loss to avoid long lines and to increase the performance of the controller.</p> </div> | https://www.hannathailand.com/wp-content/uploads/2022/06/photometerfarbevonhonigbis150mmpfund1433_151e831b9adee1.jpg | เครื่องวัดค่าเหล็ก รุ่น HI721 , ซัลไฟด์สารต้านอนุมูลอิสระบัฟเฟอร์ , เครื่องวัดปริมาณไอโอดีน รุ่น HI718 , สารละลายมาตรฐานความขุ่น 20 NTU , เครื่องวัดปริมาณฟอสฟอรัส ช่วงต่ำมาก รุ่น HI736 , เครื่องวัดปริมาณคลอรีนอิสระ รุ่น HI701 , เครื่องวัดสีในน้ำตัวอย่าง HI727 , เครื่องวัดคลอรีน | <a class="woocommerce-LoopProduct-link woocommerce-loop-product__link" href="https://www.hannathailand.com/product/hi721-checker-hc-iron/">เครื่องวัดค่าเหล็ก รุ่น HI721</a> , <a class="woocommerce-LoopProduct-link woocommerce-loop-product__link" href="https://www.hannathailand.com/product/hi4015-00/">ซัลไฟด์สารต้านอนุมูลอิสระบัฟเฟอร์</a> , <a class="woocommerce-LoopProduct-link woocommerce-loop-product__link" href="https://www.hannathailand.com/product/hi718-checker-hc-iodine/">เครื่องวัดปริมาณไอโอดีน รุ่น HI718</a> , <a class="woocommerce-LoopProduct-link woocommerce-loop-product__link" href="https://www.hannathailand.com/product/hi93102-20/">สารละลายมาตรฐานความขุ่น 20 NTU</a> , <a class="woocommerce-LoopProduct-link woocommerce-loop-product__link" href="https://www.hannathailand.com/product/phosphorous-marine/">เครื่องวัดปริมาณฟอสฟอรัส ช่วงต่ำมาก รุ่น HI736</a> , <a class="woocommerce-LoopProduct-link woocommerce-loop-product__link" href="https://www.hannathailand.com/product/hi701-checker-hc-free-chlorine/">เครื่องวัดปริมาณคลอรีนอิสระ รุ่น HI701</a> , <a class="woocommerce-LoopProduct-link woocommerce-loop-product__link" href="https://www.hannathailand.com/product/hi727-checker-hc-color-of-water/">เครื่องวัดสีในน้ำตัวอย่าง HI727</a> , <a class="woocommerce-LoopProduct-link woocommerce-loop-product__link" href="https://www.hannathailand.com/product/free-chlorine/">เครื่องวัดคลอรีน</a> | https://www.hannathailand.com/wp-content/uploads/2022/06/miniphotometerfureisen832_11-600x600.jpg , https://www.hannathailand.com/wp-content/uploads/2021/07/7-500x500.jpg , https://www.hannathailand.com/wp-content/uploads/2022/06/miniphotometerfuriod829_11-600x600.jpg , https://www.hannathailand.com/wp-content/uploads/2021/07/9-500x500.jpg , https://www.hannathailand.com/wp-content/uploads/2021/12/HI736-600x600.jpg , https://www.hannathailand.com/wp-content/uploads/2021/11/hi701-500x500.jpg , https://www.hannathailand.com/wp-content/uploads/2022/06/miniphotometerfurfarbe843_11-600x600.jpg , https://www.hannathailand.com/wp-content/uploads/2021/07/1-500x500.jpg
71 | HI920005 i-Button® tags (tag identification system) (5 pcs) | สินค้าทั้งหมด , เครื่องวัดความขุ่น | https://www.hannathailand.com/product-category/turbidity-meter/ | https://www.hannathailand.com/product/hi920005-i-button-tags-tag-identification-system-5-pcs/ | HI920005 | 7,490.00 |  | <div aria-labelledby="tab-title-additional_information" class="woocommerce-Tabs-panel woocommerce-Tabs-panel--additional_information panel entry-content" id="tab-additional_information" role="tabpanel"> </div> | i-Button® tags (tag identification system) to be used with Fast Tracker™ compatible meters. Order Information: 5 tag holders with tags | <div aria-labelledby="tab-title-description" class="woocommerce-Tabs-panel woocommerce-Tabs-panel--description panel entry-content active" id="tab-description" role="tabpanel"> <p>i-Button® tags (tag identification system) to be used with Fast Tracker™ compatible meters.</p> <p> </p> <p><strong>Order Information:</strong><br/> 5 tag holders with tags</p> <div> </div> <p> </p> </div> | i-Button® tags (tag identification system) to be used with Fast Tracker™ compatible meters. | <div class="product-short-description"> <p>i-Button® tags (tag identification system) to be used with Fast Tracker™ compatible meters.</p> </div> | https://www.hannathailand.com/wp-content/uploads/2022/06/hi9829_tags.jpg | เครื่องวัดปริมาณฟอสฟอรัส ช่วงสูง รุ่น HI706 , เครื่องควบคุมค่าความนำไฟฟ้า , เครื่องวัดปริมาณซิลิกา ช่วงต่ำ ในตัวอย่างน้ำ รุ่น HI705 , สารละลายมาตรฐานความขุ่น 20 NTU , เครื่องวัดปริมาณไอโอดีน รุ่น HI718 , เครื่องวัดปริมาณโครเมี่ยม ช่วงสูง รุ่น HI723 , เครื่องวัดปริมาณฟอสเฟต ช่วงสูง รุ่น HI717 , เครื่องวัดปริมาณแอมโมเนีย ในน้ำ รุ่น HI715 | <a class="woocommerce-LoopProduct-link woocommerce-loop-product__link" href="https://www.hannathailand.com/product/hi706-checker-hc-phosphorous-hr/">เครื่องวัดปริมาณฟอสฟอรัส ช่วงสูง รุ่น HI706</a> , <a class="woocommerce-LoopProduct-link woocommerce-loop-product__link" href="https://www.hannathailand.com/product/hi8931cn/">เครื่องควบคุมค่าความนำไฟฟ้า</a> , <a class="woocommerce-LoopProduct-link woocommerce-loop-product__link" href="https://www.hannathailand.com/product/hi705-checker-hc-silica-lr/">เครื่องวัดปริมาณซิลิกา ช่วงต่ำ ในตัวอย่างน้ำ รุ่น HI705</a> , <a class="woocommerce-LoopProduct-link woocommerce-loop-product__link" href="https://www.hannathailand.com/product/hi93102-20/">สารละลายมาตรฐานความขุ่น 20 NTU</a> , <a class="woocommerce-LoopProduct-link woocommerce-loop-product__link" href="https://www.hannathailand.com/product/hi718-checker-hc-iodine/">เครื่องวัดปริมาณไอโอดีน รุ่น HI718</a> , <a class="woocommerce-LoopProduct-link woocommerce-loop-product__link" href="https://www.hannathailand.com/product/hi723-checker-hc-chromium-vi-hr/">เครื่องวัดปริมาณโครเมี่ยม ช่วงสูง รุ่น HI723</a> , <a class="woocommerce-LoopProduct-link woocommerce-loop-product__link" href="https://www.hannathailand.com/product/hi717-checker-hc-phosphate-hr/">เครื่องวัดปริมาณฟอสเฟต ช่วงสูง รุ่น HI717</a> , <a class="woocommerce-LoopProduct-link woocommerce-loop-product__link" href="https://www.hannathailand.com/product/hi715-checker-hc-ammonia-mr/">เครื่องวัดปริมาณแอมโมเนีย ในน้ำ รุ่น HI715</a> | https://www.hannathailand.com/wp-content/uploads/2022/06/hi706_400-600x600.jpg , https://www.hannathailand.com/wp-content/uploads/2021/07/2-500x500.jpg , https://www.hannathailand.com/wp-content/uploads/2022/06/hi705400-600x600.jpg , https://www.hannathailand.com/wp-content/uploads/2021/07/9-500x500.jpg , https://www.hannathailand.com/wp-content/uploads/2022/06/miniphotometerfuriod829_11-600x600.jpg , https://www.hannathailand.com/wp-content/uploads/2022/06/miniphotometerfurchromvihoch839_11-600x600.jpg , https://www.hannathailand.com/wp-content/uploads/2022/06/miniphotometerfurphosphathoch827_11-600x600.jpg , https://www.hannathailand.com/wp-content/uploads/2022/06/miniphotometerfurammoniakmittel2416_11-600x600.jpg
72 | HI935002 K-Type Handheld-Thermometer – 2-Channel | สินค้าทั้งหมด , เครื่องวัดอุณหภูมิ/ความชื้น/แสง , แบบภาคสนาม | https://www.hannathailand.com/product-category/thermometer/thermo-fieldwork/ | https://www.hannathailand.com/product/hi935002-k-type-handheld-thermometer-2-channel/ | HI935002 | 7,704.00 |  | <div aria-labelledby="tab-title-additional_information" class="woocommerce-Tabs-panel woocommerce-Tabs-panel--additional_information panel entry-content" id="tab-additional_information" role="tabpanel"> </div> | HI935002 เป็นเทอร์โมมิเตอร์ชนิด K กันน้ำ 2 ช่องสัญญาณที่ให้การวัดอุณหภูมิที่แม่นยำในช่วงกว้าง รวมถึงอายุการใช้งานแบตเตอรี่ 1600 ชั่วโมง Dual input channels One point calibration High accuracy ±0.2% Waterproof casing High/Low function °C to °F shifting HOLD function BEPS and low battery warning Battery life indicator at start-up Big digit, backlit display Up to 1600 battery life Reading storage HI935002 is a 2-channel, waterproof, K-type thermometer that offers accurate temperature measurements in a wide range as well as a 1600 hours of battery life. This unit displays current temperature along with the minimum and maximum for each channel achieved during the measuring session. The difference between each channel can be shown, or a relative value can be set on each channel and variances around that value can be monitored. The HOLD button freezes the display to allow the user time to record readings. This instrument is equipped with BEPS (Battery Error Prevention System) which alerts the user in the event that low battery power could adversely affect readings. Order Information: HI 935002 is supplied with batteries and instructions. Product Manuals Manual: Download Specification : Range -50.0 to 199.9°C; 200 to 1350°C; -58.0 to 399.9°F; 400 to 2462°F Resolution 0.1°C (-50.0 to 199.9°C); 1°C (outside); 0.1°F (-58.0 to 399.9°F) 1°F (outside) Accuracy ±0.2% F.S. (for 1 year, excluding probe error) Probe K-thermocouple type, HI 766 series (not included) Battery Type / Life 1.5V AA (3) / approx. 1600 hours of continuous use (with backlight off); HI 935009 only: auto-off selectable after 8 or 60 minutes of non-use (can be disabled) Environment -10 to 50°C (14 to 122°F); RH max 100% Dimensions 150 x 80 x 36 mm (5.9 x 3.1 x 1.4 Weight 235 g (8.3 oz.) | <div aria-labelledby="tab-title-description" class="woocommerce-Tabs-panel woocommerce-Tabs-panel--description panel entry-content active" id="tab-description" role="tabpanel"> <p>HI935002 เป็นเทอร์โมมิเตอร์ชนิด K กันน้ำ 2 ช่องสัญญาณที่ให้การวัดอุณหภูมิที่แม่นยำในช่วงกว้าง รวมถึงอายุการใช้งานแบตเตอรี่ 1600 ชั่วโมง</p> <ul> <li>Dual input channels</li> <li>One point calibration</li> <li>High accuracy ±0.2%</li> <li>Waterproof casing</li> <li>High/Low function</li> <li>°C to °F shifting</li> <li>HOLD function</li> <li>BEPS and low battery warning</li> <li>Battery life indicator at start-up</li> <li>Big digit, backlit display</li> <li>Up to 1600 battery life</li> <li>Reading storage</li> </ul> <p style="text-align: justify;"><strong>HI935002</strong> is a 2-channel, waterproof, K-type thermometer that offers accurate temperature measurements in a wide range as well as a 1600 hours of battery life.</p> <p style="text-align: justify;">This unit displays current temperature along with the minimum and maximum for each channel achieved during the measuring session. The difference between each channel can be shown, or a relative value can be set on each channel and variances around that value can be monitored.</p> <p style="text-align: justify;">The HOLD button freezes the display to allow the user time to record readings.</p> <p style="text-align: justify;">This instrument is equipped with BEPS (Battery Error Prevention System) which alerts the user in the event that low battery power could adversely affect readings.</p> <p style="text-align: justify;"> <p style="text-align: justify;"><strong>Order Information:</strong> HI 935002 is supplied with batteries and instructions.</p> <div><strong>Product Manuals</strong></div> <p style="text-align: justify;"><img align="absmiddle" alt="" border="0" decoding="async" height="22" loading="lazy" src="http://www.hannainst.com/usa/images/icon-pdf.gif" width="20"/> Manual: <a href="http://www.hannainst.com/manuals/manHI_935002_005_005N_009.pdf" rel="noopener" target="_blank" title="Download Product Manual">Download</a></p> <p><strong>Specification :</strong></p> <table class="spec_table"> <tbody> <tr> <td><strong>Range</strong></td> <td></td> <td><small>-50.0 to 199.9°C; 200 to 1350°C; -58.0 to 399.9°F; 400 to 2462°F</small></td> </tr> <tr> <td><strong>Resolution</strong></td> <td></td> <td><small>0.1°C (-50.0 to 199.9°C); 1°C (outside); 0.1°F (-58.0 to 399.9°F) 1°F (outside)</small></td> </tr> <tr> <td><strong>Accuracy</strong></td> <td></td> <td><small>±0.2% F.S. (for 1 year, excluding probe error)</small></td> </tr> <tr> <td><strong>Probe</strong></td> <td></td> <td><small>K-thermocouple type, HI 766 series (not included)</small></td> </tr> <tr> <td><strong>Battery Type / Life</strong></td> <td></td> <td><small>1.5V AA (3) / approx. 1600 hours of continuous use (with backlight off); HI 935009 only: auto-off selectable after 8 or 60 minutes of non-use (can be disabled)</small></td> </tr> <tr> <td><strong>Environment</strong></td> <td></td> <td><small>-10 to 50°C (14 to 122°F); RH max 100%</small></td> </tr> <tr> <td><strong>Dimensions</strong></td> <td></td> <td><small>150 x 80 x 36 mm (5.9 x 3.1 x 1.4</small></td> </tr> <tr> <td><strong>Weight</strong></td> <td></td> <td><small>235 g (8.3 oz.)</small></td> </tr> </tbody> </table> <p> </p> </p></div> | •Dual input channels •One point calibration •High accuracy ±0.2% •Waterproof casing •High/Low function •°C to °F shifting •HOLD function •BEPS and low battery warning •Battery life indicator at start-up •Big digit, backlit display •Up to 1600 battery life •Reading storage HI 935002 is a 2-channel, waterproof, K-type thermometer that offers accurate temperature measurements in a wide range as well as a 1600 hours of battery life. This unit displays current temperature along with the minimum and maximum for each channel achieved during the measuring session. The difference between each channel can be shown, or a relative value can be set on each channel and variances around that value can be monitored. The HOLD button freezes the display to allow the user time to record readings. This instrument is equipped with BEPS (Battery Error Prevention System) which alerts the user in the event that low battery power could adversely affect readings. Order Information: HI 935002 is supplied with batteries and instructions. | <div class="product-short-description"> <p>•Dual input channels<br/> •One point calibration<br/> •High accuracy ±0.2%<br/> •Waterproof casing<br/> •High/Low function<br/> •°C to °F shifting<br/> •HOLD function<br/> •BEPS and low battery warning<br/> •Battery life indicator at start-up<br/> •Big digit, backlit display<br/> •Up to 1600 battery life<br/> •Reading storage</p> <p>HI 935002 is a 2-channel, waterproof, K-type thermometer that offers accurate temperature measurements in a wide range as well as a 1600 hours of battery life.</p> <p>This unit displays current temperature along with the minimum and maximum for each channel achieved during the measuring session. The difference between each channel can be shown, or a relative value can be set on each channel and variances around that value can be monitored.</p> <p>The HOLD button freezes the display to allow the user time to record readings.</p> <p>This instrument is equipped with BEPS (Battery Error Prevention System) which alerts the user in the event that low battery power could adversely affect readings.</p> <p>Order Information:<br/> HI 935002 is supplied with batteries and instructions.</p> </div> | https://www.hannathailand.com/wp-content/uploads/2022/06/ktypthermometer2eingange1103_11.jpg | เครื่องวัดปริมาณคลอรีนอิสระ รุ่น HI701 , เครื่องวัดปริมาณแอมโมเนีย ในน้ำ รุ่น HI715 , เครื่องวัดปริมาณฟอสฟอรัส ช่วงต่ำมาก รุ่น HI736 , ซัลไฟด์สารต้านอนุมูลอิสระบัฟเฟอร์ , เครื่องวัดปริมาณฟอสเฟต ช่วงต่ำ รุ่น HI713 , เครื่องวัดปริมาณไนไตรท์ ช่วงสูง ในตัวอย่างน้ำ รุ่น HI708 , เครื่องวัดสีในน้ำตัวอย่าง HI727 , น้ำยามาตรฐานสอบเทียบ ค่ามาตรฐานความเค็ม | <a class="woocommerce-LoopProduct-link woocommerce-loop-product__link" href="https://www.hannathailand.com/product/hi701-checker-hc-free-chlorine/">เครื่องวัดปริมาณคลอรีนอิสระ รุ่น HI701</a> , <a class="woocommerce-LoopProduct-link woocommerce-loop-product__link" href="https://www.hannathailand.com/product/hi715-checker-hc-ammonia-mr/">เครื่องวัดปริมาณแอมโมเนีย ในน้ำ รุ่น HI715</a> , <a class="woocommerce-LoopProduct-link woocommerce-loop-product__link" href="https://www.hannathailand.com/product/phosphorous-marine/">เครื่องวัดปริมาณฟอสฟอรัส ช่วงต่ำมาก รุ่น HI736</a> , <a class="woocommerce-LoopProduct-link woocommerce-loop-product__link" href="https://www.hannathailand.com/product/hi4015-00/">ซัลไฟด์สารต้านอนุมูลอิสระบัฟเฟอร์</a> , <a class="woocommerce-LoopProduct-link woocommerce-loop-product__link" href="https://www.hannathailand.com/product/hi713-checker-hc-phosphate-lr/">เครื่องวัดปริมาณฟอสเฟต ช่วงต่ำ รุ่น HI713</a> , <a class="woocommerce-LoopProduct-link woocommerce-loop-product__link" href="https://www.hannathailand.com/product/hi708-checker-hc-nitrite-hr/">เครื่องวัดปริมาณไนไตรท์ ช่วงสูง ในตัวอย่างน้ำ รุ่น HI708</a> , <a class="woocommerce-LoopProduct-link woocommerce-loop-product__link" href="https://www.hannathailand.com/product/hi727-checker-hc-color-of-water/">เครื่องวัดสีในน้ำตัวอย่าง HI727</a> , <a class="woocommerce-LoopProduct-link woocommerce-loop-product__link" href="https://www.hannathailand.com/product/hi7080l/">น้ำยามาตรฐานสอบเทียบ ค่ามาตรฐานความเค็ม</a> | https://www.hannathailand.com/wp-content/uploads/2021/11/hi701-500x500.jpg , https://www.hannathailand.com/wp-content/uploads/2022/06/miniphotometerfurammoniakmittel2416_11-600x600.jpg , https://www.hannathailand.com/wp-content/uploads/2021/12/HI736-600x600.jpg , https://www.hannathailand.com/wp-content/uploads/2021/07/7-500x500.jpg , https://www.hannathailand.com/wp-content/uploads/2022/06/hi713_lg51caffcdce23e-600x600.jpg , https://www.hannathailand.com/wp-content/uploads/2022/06/miniphotometerfurnitrithoch2420_11-600x600.jpg , https://www.hannathailand.com/wp-content/uploads/2022/06/miniphotometerfurfarbe843_11-600x600.jpg , https://www.hannathailand.com/wp-content/uploads/2021/07/11-500x500.jpg
73 | HI935005 K-Type Handheld-Thermometer – 1-Channel | สินค้าทั้งหมด , เครื่องวัดอุณหภูมิ/ความชื้น/แสง , แบบภาคสนาม | https://www.hannathailand.com/product-category/thermometer/thermo-fieldwork/ | https://www.hannathailand.com/product/hi935005-k-type-handheld-thermometer-1-channel/ | HI935005 | 7,062.00 |  | <div aria-labelledby="tab-title-additional_information" class="woocommerce-Tabs-panel woocommerce-Tabs-panel--additional_information panel entry-content" id="tab-additional_information" role="tabpanel"> </div> | HI935005 เป็นเทอร์โมมิเตอร์ชนิด K กันน้ำที่ให้การวัดอุณหภูมิที่แม่นยำในช่วงกว้าง รวมถึงอายุการใช้งานแบตเตอรี่ 1600 ชั่วโมง High accuracy ±0.2% Waterproof casing High/Low function Instantly °C to °F shifting Big digit, backlit display HOLD function BEPS and low battery warning Battery life indicator at start-up Up to 1600 battery life HI935005 is a waterproof, K-type thermometer offering accurate temperature measurements in a wide range as well as a 1600 hours of battery life. This unit displays current temperature along with the minimum and maximum values achieved during the measuring session on the LCD. The HOLD button freezes the display to allow the user time to record readings. The °C/°F button switches between the Celsius and Fahrenheit temperature scale. The CLEAR button restarts the evaluation of high and low values. The instruments are equipped with BEPS (Battery Error Prevention System) which alerts the user in the event that low battery power could adversely affect readings. A wide variety of interchangeable probes are available to meet your specific needs. Optional rubber boots are available. Order Information: HI 935005 is supplied with batteries, protective case and instructions Product Manuals Manual: Download Specification : Range -50.0 to 199.9°C; 200 to 1350°C; -58.0 to 399.9°F; 400 to 2462°F Resolution 0.1°C (-50.0 to 199.9°C); 1°C (outside); 0.1°F (-58.0 to 399.9°F) 1°F (outside) Accuracy ±0.2% F.S. (for 1 year, excluding probe error) Probe HI 766 series K-type thermocouple (not included) Battery Type / Life 1.5V AA (3) / approximately 1600 hours of continuous use (with backlight off) Environment -10 to 50°C (14 to 122°F); RH max 100% Dimensions 150 x 80 x 36 mm (5.9 x 3.1 x 1.4″) Weight 235 g (8.3 oz.) | <div aria-labelledby="tab-title-description" class="woocommerce-Tabs-panel woocommerce-Tabs-panel--description panel entry-content active" id="tab-description" role="tabpanel"> <p>HI935005 เป็นเทอร์โมมิเตอร์ชนิด K กันน้ำที่ให้การวัดอุณหภูมิที่แม่นยำในช่วงกว้าง รวมถึงอายุการใช้งานแบตเตอรี่ 1600 ชั่วโมง</p> <ul> <li>High accuracy ±0.2%</li> <li>Waterproof casing</li> <li>High/Low function</li> <li>Instantly °C to °F shifting</li> <li>Big digit, backlit display</li> <li>HOLD function</li> <li>BEPS and low battery warning</li> <li>Battery life indicator at start-up</li> <li>Up to 1600 battery life</li> </ul> <p>HI935005 is a waterproof, K-type thermometer offering accurate temperature measurements in a wide range as well as a 1600 hours of battery life.</p> <p>This unit displays current temperature along with the minimum and maximum values achieved during the measuring session on the LCD.</p> <p>The HOLD button freezes the display to allow the user time to record readings. The °C/°F button switches between the Celsius and Fahrenheit temperature scale. The CLEAR button restarts the evaluation of high and low values.</p> <p>The instruments are equipped with BEPS (Battery Error Prevention System) which alerts the user in the event that low battery power could adversely affect readings.</p> <p>A wide variety of interchangeable probes are available to meet your specific needs. Optional rubber boots are available.</p> <p> </p> <p><strong>Order Information:</strong> HI 935005 is supplied with batteries, protective case and instructions</p> <p> </p> <div><strong>Product Manuals</strong></div> <p><img align="absmiddle" alt="" border="0" decoding="async" height="22" loading="lazy" src="http://www.hannainst.com/usa/images/icon-pdf.gif" width="20"/> Manual: <a href="http://www.hannainst.com/manuals/manHI_935002_005_005N_009.pdf" rel="noopener" target="_blank" title="Download Product Manual">Download</a></p> <p><strong>Specification :</strong></p> <table class="spec_table"> <tbody> <tr> <td><strong>Range</strong></td> <td></td> <td><small>-50.0 to 199.9°C; 200 to 1350°C; -58.0 to 399.9°F; 400 to 2462°F</small></td> </tr> <tr> <td><strong>Resolution</strong></td> <td></td> <td><small>0.1°C (-50.0 to 199.9°C); 1°C (outside); 0.1°F (-58.0 to 399.9°F) 1°F (outside)</small></td> </tr> <tr> <td><strong>Accuracy</strong></td> <td></td> <td><small>±0.2% F.S. (for 1 year, excluding probe error)</small></td> </tr> <tr> <td><strong>Probe</strong></td> <td></td> <td><small>HI 766 series K-type thermocouple (not included)</small></td> </tr> <tr> <td><strong>Battery Type / Life</strong></td> <td></td> <td><small>1.5V AA (3) / approximately 1600 hours of continuous use (with backlight off)</small></td> </tr> <tr> <td><strong>Environment</strong></td> <td></td> <td><small>-10 to 50°C (14 to 122°F); RH max 100%</small></td> </tr> <tr> <td><strong>Dimensions</strong></td> <td></td> <td><small>150 x 80 x 36 mm (5.9 x 3.1 x 1.4″)</small></td> </tr> <tr> <td><strong>Weight</strong></td> <td></td> <td><small>235 g (8.3 oz.)</small></td> </tr> </tbody> </table> <p> </p> </div> | •High accuracy ±0.2% •Waterproof casing •High/Low function •Instantly °C to °F shifting •Big digit, backlit display •HOLD function •BEPS and low battery warning •Battery life indicator at start-up •Up to 1600 battery life HI 935005 is a waterproof, K-type thermometer offering accurate temperature measurements in a wide range as well as a 1600 hours of battery life. This unit displays current temperature along with the minimum and maximum values achieved during the measuring session on the LCD. The HOLD button freezes the display to allow the user time to record readings. The °C/°F button switches between the Celsius and Fahrenheit temperature scale. The CLEAR button restarts the evaluation of high and low values. The instruments are equipped with BEPS (Battery Error Prevention System) which alerts the user in the event that low battery power could adversely affect readings. A wide variety of interchangeable probes are available to meet your specific needs. Optional rubber boots are available. Order Information: HI 935005 is supplied with batteries, protective case and instructions | <div class="product-short-description"> <p>•High accuracy ±0.2%<br/> •Waterproof casing<br/> •High/Low function<br/> •Instantly °C to °F shifting<br/> •Big digit, backlit display<br/> •HOLD function<br/> •BEPS and low battery warning<br/> •Battery life indicator at start-up<br/> •Up to 1600 battery life</p> <p>HI 935005 is a waterproof, K-type thermometer offering accurate temperature measurements in a wide range as well as a 1600 hours of battery life.</p> <p>This unit displays current temperature along with the minimum and maximum values achieved during the measuring session on the LCD.</p> <p>The HOLD button freezes the display to allow the user time to record readings. The °C/°F button switches between the Celsius and Fahrenheit temperature scale. The CLEAR button restarts the evaluation of high and low values.</p> <p>The instruments are equipped with BEPS (Battery Error Prevention System) which alerts the user in the event that low battery power could adversely affect readings.</p> <p>A wide variety of interchangeable probes are available to meet your specific needs. Optional rubber boots are available.</p> <p>Order Information:<br/> HI 935005 is supplied with batteries, protective case and instructions</p> </div> | https://www.hannathailand.com/wp-content/uploads/2022/06/ktypthermometer1eingang1104_11.jpg | เครื่องวัดปริมาณฟอสฟอรัส ช่วงสูง รุ่น HI706 , เครื่องวัดปริมาณฟอสฟอรัส ช่วงต่ำมาก รุ่น HI736 , น้ำยามาตรฐานสอบเทียบ , เครื่องวัดปริมาณฟลูออไรด์ ช่วงต่ำ รุ่น HI729 , เครื่องวัดปริมาณไอโอดีน รุ่น HI718 , เครื่องวัดปริมาณโบรมีน ในตัวอย่างน้ำ รุ่น HI716 , เครื่องวัดปริมาณโครเมี่ยม ช่วงสูง รุ่น HI723 , เครื่องวัดปริมาณแอมโมเนีย ในน้ำ รุ่น HI715 | <a class="woocommerce-LoopProduct-link woocommerce-loop-product__link" href="https://www.hannathailand.com/product/hi706-checker-hc-phosphorous-hr/">เครื่องวัดปริมาณฟอสฟอรัส ช่วงสูง รุ่น HI706</a> , <a class="woocommerce-LoopProduct-link woocommerce-loop-product__link" href="https://www.hannathailand.com/product/phosphorous-marine/">เครื่องวัดปริมาณฟอสฟอรัส ช่วงต่ำมาก รุ่น HI736</a> , <a class="woocommerce-LoopProduct-link woocommerce-loop-product__link" href="https://www.hannathailand.com/product/hi9828-25/">น้ำยามาตรฐานสอบเทียบ</a> , <a class="woocommerce-LoopProduct-link woocommerce-loop-product__link" href="https://www.hannathailand.com/product/hi729-checker-hc-fluoride-lr/">เครื่องวัดปริมาณฟลูออไรด์ ช่วงต่ำ รุ่น HI729</a> , <a class="woocommerce-LoopProduct-link woocommerce-loop-product__link" href="https://www.hannathailand.com/product/hi718-checker-hc-iodine/">เครื่องวัดปริมาณไอโอดีน รุ่น HI718</a> , <a class="woocommerce-LoopProduct-link woocommerce-loop-product__link" href="https://www.hannathailand.com/product/hi716-checker-hc-bromine/">เครื่องวัดปริมาณโบรมีน ในตัวอย่างน้ำ รุ่น HI716</a> , <a class="woocommerce-LoopProduct-link woocommerce-loop-product__link" href="https://www.hannathailand.com/product/hi723-checker-hc-chromium-vi-hr/">เครื่องวัดปริมาณโครเมี่ยม ช่วงสูง รุ่น HI723</a> , <a class="woocommerce-LoopProduct-link woocommerce-loop-product__link" href="https://www.hannathailand.com/product/hi715-checker-hc-ammonia-mr/">เครื่องวัดปริมาณแอมโมเนีย ในน้ำ รุ่น HI715</a> | https://www.hannathailand.com/wp-content/uploads/2022/06/hi706_400-600x600.jpg , https://www.hannathailand.com/wp-content/uploads/2021/12/HI736-600x600.jpg , https://www.hannathailand.com/wp-content/uploads/2021/07/8-500x500.jpg , https://www.hannathailand.com/wp-content/uploads/2022/06/miniphotometerfurfluoridniedrig844_11-600x600.jpg , https://www.hannathailand.com/wp-content/uploads/2022/06/miniphotometerfuriod829_11-600x600.jpg , https://www.hannathailand.com/wp-content/uploads/2022/06/miniphotometerfurfreiesgesamtchlor704_11-600x600.jpg , https://www.hannathailand.com/wp-content/uploads/2022/06/miniphotometerfurchromvihoch839_11-600x600.jpg , https://www.hannathailand.com/wp-content/uploads/2022/06/miniphotometerfurammoniakmittel2416_11-600x600.jpg
74 | HI935005 K-Type Thermocouple Thermometer | สินค้าทั้งหมด , เครื่องวัดอุณหภูมิ/ความชื้น/แสง , แบบภาคสนาม | https://www.hannathailand.com/product-category/thermometer/thermo-fieldwork/ | https://www.hannathailand.com/product/hi935005-k-type-thermocouple-thermometer/ | HI935005N | 12,947.00 |  | <div aria-labelledby="tab-title-additional_information" class="woocommerce-Tabs-panel woocommerce-Tabs-panel--additional_information panel entry-content" id="tab-additional_information" role="tabpanel"> </div> | High accuracy ±0.2% Waterproof casing High/Low function Instantly °C to °F shifting Big digit, backlit display HOLD function BEPS and low battery warning Battery life indicator at start-up Up to 1600 battery life HI 935005 is a waterproof, K-type thermometer offering accurate temperature measurements in a wide range as well as a 1600 hours of battery life. This unit displays current temperature along with the minimum and maximum values achieved during the measuring session on the LCD. The HOLD button freezes the display to allow the user time to record readings. The °C/°F button switches between the Celsius and Fahrenheit temperature scale. The CLEAR button restarts the evaluation of high and low values. The instruments are equipped with BEPS (Battery Error Prevention System) which alerts the user in the event that low battery power could adversely affect readings. A wide variety of interchangeable probes are available to meet your specific needs. Optional rubber boots are available. Order Information: HI 935005 is supplied with batteries, protective case and instructions Product Manuals Manual: Download Specification : Range -50.0 to 199.9°C; 200 to 1350°C; -58.0 to 399.9°F; 400 to 2462°F Resolution 0.1°C (-50.0 to 199.9°C); 1°C (outside); 0.1°F (-58.0 to 399.9°F) 1°F (outside) Accuracy ±0.2% F.S. (for 1 year, excluding probe error) Probe HI 766 series K-type thermocouple (not included) Battery Type / Life 1.5V AA (3) / approximately 1600 hours of continuous use (with backlight off) Environment -10 to 50°C (14 to 122°F); RH max 100% Dimensions 150 x 80 x 36 mm (5.9 x 3.1 x 1.4″) Weight 235 g (8.3 oz.) | <div aria-labelledby="tab-title-description" class="woocommerce-Tabs-panel woocommerce-Tabs-panel--description panel entry-content active" id="tab-description" role="tabpanel"> <ul> <li style="text-align: justify;">High accuracy ±0.2%</li> <li style="text-align: justify;">Waterproof casing</li> <li style="text-align: justify;">High/Low function</li> <li style="text-align: justify;">Instantly °C to °F shifting</li> <li style="text-align: justify;">Big digit, backlit display</li> <li style="text-align: justify;">HOLD function</li> <li style="text-align: justify;">BEPS and low battery warning</li> <li style="text-align: justify;">Battery life indicator at start-up</li> <li style="text-align: justify;">Up to 1600 battery life </li> </ul> <p style="text-align: justify;"><strong>HI 935005</strong> is a waterproof, K-type thermometer offering accurate temperature measurements in a wide range as well as a 1600 hours of battery life.</p> <p style="text-align: justify;">This unit displays current temperature along with the minimum and maximum values achieved during the measuring session on the LCD.</p> <p style="text-align: justify;">The HOLD button freezes the display to allow the user time to record readings. The °C/°F button switches between the Celsius and Fahrenheit temperature scale. The CLEAR button restarts the evaluation of high and low values.</p> <p style="text-align: justify;">The instruments are equipped with BEPS (Battery Error Prevention System) which alerts the user in the event that low battery power could adversely affect readings.</p> <p style="text-align: justify;">A wide variety of interchangeable probes are available to meet your specific needs. Optional rubber boots are available. </p> <p style="text-align: justify;"> </p> <p style="text-align: justify;"><strong>Order Information:</strong> HI 935005 is supplied with batteries, protective case and instructions</p> <div><strong>Product Manuals</strong></div> <p style="text-align: justify;"><img align="absmiddle" alt="" border="0" decoding="async" height="22" loading="lazy" src="http://www.hannainst.com/usa/images/icon-pdf.gif" width="20"/> Manual: <a href="http://www.hannainst.com/manuals/manHI_935002_005_005N_009.pdf" rel="noopener" target="_blank" title="Download Product Manual">Download</a></p> <p style="text-align: justify;"><strong>Specification :</strong></p> <table class="spec_table"> <tbody> <tr> <td><strong>Range</strong></td> <td> </td> <td><small>-50.0 to 199.9°C; 200 to 1350°C; -58.0 to 399.9°F; 400 to 2462°F</small></td> </tr> <tr> <td><strong>Resolution</strong></td> <td> </td> <td><small>0.1°C (-50.0 to 199.9°C); 1°C (outside); 0.1°F (-58.0 to 399.9°F) 1°F (outside)</small></td> </tr> <tr> <td><strong>Accuracy</strong></td> <td> </td> <td><small>±0.2% F.S. (for 1 year, excluding probe error)</small></td> </tr> <tr> <td><strong>Probe</strong></td> <td> </td> <td><small>HI 766 series K-type thermocouple (not included)</small></td> </tr> <tr> <td><strong>Battery Type / Life</strong></td> <td> </td> <td><small>1.5V AA (3) / approximately 1600 hours of continuous use (with backlight off)</small></td> </tr> <tr> <td><strong>Environment</strong></td> <td> </td> <td><small>-10 to 50°C (14 to 122°F); RH max 100%</small></td> </tr> <tr> <td><strong>Dimensions</strong></td> <td> </td> <td><small>150 x 80 x 36 mm (5.9 x 3.1 x 1.4″)</small></td> </tr> <tr> <td><strong>Weight</strong></td> <td> </td> <td><small>235 g (8.3 oz.)</small></td> </tr> </tbody> </table> <p style="text-align: justify;"><strong> </strong></p> </div> | HI 935005 is a waterproof, K-type thermometer offering accurate temperature measurements in a wide range as well as a 1600 hours of battery life. | <div class="product-short-description"> <p>HI 935005 is a waterproof, K-type thermometer offering accurate temperature measurements in a wide range as well as a 1600 hours of battery life.</p> </div> | https://www.hannathailand.com/wp-content/uploads/2022/06/photometerfarbevonhonigbis150mmpfund1433_151e5b42fb0425.jpg | เครื่องวัดคลอรีน , เครื่องวัดปริมาณไนไตรท์ ช่วงสูง ในตัวอย่างน้ำ รุ่น HI708 , เครื่องวัดปริมาณไอโอดีน รุ่น HI718 , ซัลไฟด์สารต้านอนุมูลอิสระบัฟเฟอร์ , เครื่องวัดปริมาณฟลูออไรด์ ช่วงต่ำ รุ่น HI729 , เครื่องวัดปริมาณนิกเกิล ช่วงสูง รุ่น HI726 , เครื่องวัดสีในน้ำตัวอย่าง HI727 , เครื่องวัดปริมาณโบรมีน ในตัวอย่างน้ำ รุ่น HI716 | <a class="woocommerce-LoopProduct-link woocommerce-loop-product__link" href="https://www.hannathailand.com/product/free-chlorine/">เครื่องวัดคลอรีน</a> , <a class="woocommerce-LoopProduct-link woocommerce-loop-product__link" href="https://www.hannathailand.com/product/hi708-checker-hc-nitrite-hr/">เครื่องวัดปริมาณไนไตรท์ ช่วงสูง ในตัวอย่างน้ำ รุ่น HI708</a> , <a class="woocommerce-LoopProduct-link woocommerce-loop-product__link" href="https://www.hannathailand.com/product/hi718-checker-hc-iodine/">เครื่องวัดปริมาณไอโอดีน รุ่น HI718</a> , <a class="woocommerce-LoopProduct-link woocommerce-loop-product__link" href="https://www.hannathailand.com/product/hi4015-00/">ซัลไฟด์สารต้านอนุมูลอิสระบัฟเฟอร์</a> , <a class="woocommerce-LoopProduct-link woocommerce-loop-product__link" href="https://www.hannathailand.com/product/hi729-checker-hc-fluoride-lr/">เครื่องวัดปริมาณฟลูออไรด์ ช่วงต่ำ รุ่น HI729</a> , <a class="woocommerce-LoopProduct-link woocommerce-loop-product__link" href="https://www.hannathailand.com/product/hi726-checker-hc-nickel-hr/">เครื่องวัดปริมาณนิกเกิล ช่วงสูง รุ่น HI726</a> , <a class="woocommerce-LoopProduct-link woocommerce-loop-product__link" href="https://www.hannathailand.com/product/hi727-checker-hc-color-of-water/">เครื่องวัดสีในน้ำตัวอย่าง HI727</a> , <a class="woocommerce-LoopProduct-link woocommerce-loop-product__link" href="https://www.hannathailand.com/product/hi716-checker-hc-bromine/">เครื่องวัดปริมาณโบรมีน ในตัวอย่างน้ำ รุ่น HI716</a> | https://www.hannathailand.com/wp-content/uploads/2021/07/1-500x500.jpg , https://www.hannathailand.com/wp-content/uploads/2022/06/miniphotometerfurnitrithoch2420_11-600x600.jpg , https://www.hannathailand.com/wp-content/uploads/2022/06/miniphotometerfuriod829_11-600x600.jpg , https://www.hannathailand.com/wp-content/uploads/2021/07/7-500x500.jpg , https://www.hannathailand.com/wp-content/uploads/2022/06/miniphotometerfurfluoridniedrig844_11-600x600.jpg , https://www.hannathailand.com/wp-content/uploads/2022/06/miniphotometerfurnickelhoch841_11-600x600.jpg , https://www.hannathailand.com/wp-content/uploads/2022/06/miniphotometerfurfarbe843_11-600x600.jpg , https://www.hannathailand.com/wp-content/uploads/2022/06/miniphotometerfurfreiesgesamtchlor704_11-600x600.jpg
75 | HI935007N FOODCARE K-Type Thermometer incl. HI 766C | สินค้าทั้งหมด , อุตสาหกรรมอาหาร , เครื่องวัดอุณหภูมิ/ความชื้น/แสง , แบบภาคสนาม | https://www.hannathailand.com/product-category/thermometer/thermo-fieldwork/ | https://www.hannathailand.com/product/hi935007n-foodcare-k-type-thermometer-incl-hi-766c/ | HI935007N | 8,453.00 |  | <div aria-labelledby="tab-title-additional_information" class="woocommerce-Tabs-panel woocommerce-Tabs-panel--additional_information panel entry-content" id="tab-additional_information" role="tabpanel"> </div> | HI935007N เป็นเทอร์โมมิเตอร์แบบพกพาที่วัดอุณหภูมิได้สูงถึง 1350°C ความละเอียดยังคงอยู่ที่ 0.1 ถึง 199.9°C และจะเปลี่ยนเป็น 1.0 ข้างต้นโดยอัตโนมัติ Autoranging High accuracy ±0.2°C Waterproof Calibration Check™ at startup Damaged probe indicator BEPS and low battery warning Battery level indicator at startup Compact, heavy-duty, and waterproof Easy to clean and keep clean HI935007N is a portable thermometer that measures temperatures as high as 1350°C. The resolution remains 0.1 up to 199.9°C and automatically changes to 1.0 above. The fixed HI 766C penetration probe with 1 m (3.3′) flexible cable is also supplied with the instrument. With the optional protective rubber boot, HI 935007N can be used anywhere with maximum impact protection. These features along with a wide measurement range make HI 935007N extremely popular in catering, food preparation and restaurants. HI 935007N’s attractive price makes it possible for every operator to carry his or her own professional instrument. Advanced battery management features include a display of remaining battery power at startup, low battery warning and BEPS (Battery Error Prevention System) which alerts the user in the event that low battery power could adversely affect readings. Order Information: HI 935007N is supplied with HI 766C fixed temperature probe, batteries, instructions and hard carrying case. Product Manuals Manual: Download Specification : Range -50.0 to 199.9°C; 200 to 1350ºC Resolution 0.1°C (up to 199.9ºC); 1ºC (outside) Accuracy ±0.2% full scale (excluding probe error) Probe HI 766C penetration, stainless steel K-type thermocouple temperature probe with 1 m (3.3) cable (fixed) Battery Type / Life 1.5V AAA (3) / approximately 1000 hours of continuous use; auto-off after 8 minutes of non-use Environment -10 to 50°C (14 to 122°F); RH max 100% Dimensions 152 x 58 x 30 mm (6.0 x 2.3 x 1.2’’) Weight 205 g (7.2 oz.) | <div aria-labelledby="tab-title-description" class="woocommerce-Tabs-panel woocommerce-Tabs-panel--description panel entry-content active" id="tab-description" role="tabpanel"> <p>HI935007N เป็นเทอร์โมมิเตอร์แบบพกพาที่วัดอุณหภูมิได้สูงถึง 1350°C ความละเอียดยังคงอยู่ที่ 0.1 ถึง 199.9°C และจะเปลี่ยนเป็น 1.0 ข้างต้นโดยอัตโนมัติ</p> <ul> <li>Autoranging</li> <li>High accuracy ±0.2°C</li> <li>Waterproof</li> <li>Calibration Check™ at startup</li> <li>Damaged probe indicator</li> <li>BEPS and low battery warning</li> <li>Battery level indicator at startup</li> <li>Compact, heavy-duty, and waterproof</li> <li>Easy to clean and keep clean</li> </ul> <p> </p> <p style="text-align: justify;"><strong>HI935007N</strong> is a portable thermometer that measures temperatures as high as 1350°C. The resolution remains 0.1 up to 199.9°C and automatically changes to 1.0 above.</p> <p style="text-align: justify;">The fixed HI 766C penetration probe with 1 m (3.3′) flexible cable is also supplied with the instrument.</p> <p style="text-align: justify;">With the optional protective rubber boot, HI 935007N can be used anywhere with maximum impact protection. These features along with a wide measurement range make HI 935007N extremely popular in catering, food preparation and restaurants.</p> <p style="text-align: justify;">HI 935007N’s attractive price makes it possible for every operator to carry his or her own professional instrument.</p> <p style="text-align: justify;">Advanced battery management features include a display of remaining battery power at startup, low battery warning and BEPS (Battery Error Prevention System) which alerts the user in the event that low battery power could adversely affect readings.</p> <p style="text-align: justify;"> <p style="text-align: justify;"> <p style="text-align: justify;"><strong>Order Information:</strong> HI 935007N is supplied with HI 766C fixed temperature probe, batteries, instructions and hard carrying case.</p> <div><strong>Product Manuals</strong></div> <p style="text-align: justify;"><img align="absmiddle" alt="" border="0" decoding="async" height="22" loading="lazy" src="http://www.hannainst.com/usa/images/icon-pdf.gif" width="20"/> Manual: <a href="http://www.hannainst.com/manuals/manHI_9041_9061_93501_95502_93503_935007.pdf" rel="noopener" target="_blank" title="Download Product Manual">Download</a></p> <p style="text-align: justify;"><strong>Specification :</strong></p> <table class="spec_table"> <tbody> <tr> <td><strong>Range</strong></td> <td></td> <td><small>-50.0 to 199.9°C; 200 to 1350ºC</small></td> </tr> <tr> <td><strong>Resolution</strong></td> <td></td> <td><small>0.1°C (up to 199.9ºC); 1ºC (outside)</small></td> </tr> <tr> <td><strong>Accuracy</strong></td> <td></td> <td><small>±0.2% full scale (excluding probe error)</small></td> </tr> <tr> <td><strong>Probe</strong></td> <td></td> <td><small>HI 766C penetration, stainless steel K-type thermocouple temperature probe with 1 m (3.3) cable (fixed)</small></td> </tr> <tr> <td><strong>Battery Type / Life</strong></td> <td></td> <td><small>1.5V AAA (3) / approximately 1000 hours of continuous use; auto-off after 8 minutes of non-use</small></td> </tr> <tr> <td><strong>Environment</strong></td> <td></td> <td><small>-10 to 50°C (14 to 122°F); RH max 100%</small></td> </tr> <tr> <td><strong>Dimensions</strong></td> <td></td> <td><small>152 x 58 x 30 mm (6.0 x 2.3 x 1.2’’)</small></td> </tr> <tr> <td><strong>Weight</strong></td> <td></td> <td><small>205 g (7.2 oz.)</small></td> </tr> </tbody> </table> <p style="text-align: justify;"><strong> </strong></p> </p></p></div> | HI 935007N is supplied with HI 766C fixed temperature probe, batteries, instructions and hard carrying case. K-type Food Thermometer | <div class="product-short-description"> <p>HI 935007N is supplied with HI 766C fixed temperature probe, batteries, instructions and hard carrying case. K-type Food Thermometer</p> </div> | https://www.hannathailand.com/wp-content/uploads/2022/06/hi935007n.gif | เครื่องวัดปริมาณโบรมีน ในตัวอย่างน้ำ รุ่น HI716 , น้ำยามาตรฐานสอบเทียบ ค่ามาตรฐานความเค็ม , เครื่องวัดคลอรีน , น้ำยามาตรฐานสอบเทียบ ค่ามาตรฐานความเค็ม , เครื่องควบคุมค่าความนำไฟฟ้า , เครื่องวัดปริมาณแอมโมเนีย ช่วงต่ำ รุ่น HI700 , เครื่องวัดปริมาณฟอสฟอรัส ช่วงต่ำมาก รุ่น HI736 , เซ็นเซอร์วัดออกซิเจนในน้ำสำหรับ HI9829 มัลติพารามิเตอร์ | <a class="woocommerce-LoopProduct-link woocommerce-loop-product__link" href="https://www.hannathailand.com/product/hi716-checker-hc-bromine/">เครื่องวัดปริมาณโบรมีน ในตัวอย่างน้ำ รุ่น HI716</a> , <a class="woocommerce-LoopProduct-link woocommerce-loop-product__link" href="https://www.hannathailand.com/product/hi7080l/">น้ำยามาตรฐานสอบเทียบ ค่ามาตรฐานความเค็ม</a> , <a class="woocommerce-LoopProduct-link woocommerce-loop-product__link" href="https://www.hannathailand.com/product/free-chlorine/">เครื่องวัดคลอรีน</a> , <a class="woocommerce-LoopProduct-link woocommerce-loop-product__link" href="https://www.hannathailand.com/product/hi7083l/">น้ำยามาตรฐานสอบเทียบ ค่ามาตรฐานความเค็ม</a> , <a class="woocommerce-LoopProduct-link woocommerce-loop-product__link" href="https://www.hannathailand.com/product/hi8931cn/">เครื่องควบคุมค่าความนำไฟฟ้า</a> , <a class="woocommerce-LoopProduct-link woocommerce-loop-product__link" href="https://www.hannathailand.com/product/hi700-checker-hc-ammonia-lr/">เครื่องวัดปริมาณแอมโมเนีย ช่วงต่ำ รุ่น HI700</a> , <a class="woocommerce-LoopProduct-link woocommerce-loop-product__link" href="https://www.hannathailand.com/product/phosphorous-marine/">เครื่องวัดปริมาณฟอสฟอรัส ช่วงต่ำมาก รุ่น HI736</a> , <a class="woocommerce-LoopProduct-link woocommerce-loop-product__link" href="https://www.hannathailand.com/product/hi7609829-2/">เซ็นเซอร์วัดออกซิเจนในน้ำสำหรับ HI9829 มัลติพารามิเตอร์</a> | https://www.hannathailand.com/wp-content/uploads/2022/06/miniphotometerfurfreiesgesamtchlor704_11-600x600.jpg , https://www.hannathailand.com/wp-content/uploads/2021/07/11-500x500.jpg , https://www.hannathailand.com/wp-content/uploads/2021/07/1-500x500.jpg , https://www.hannathailand.com/wp-content/uploads/2021/07/10-500x500.jpg , https://www.hannathailand.com/wp-content/uploads/2021/07/2-500x500.jpg , https://www.hannathailand.com/wp-content/uploads/2022/06/hi700_400pxl-600x600.jpg , https://www.hannathailand.com/wp-content/uploads/2021/12/HI736-600x600.jpg , https://www.hannathailand.com/wp-content/uploads/2021/07/5-500x500.jpg
76 | HI93501NS FOODCARE Thermistor-Thermometer with Stability Indicator | สินค้าทั้งหมด , เครื่องวัดอุณหภูมิ/ความชื้น/แสง , แบบภาคสนาม | https://www.hannathailand.com/product-category/thermometer/thermo-fieldwork/ | https://www.hannathailand.com/product/hi93501ns-foodcare-thermistor-thermometer-with-stability-indicator/ | HI93501NS | 12,947.00 |  | <div aria-labelledby="tab-title-additional_information" class="woocommerce-Tabs-panel woocommerce-Tabs-panel--additional_information panel entry-content" id="tab-additional_information" role="tabpanel"> </div> | HI93501NS เป็นเทอร์โมมิเตอร์กันน้ำที่ออกแบบมาเพื่อการใช้งานในชีวิตประจำวัน เช่น ในครัวอุตสาหกรรมและการจัดเลี้ยง มิเตอร์นี้ยังเพิ่มกราฟแท่งตัวบ่งชี้ความเสถียรและปุ่ม HOLD เพื่อหยุดการอ่านบน LCD High accuracy ±0.4°C Compact, heavy-duty, and waterproof Calibration Check™ at startup Missing/damaged probe indicators Stability indicator HOLD BEPS and low battery warning Battery level indicator at startup Easy to clean and keep clean HI93501NS is a waterproof thermometer designed for daily use in food applications such as industrial kitchens and catering. This meter also adds a stability indicator bargraph and HOLD button to freeze readings on the LCD. The HI 762PWL penetration probe is included. A diverse assortment of HI 762 probes and cable lengths are available. Probes can be ordered with different handle colors to prevent cross-contamination. The display indicates the remaining battery power at startup then continuously checks the battery level and warns the user with ample time to change the battery. The instruments are equipped with BEPS (Battery Error Prevention System) which alerts the user in the event that low battery power could adversely affect readings. Users can check the meter’s accuracy at any time with HANNA calibration keys. Simply plug the key into the meters probe input and if the display value does not match those of the key, the meter is due for recalibration. Order Information: HI 93501NS is supplied with HI 762PWL temperature probe, batteries, instructions and rugged carrying case. Specification : Range -50.0 to 150.0°C Resolution 0.1°C Accuracy ±0.4°C for 1 year, excluding probe error Probe HI 762PWL penetration, stainless steel thermistor temperature probe with white handle and 1 m (3.3’) cable (included) Battery Type / Life 1.5V AAA (3) / approximately 2000 hours of continuous use; auto-off after 8 minutes of non-use Environment -10 to 50°C (14 to 122°F); RH max 100% Dimensions 152 x 58 x 30 mm (6.0 x 2.3 x 1.2’’) Weight 205 g (7.2 oz.) | <div aria-labelledby="tab-title-description" class="woocommerce-Tabs-panel woocommerce-Tabs-panel--description panel entry-content active" id="tab-description" role="tabpanel"> <p>HI93501NS เป็นเทอร์โมมิเตอร์กันน้ำที่ออกแบบมาเพื่อการใช้งานในชีวิตประจำวัน เช่น ในครัวอุตสาหกรรมและการจัดเลี้ยง มิเตอร์นี้ยังเพิ่มกราฟแท่งตัวบ่งชี้ความเสถียรและปุ่ม HOLD เพื่อหยุดการอ่านบน LCD</p> <ul> <li>High accuracy ±0.4°C</li> <li>Compact, heavy-duty, and waterproof</li> <li>Calibration Check™ at startup</li> <li style="text-align: justify;">Missing/damaged probe indicators</li> <li style="text-align: justify;">Stability indicator</li> <li style="text-align: justify;">HOLD</li> <li style="text-align: justify;">BEPS and low battery warning</li> <li style="text-align: justify;">Battery level indicator at startup</li> <li style="text-align: justify;">Easy to clean and keep clean</li> </ul> <p style="text-align: justify;"><strong>HI93501NS</strong> is a waterproof thermometer designed for daily use in food applications such as industrial kitchens and catering. This meter also adds a stability indicator bargraph and HOLD button to freeze readings on the LCD.</p> <p style="text-align: justify;">The HI 762PWL penetration probe is included. A diverse assortment of HI 762 probes and cable lengths are available. Probes can be ordered with different handle colors to prevent cross-contamination.</p> <p style="text-align: justify;">The display indicates the remaining battery power at startup then continuously checks the battery level and warns the user with ample time to change the battery.</p> <p style="text-align: justify;">The instruments are equipped with BEPS (Battery Error Prevention System) which alerts the user in the event that low battery power could adversely affect readings.</p> <p style="text-align: justify;">Users can check the meter’s accuracy at any time with HANNA calibration keys. Simply plug the key into the meters probe input and if the display value does not match those of the key, the meter is due for recalibration.</p> <p> </p> <p><strong>Order Information:</strong> HI 93501NS is supplied with HI 762PWL temperature probe, batteries, instructions and rugged carrying case.</p> <p> </p> <p><strong>Specification :</strong></p> <table class="spec_table"> <tbody> <tr> <td><strong>Range</strong></td> <td></td> <td><small><span style="font-size: small;">-50.0 to 150.0°C</span></small></td> </tr> <tr> <td><strong>Resolution</strong></td> <td></td> <td><small><span style="font-size: small;">0.1°C</span></small></td> </tr> <tr> <td><strong>Accuracy</strong></td> <td></td> <td><small><span style="font-size: small;">±0.4°C for 1 year, excluding probe error</span></small></td> </tr> <tr> <td><strong>Probe</strong></td> <td></td> <td><small><span style="font-size: small;">HI 762PWL penetration, stainless steel thermistor temperature probe with white handle and 1 m (3.3’) cable (included)</span></small></td> </tr> <tr> <td><strong>Battery Type / Life</strong></td> <td></td> <td><small><span style="font-size: small;">1.5V AAA (3) / approximately 2000 hours of continuous use; auto-off after 8 minutes of non-use</span></small></td> </tr> <tr> <td><strong>Environment</strong></td> <td></td> <td><small><span style="font-size: small;">-10 to 50°C (14 to 122°F); RH max 100%</span></small></td> </tr> <tr> <td><strong>Dimensions</strong></td> <td></td> <td><small><span style="font-size: small;">152 x 58 x 30 mm (6.0 x 2.3 x 1.2’’)</span></small></td> </tr> <tr> <td><strong>Weight</strong></td> <td></td> <td><small><span style="font-size: small;">205 g (7.2 oz.)</span></small></td> </tr> </tbody> </table> <p> </p> </div> | HI 93501NS is a waterproof thermometer designed for daily use in food applications such as industrial kitchens and catering. This meter also adds a stability indicator bargraph and HOLD button to freeze readings on the LCD. | <div class="product-short-description"> <p>HI 93501NS is a waterproof thermometer designed for daily use in food applications such as industrial kitchens and catering. This meter also adds a stability indicator bargraph and HOLD button to freeze readings on the LCD.</p> </div> | https://www.hannathailand.com/wp-content/uploads/2022/06/foodcarethermistorthermometer1106_11.jpg | น้ำยามาตรฐานสอบเทียบ ค่ามาตรฐานความเค็ม , เครื่องวัดปริมาณซิลิกา ช่วงต่ำ ในตัวอย่างน้ำ รุ่น HI705 , เครื่องวัดปริมาณโบรมีน ในตัวอย่างน้ำ รุ่น HI716 , น้ำยามาตรฐานสอบเทียบ ค่ามาตรฐานความเค็ม , เครื่องวัดปริมาณไนไตรท์ ช่วงต่ำ รุ่น HI707 , เครื่องวัดปริมาณฟอสฟอรัส ช่วงต่ำมาก รุ่น HI736 , เครื่องวัดสีในน้ำตัวอย่าง HI727 , เครื่องวัดปริมาณฟลูออไรด์ ช่วงต่ำ รุ่น HI729 | <a class="woocommerce-LoopProduct-link woocommerce-loop-product__link" href="https://www.hannathailand.com/product/hi7080l/">น้ำยามาตรฐานสอบเทียบ ค่ามาตรฐานความเค็ม</a> , <a class="woocommerce-LoopProduct-link woocommerce-loop-product__link" href="https://www.hannathailand.com/product/hi705-checker-hc-silica-lr/">เครื่องวัดปริมาณซิลิกา ช่วงต่ำ ในตัวอย่างน้ำ รุ่น HI705</a> , <a class="woocommerce-LoopProduct-link woocommerce-loop-product__link" href="https://www.hannathailand.com/product/hi716-checker-hc-bromine/">เครื่องวัดปริมาณโบรมีน ในตัวอย่างน้ำ รุ่น HI716</a> , <a class="woocommerce-LoopProduct-link woocommerce-loop-product__link" href="https://www.hannathailand.com/product/hi7083l/">น้ำยามาตรฐานสอบเทียบ ค่ามาตรฐานความเค็ม</a> , <a class="woocommerce-LoopProduct-link woocommerce-loop-product__link" href="https://www.hannathailand.com/product/hi707-checker-hc-nitrite-lr/">เครื่องวัดปริมาณไนไตรท์ ช่วงต่ำ รุ่น HI707</a> , <a class="woocommerce-LoopProduct-link woocommerce-loop-product__link" href="https://www.hannathailand.com/product/phosphorous-marine/">เครื่องวัดปริมาณฟอสฟอรัส ช่วงต่ำมาก รุ่น HI736</a> , <a class="woocommerce-LoopProduct-link woocommerce-loop-product__link" href="https://www.hannathailand.com/product/hi727-checker-hc-color-of-water/">เครื่องวัดสีในน้ำตัวอย่าง HI727</a> , <a class="woocommerce-LoopProduct-link woocommerce-loop-product__link" href="https://www.hannathailand.com/product/hi729-checker-hc-fluoride-lr/">เครื่องวัดปริมาณฟลูออไรด์ ช่วงต่ำ รุ่น HI729</a> | https://www.hannathailand.com/wp-content/uploads/2021/07/11-500x500.jpg , https://www.hannathailand.com/wp-content/uploads/2022/06/hi705400-600x600.jpg , https://www.hannathailand.com/wp-content/uploads/2022/06/miniphotometerfurfreiesgesamtchlor704_11-600x600.jpg , https://www.hannathailand.com/wp-content/uploads/2021/07/10-500x500.jpg , https://www.hannathailand.com/wp-content/uploads/2022/06/hi707400-600x600.jpg , https://www.hannathailand.com/wp-content/uploads/2021/12/HI736-600x600.jpg , https://www.hannathailand.com/wp-content/uploads/2022/06/miniphotometerfurfarbe843_11-600x600.jpg , https://www.hannathailand.com/wp-content/uploads/2022/06/miniphotometerfurfluoridniedrig844_11-600x600.jpg
77 | HI93531 K-Type 1-Channel Handheld-Thermometer | สินค้าทั้งหมด , เครื่องวัดอุณหภูมิ/ความชื้น/แสง , แบบภาคสนาม | https://www.hannathailand.com/product-category/thermometer/thermo-fieldwork/ | https://www.hannathailand.com/product/hi93531-k-type-1-channel-handheld-thermometer/ | HI93531 | 11,770.00 |  | <div aria-labelledby="tab-title-additional_information" class="woocommerce-Tabs-panel woocommerce-Tabs-panel--additional_information panel entry-content" id="tab-additional_information" role="tabpanel"> </div> | High accuracy ±0.2% One point calibration Waterproof casing High/Low function °C to °F shifting HOLD function BEPS and low battery warning Battery life indicator at start-up Auto-off capability Backlight display Reading storage This waterproof thermometer features 0.1° resolution in the -149.9 to 999.9°C (-24.9 to 999.9°F) range, making it ideal for precise temperature measurements. This instrument displays the current temperature along with the minimum and maximum extremes achieved. The HOLD button freezes the display to allow the user time to record readings. The °C/°F button switches between the Celsius and Fahrenheit temperature scale. The CLEAR button restarts the evaluation of high and low values. The instrument is equipped with BEPS (Battery Error Prevention System) which alerts the user in the event that low battery power could adversely affect readings. Order Information: HI 93531 is supplied with batteries and instructions. Specification : Range -200.0 to 999.9°C; 1000 to 1371°C; -328.0 to 999.9°F; 1000 to 2500°F Resolution 0.1°C (-149.9 to 999.9°C); 0.2°C (-200.0 to -150.0°C); 1°C (outside); 0.1°F (-24.9 to 999.9°F); 0.2°F (-249.9 to -25.0°F); 0.3°F (-328.0 to 250.0°F); 1°F (outside) Accuracy ±0.5°C (-100.0 to 999.9°C); ±1°C (outside); ±1°F (-148.0 to 999.9°F); ±1.5° (outside); (for 1 year, excluding probe error) Probe HI 766 series K-type thermocouple (not included) Battery Type / Life 1.5V AA (3) / approximately 500 hours of continuous use (with backlight off); auto-off after 60 minutes of non-use (can be disabled) Environment -10 to 50°C (14 to 122°F); RH max 100% Dimensions 150 x 80 x 36 mm (5.9 x 3.1 x 1.4″) Weight 235 g (8.3 oz.) | <div aria-labelledby="tab-title-description" class="woocommerce-Tabs-panel woocommerce-Tabs-panel--description panel entry-content active" id="tab-description" role="tabpanel"> <ul> <li style="text-align: justify;">High accuracy ±0.2%</li> <li style="text-align: justify;">One point calibration</li> <li style="text-align: justify;">Waterproof casing</li> <li style="text-align: justify;">High/Low function</li> <li style="text-align: justify;">°C to °F shifting</li> <li style="text-align: justify;">HOLD function</li> <li style="text-align: justify;">BEPS and low battery warning</li> <li style="text-align: justify;">Battery life indicator at start-up</li> <li style="text-align: justify;">Auto-off capability</li> <li style="text-align: justify;">Backlight display</li> <li style="text-align: justify;">Reading storage</li> </ul> <p style="text-align: justify;"> </p> <p style="text-align: justify;">This waterproof thermometer features 0.1° resolution in the -149.9 to 999.9°C (-24.9 to 999.9°F) range, making it ideal for precise temperature measurements. This instrument displays the current temperature along with the minimum and maximum extremes achieved.</p> <p style="text-align: justify;">The HOLD button freezes the display to allow the user time to record readings. The °C/°F button switches between the Celsius and Fahrenheit temperature scale. The CLEAR button restarts the evaluation of high and low values.<br/> The instrument is equipped with BEPS (Battery Error Prevention System) which alerts the user in the event that low battery power could adversely affect readings.</p> <p style="text-align: justify;"> </p> <p style="text-align: justify;"><strong>Order Information:</strong> HI 93531 is supplied with batteries and instructions.</p> <p> </p> <p><strong>Specification :</strong></p> <table class="spec_table"> <tbody> <tr> <td><strong>Range</strong></td> <td> </td> <td><small>-200.0 to 999.9°C; 1000 to 1371°C; -328.0 to 999.9°F; 1000 to 2500°F</small></td> </tr> <tr> <td><strong>Resolution</strong></td> <td> </td> <td><small>0.1°C (-149.9 to 999.9°C); 0.2°C (-200.0 to -150.0°C); 1°C (outside); 0.1°F (-24.9 to 999.9°F); 0.2°F (-249.9 to -25.0°F); 0.3°F (-328.0 to 250.0°F); 1°F (outside)</small></td> </tr> <tr> <td><strong>Accuracy</strong></td> <td> </td> <td><small>±0.5°C (-100.0 to 999.9°C); ±1°C (outside); ±1°F (-148.0 to 999.9°F); ±1.5° (outside); (for 1 year, excluding probe error)</small></td> </tr> <tr> <td><strong>Probe</strong></td> <td> </td> <td><small>HI 766 series K-type thermocouple (not included)</small></td> </tr> <tr> <td><strong>Battery Type / Life</strong></td> <td> </td> <td><small>1.5V AA (3) / approximately 500 hours of continuous use (with backlight off); auto-off after 60 minutes of non-use (can be disabled)</small></td> </tr> <tr> <td><strong>Environment</strong></td> <td> </td> <td><small>-10 to 50°C (14 to 122°F); RH max 100%</small></td> </tr> <tr> <td><strong>Dimensions</strong></td> <td> </td> <td><small>150 x 80 x 36 mm (5.9 x 3.1 x 1.4″)</small></td> </tr> <tr> <td><strong>Weight</strong></td> <td> </td> <td><small>235 g (8.3 oz.)</small></td> </tr> </tbody> </table> </div> | •High accuracy ±0.2% •One point calibration •Waterproof casing •High/Low function •°C to °F shifting •HOLD function •BEPS and low battery warning •Battery life indicator at start-up •Auto-off capability •Backlight display •Reading storage This waterproof thermometer features 0.1° resolution in the -149.9 to 999.9°C (-24.9 to 999.9°F) range, making it ideal for precise temperature measurements. This instrument displays the current temperature along with the minimum and maximum extremes achieved. The HOLD button freezes the display to allow the user time to record readings. The °C/°F button switches between the Celsius and Fahrenheit temperature scale. The CLEAR button restarts the evaluation of high and low values. The instrument is equipped with BEPS (Battery Error Prevention System) which alerts the user in the event that low battery power could adversely affect readings. Order Information: HI 93531 is supplied with batteries and instructions. | <div class="product-short-description"> <p>•High accuracy ±0.2%<br/> •One point calibration<br/> •Waterproof casing<br/> •High/Low function<br/> •°C to °F shifting<br/> •HOLD function<br/> •BEPS and low battery warning<br/> •Battery life indicator at start-up<br/> •Auto-off capability<br/> •Backlight display<br/> •Reading storage</p> <p>This waterproof thermometer features 0.1° resolution in the -149.9 to 999.9°C<br/> (-24.9 to 999.9°F) range, making it ideal for precise temperature measurements. This instrument displays the current temperature along with the minimum and maximum extremes achieved.</p> <p>The HOLD button freezes the display to allow the user time to record readings. The °C/°F button switches between the Celsius and Fahrenheit temperature scale. The CLEAR button restarts the evaluation of high and low values.</p> <p> The instrument is equipped with BEPS (Battery Error Prevention System) which alerts the user in the event that low battery power could adversely affect readings.</p> <p>Order Information:<br/> HI 93531 is supplied with batteries and instructions.</p> </div> | https://www.hannathailand.com/wp-content/uploads/2022/06/hi935311.jpg | เครื่องวัดปริมาณไนไตรท์ ช่วงต่ำ รุ่น HI707 , เครื่องควบคุมค่าความนำไฟฟ้า , สารละลายมาตรฐานความขุ่น 20 NTU , เครื่องวัดปริมาณโบรมีน ในตัวอย่างน้ำ รุ่น HI716 , เครื่องวัดคลอรีน , เครื่องวัดปริมาณฟลูออไรด์ ช่วงต่ำ รุ่น HI729 , เครื่องวัดปริมาณฟอสฟอรัส ช่วงสูง รุ่น HI706 , ซัลไฟด์สารต้านอนุมูลอิสระบัฟเฟอร์ | <a class="woocommerce-LoopProduct-link woocommerce-loop-product__link" href="https://www.hannathailand.com/product/hi707-checker-hc-nitrite-lr/">เครื่องวัดปริมาณไนไตรท์ ช่วงต่ำ รุ่น HI707</a> , <a class="woocommerce-LoopProduct-link woocommerce-loop-product__link" href="https://www.hannathailand.com/product/hi8931cn/">เครื่องควบคุมค่าความนำไฟฟ้า</a> , <a class="woocommerce-LoopProduct-link woocommerce-loop-product__link" href="https://www.hannathailand.com/product/hi93102-20/">สารละลายมาตรฐานความขุ่น 20 NTU</a> , <a class="woocommerce-LoopProduct-link woocommerce-loop-product__link" href="https://www.hannathailand.com/product/hi716-checker-hc-bromine/">เครื่องวัดปริมาณโบรมีน ในตัวอย่างน้ำ รุ่น HI716</a> , <a class="woocommerce-LoopProduct-link woocommerce-loop-product__link" href="https://www.hannathailand.com/product/free-chlorine/">เครื่องวัดคลอรีน</a> , <a class="woocommerce-LoopProduct-link woocommerce-loop-product__link" href="https://www.hannathailand.com/product/hi729-checker-hc-fluoride-lr/">เครื่องวัดปริมาณฟลูออไรด์ ช่วงต่ำ รุ่น HI729</a> , <a class="woocommerce-LoopProduct-link woocommerce-loop-product__link" href="https://www.hannathailand.com/product/hi706-checker-hc-phosphorous-hr/">เครื่องวัดปริมาณฟอสฟอรัส ช่วงสูง รุ่น HI706</a> , <a class="woocommerce-LoopProduct-link woocommerce-loop-product__link" href="https://www.hannathailand.com/product/hi4015-00/">ซัลไฟด์สารต้านอนุมูลอิสระบัฟเฟอร์</a> | https://www.hannathailand.com/wp-content/uploads/2022/06/hi707400-600x600.jpg , https://www.hannathailand.com/wp-content/uploads/2021/07/2-500x500.jpg , https://www.hannathailand.com/wp-content/uploads/2021/07/9-500x500.jpg , https://www.hannathailand.com/wp-content/uploads/2022/06/miniphotometerfurfreiesgesamtchlor704_11-600x600.jpg , https://www.hannathailand.com/wp-content/uploads/2021/07/1-500x500.jpg , https://www.hannathailand.com/wp-content/uploads/2022/06/miniphotometerfurfluoridniedrig844_11-600x600.jpg , https://www.hannathailand.com/wp-content/uploads/2022/06/hi706_400-600x600.jpg , https://www.hannathailand.com/wp-content/uploads/2021/07/7-500x500.jpg
78 | HI93700-01 Ammonia LR – Reagents – 100 Tests | สารเคมี , สินค้าทั้งหมด , เครื่องโฟโตมิเตอร์ | https://www.hannathailand.com/product-category/spectrophotometer/ | https://www.hannathailand.com/product/hi93700-01-ammonia-lr-reagents-100-tests/ | HI93700-01 | 2,996.00 |  | <div aria-labelledby="tab-title-additional_information" class="woocommerce-Tabs-panel woocommerce-Tabs-panel--additional_information panel entry-content" id="tab-additional_information" role="tabpanel"> </div> | Reagents for the photometric determination of ammonia in the range to 3.00 mg / L. Nessler method | <div aria-labelledby="tab-title-description" class="woocommerce-Tabs-panel woocommerce-Tabs-panel--description panel entry-content active" id="tab-description" role="tabpanel"> <p><span class="hps">Reagents for</span> <span class="hps">the photometric determination</span> <span class="hps">of ammonia</span> <span class="hps">in the range</span> <span class="hps">to 3.00</span> <span class="hps">mg /</span> <span class="hps">L.</span> <span class="hps">Nessler</span> <span class="hps">method</span></p> </div> | Reagents for Photometers – Ammonia low – Determination (100 tests) | <div class="product-short-description"> <p>Reagents for Photometers – Ammonia low – Determination (100 tests)</p> </div> | https://www.hannathailand.com/wp-content/uploads/2022/06/41bejbykjl_sl500_aa300_1.jpg | เครื่องวัดคลอรีน , น้ำยามาตรฐานสำหรับค่าโซเดียม , เครื่องวัดสีในน้ำตัวอย่าง HI727 , เครื่องวัดปริมาณฟอสฟอรัส ช่วงสูง รุ่น HI706 , เครื่องวัดปริมาณฟอสเฟต ช่วงต่ำ รุ่น HI713 , เครื่องวัดปริมาณซิลิกา ช่วงต่ำ ในตัวอย่างน้ำ รุ่น HI705 , เซ็นเซอร์วัดออกซิเจนในน้ำสำหรับ HI9829 มัลติพารามิเตอร์ , น้ำยามาตรฐานสอบเทียบ | <a class="woocommerce-LoopProduct-link woocommerce-loop-product__link" href="https://www.hannathailand.com/product/free-chlorine/">เครื่องวัดคลอรีน</a> , <a class="woocommerce-LoopProduct-link woocommerce-loop-product__link" href="https://www.hannathailand.com/product/hi7090l/">น้ำยามาตรฐานสำหรับค่าโซเดียม</a> , <a class="woocommerce-LoopProduct-link woocommerce-loop-product__link" href="https://www.hannathailand.com/product/hi727-checker-hc-color-of-water/">เครื่องวัดสีในน้ำตัวอย่าง HI727</a> , <a class="woocommerce-LoopProduct-link woocommerce-loop-product__link" href="https://www.hannathailand.com/product/hi706-checker-hc-phosphorous-hr/">เครื่องวัดปริมาณฟอสฟอรัส ช่วงสูง รุ่น HI706</a> , <a class="woocommerce-LoopProduct-link woocommerce-loop-product__link" href="https://www.hannathailand.com/product/hi713-checker-hc-phosphate-lr/">เครื่องวัดปริมาณฟอสเฟต ช่วงต่ำ รุ่น HI713</a> , <a class="woocommerce-LoopProduct-link woocommerce-loop-product__link" href="https://www.hannathailand.com/product/hi705-checker-hc-silica-lr/">เครื่องวัดปริมาณซิลิกา ช่วงต่ำ ในตัวอย่างน้ำ รุ่น HI705</a> , <a class="woocommerce-LoopProduct-link woocommerce-loop-product__link" href="https://www.hannathailand.com/product/hi7609829-2/">เซ็นเซอร์วัดออกซิเจนในน้ำสำหรับ HI9829 มัลติพารามิเตอร์</a> , <a class="woocommerce-LoopProduct-link woocommerce-loop-product__link" href="https://www.hannathailand.com/product/hi9828-25/">น้ำยามาตรฐานสอบเทียบ</a> | https://www.hannathailand.com/wp-content/uploads/2021/07/1-500x500.jpg , https://www.hannathailand.com/wp-content/uploads/2021/07/12-500x500.jpg , https://www.hannathailand.com/wp-content/uploads/2022/06/miniphotometerfurfarbe843_11-600x600.jpg , https://www.hannathailand.com/wp-content/uploads/2022/06/hi706_400-600x600.jpg , https://www.hannathailand.com/wp-content/uploads/2022/06/hi713_lg51caffcdce23e-600x600.jpg , https://www.hannathailand.com/wp-content/uploads/2022/06/hi705400-600x600.jpg , https://www.hannathailand.com/wp-content/uploads/2021/07/5-500x500.jpg , https://www.hannathailand.com/wp-content/uploads/2021/07/8-500x500.jpg
79 | HI93701-01 Chlorine Free Reagents – 100 Tests | สารเคมี , สินค้าทั้งหมด , เครื่องโฟโตมิเตอร์ | https://www.hannathailand.com/product-category/spectrophotometer/ | https://www.hannathailand.com/product/hi93701-01-chlorine-free-reagents-100-tests/ | HI93701-01 | 1,498.00 |  | <div aria-labelledby="tab-title-additional_information" class="woocommerce-Tabs-panel woocommerce-Tabs-panel--additional_information panel entry-content" id="tab-additional_information" role="tabpanel"> </div> | Powder reagent for free chlorine, DPD Method, 100 tests Range: 0.00 to 5.00 mg/L. Order Information: Powder reagent kit for 100 tests (free Cl2) | <div aria-labelledby="tab-title-description" class="woocommerce-Tabs-panel woocommerce-Tabs-panel--description panel entry-content active" id="tab-description" role="tabpanel"> <p>Powder reagent for free chlorine, DPD Method, 100 tests</p> <p>Range: 0.00 to 5.00 mg/L.</p> <p> </p> <p><strong>Order Information:</strong> Powder reagent kit for 100 tests (free Cl<sub>2</sub>)</p> </div> | Powder reagent for free chlorine, DPD Method, 100 tests Range: 0.00 to 2.50 mg/L (5.00 mg/L)****Some meters allow the user to extend the range to the value between the brackets. | <div class="product-short-description"> <p>Powder reagent for free chlorine, DPD Method, 100 tests</p> <p>Range: 0.00 to 2.50 mg/L (5.00 mg/L)****Some meters allow the user to extend the range to the value between the brackets.</p> </div> | https://www.hannathailand.com/wp-content/uploads/2022/06/imghi_9370101.jpg | เครื่องวัดปริมาณฟลูออไรด์ ช่วงต่ำ รุ่น HI729 , เครื่องวัดปริมาณแอมโมเนีย ช่วงต่ำ รุ่น HI700 , น้ำยามาตรฐานสอบเทียบ ค่ามาตรฐานความเค็ม , เครื่องวัดปริมาณฟอสเฟต ช่วงสูง รุ่น HI717 , เครื่องวัดปริมาณไนไตรท์ ช่วงสูง ในตัวอย่างน้ำ รุ่น HI708 , เครื่องวัดคลอรีน , เครื่องวัดปริมาณฟอสเฟต ช่วงต่ำ รุ่น HI713 , เครื่องวัดปริมาณแอมโมเนีย ช่วงสูง รุ่น HI733 | <a class="woocommerce-LoopProduct-link woocommerce-loop-product__link" href="https://www.hannathailand.com/product/hi729-checker-hc-fluoride-lr/">เครื่องวัดปริมาณฟลูออไรด์ ช่วงต่ำ รุ่น HI729</a> , <a class="woocommerce-LoopProduct-link woocommerce-loop-product__link" href="https://www.hannathailand.com/product/hi700-checker-hc-ammonia-lr/">เครื่องวัดปริมาณแอมโมเนีย ช่วงต่ำ รุ่น HI700</a> , <a class="woocommerce-LoopProduct-link woocommerce-loop-product__link" href="https://www.hannathailand.com/product/hi7083l/">น้ำยามาตรฐานสอบเทียบ ค่ามาตรฐานความเค็ม</a> , <a class="woocommerce-LoopProduct-link woocommerce-loop-product__link" href="https://www.hannathailand.com/product/hi717-checker-hc-phosphate-hr/">เครื่องวัดปริมาณฟอสเฟต ช่วงสูง รุ่น HI717</a> , <a class="woocommerce-LoopProduct-link woocommerce-loop-product__link" href="https://www.hannathailand.com/product/hi708-checker-hc-nitrite-hr/">เครื่องวัดปริมาณไนไตรท์ ช่วงสูง ในตัวอย่างน้ำ รุ่น HI708</a> , <a class="woocommerce-LoopProduct-link woocommerce-loop-product__link" href="https://www.hannathailand.com/product/free-chlorine/">เครื่องวัดคลอรีน</a> , <a class="woocommerce-LoopProduct-link woocommerce-loop-product__link" href="https://www.hannathailand.com/product/hi713-checker-hc-phosphate-lr/">เครื่องวัดปริมาณฟอสเฟต ช่วงต่ำ รุ่น HI713</a> , <a class="woocommerce-LoopProduct-link woocommerce-loop-product__link" href="https://www.hannathailand.com/product/hi733-checker-hc-ammonia-hr/">เครื่องวัดปริมาณแอมโมเนีย ช่วงสูง รุ่น HI733</a> | https://www.hannathailand.com/wp-content/uploads/2022/06/miniphotometerfurfluoridniedrig844_11-600x600.jpg , https://www.hannathailand.com/wp-content/uploads/2022/06/hi700_400pxl-600x600.jpg , https://www.hannathailand.com/wp-content/uploads/2021/07/10-500x500.jpg , https://www.hannathailand.com/wp-content/uploads/2022/06/miniphotometerfurphosphathoch827_11-600x600.jpg , https://www.hannathailand.com/wp-content/uploads/2022/06/miniphotometerfurnitrithoch2420_11-600x600.jpg , https://www.hannathailand.com/wp-content/uploads/2021/07/1-500x500.jpg , https://www.hannathailand.com/wp-content/uploads/2022/06/hi713_lg51caffcdce23e-600x600.jpg , https://www.hannathailand.com/wp-content/uploads/2022/06/miniphotometerfurammoniumhoch2418_11-600x600.jpg
80 | HI93702-01 Copper HR – Reagents – 100 Tests | สารเคมี , สินค้าทั้งหมด , เครื่องโฟโตมิเตอร์ | https://www.hannathailand.com/product-category/spectrophotometer/ | https://www.hannathailand.com/product/hi93702-01-copper-hr-reagents-100-tests/ | HI93702-01 | 2,354.00 |  | <div aria-labelledby="tab-title-additional_information" class="woocommerce-Tabs-panel woocommerce-Tabs-panel--additional_information panel entry-content" id="tab-additional_information" role="tabpanel"> </div> | Reagent for the photometric determination of copper in the range of up to 5.00mg / L. Bicinchoninate method. | <div aria-labelledby="tab-title-description" class="woocommerce-Tabs-panel woocommerce-Tabs-panel--description panel entry-content active" id="tab-description" role="tabpanel"> <p><span class="hps">Reagent</span> <span class="hps">for</span> <span class="hps">the photometric determination</span> <span class="hps">of</span> <span class="hps">copper in the</span> <span class="hps">range of up to</span> <span class="hps">5.00mg</span> <span class="hps">/</span> <span class="hps">L.</span> <span class="hps">Bicinchoninate</span> <span class="hps">method.</span></p> </div> | Photometer Reagents for copper high (100 tests) | <div class="product-short-description"> <p>Photometer Reagents for copper high (100 tests)</p> </div> | https://www.hannathailand.com/wp-content/uploads/2022/06/thumbnail1.jpg | น้ำยามาตรฐานสอบเทียบ ค่ามาตรฐานความเค็ม , เครื่องวัดปริมาณคลอรีนอิสระ รุ่น HI701 , เครื่องวัดปริมาณไอโอดีน รุ่น HI718 , เครื่องวัดปริมาณฟอสเฟต ช่วงต่ำ รุ่น HI713 , เครื่องวัดปริมาณฟอสฟอรัส ช่วงต่ำมาก รุ่น HI736 , เครื่องวัดปริมาณซิลิกา ช่วงต่ำ ในตัวอย่างน้ำ รุ่น HI705 , เครื่องวัดปริมาณแอมโมเนีย ช่วงต่ำ รุ่น HI700 , เครื่องวัดปริมาณโครเมี่ยม ช่วงสูง รุ่น HI723 | <a class="woocommerce-LoopProduct-link woocommerce-loop-product__link" href="https://www.hannathailand.com/product/hi7083l/">น้ำยามาตรฐานสอบเทียบ ค่ามาตรฐานความเค็ม</a> , <a class="woocommerce-LoopProduct-link woocommerce-loop-product__link" href="https://www.hannathailand.com/product/hi701-checker-hc-free-chlorine/">เครื่องวัดปริมาณคลอรีนอิสระ รุ่น HI701</a> , <a class="woocommerce-LoopProduct-link woocommerce-loop-product__link" href="https://www.hannathailand.com/product/hi718-checker-hc-iodine/">เครื่องวัดปริมาณไอโอดีน รุ่น HI718</a> , <a class="woocommerce-LoopProduct-link woocommerce-loop-product__link" href="https://www.hannathailand.com/product/hi713-checker-hc-phosphate-lr/">เครื่องวัดปริมาณฟอสเฟต ช่วงต่ำ รุ่น HI713</a> , <a class="woocommerce-LoopProduct-link woocommerce-loop-product__link" href="https://www.hannathailand.com/product/phosphorous-marine/">เครื่องวัดปริมาณฟอสฟอรัส ช่วงต่ำมาก รุ่น HI736</a> , <a class="woocommerce-LoopProduct-link woocommerce-loop-product__link" href="https://www.hannathailand.com/product/hi705-checker-hc-silica-lr/">เครื่องวัดปริมาณซิลิกา ช่วงต่ำ ในตัวอย่างน้ำ รุ่น HI705</a> , <a class="woocommerce-LoopProduct-link woocommerce-loop-product__link" href="https://www.hannathailand.com/product/hi700-checker-hc-ammonia-lr/">เครื่องวัดปริมาณแอมโมเนีย ช่วงต่ำ รุ่น HI700</a> , <a class="woocommerce-LoopProduct-link woocommerce-loop-product__link" href="https://www.hannathailand.com/product/hi723-checker-hc-chromium-vi-hr/">เครื่องวัดปริมาณโครเมี่ยม ช่วงสูง รุ่น HI723</a> | https://www.hannathailand.com/wp-content/uploads/2021/07/10-500x500.jpg , https://www.hannathailand.com/wp-content/uploads/2021/11/hi701-500x500.jpg , https://www.hannathailand.com/wp-content/uploads/2022/06/miniphotometerfuriod829_11-600x600.jpg , https://www.hannathailand.com/wp-content/uploads/2022/06/hi713_lg51caffcdce23e-600x600.jpg , https://www.hannathailand.com/wp-content/uploads/2021/12/HI736-600x600.jpg , https://www.hannathailand.com/wp-content/uploads/2022/06/hi705400-600x600.jpg , https://www.hannathailand.com/wp-content/uploads/2022/06/hi700_400pxl-600x600.jpg , https://www.hannathailand.com/wp-content/uploads/2022/06/miniphotometerfurchromvihoch839_11-600x600.jpg
81 | HI93703 Turbidity Meter ISO 7027 Compliant | สารเคมี , สินค้าทั้งหมด , เครื่องโฟโตมิเตอร์ | https://www.hannathailand.com/product-category/spectrophotometer/ | https://www.hannathailand.com/product/hi93703-turbidity-meter-iso-7027-compliant/ | HI93703 | 47,615.00 |  | <div aria-labelledby="tab-title-additional_information" class="woocommerce-Tabs-panel woocommerce-Tabs-panel--additional_information panel entry-content" id="tab-additional_information" role="tabpanel"> </div> | GLP Features 3 point calibration HI 93703 series are microprocessor based turbidity meters that provide laboratory accuracy for field turbidity measurements. The HI 93703 is easy to calibrate (with 3 point calibration) using AMCO-EPA standards and is ISO 7027 compliant. Calibration Standards are optional. It meets the requirements of GLP (Good Laboratory Practice) protocols for last calibration data storage. * FTU is equivalent to the other internationally recognized unit NTU (Nephelometric Turbidity Unit. Order Information: HI 93703 is supplied complete with glass cuvette, batteries and instructions. Product Manuals Manual: Download Specification : Range 0.00 to 50.00 FTU; 50 to 1000 FTU Resolution 0.01 FTU (0.00 to 50.00 FTU); 1 FTU (50 to 1000 FTU) Accuracy ±0.5 FTU or ±5% of reading (whichever is greater) Calibration 3 points (0 FTU, 10 FTU and 500 FTU) Light Source infrared LED Light Detection Silicon Photocell Battery Type / Life 1.5V AA (4) /approximately 60 hours of continuous use or 900 measurements; auto-off after 5 minutes of non-use Environment 0 to 50°C (32 to 122°F); RH max 95% non-condensing Dimensions 220 x 82 x 66 mm (8.7 x 3.2 x 2.6″) Weight 510 g (1.1 lb.) | <div aria-labelledby="tab-title-description" class="woocommerce-Tabs-panel woocommerce-Tabs-panel--description panel entry-content active" id="tab-description" role="tabpanel"> <ul> <li style="text-align: justify;">GLP Features</li> <li style="text-align: justify;">3 point calibration</li> </ul> <p style="text-align: justify;"> </p> <p style="text-align: justify;">HI 93703 series are microprocessor based turbidity meters that provide laboratory accuracy for field turbidity measurements.</p> <p style="text-align: justify;">The HI 93703 is easy to calibrate (with 3 point calibration) using AMCO-EPA standards and is ISO 7027 compliant.</p> <p style="text-align: justify;">Calibration Standards are optional.</p> <p style="text-align: justify;"> </p> <p style="text-align: justify;">It meets the requirements of GLP (Good Laboratory Practice) protocols for last calibration data storage.</p> <p style="text-align: justify;">* FTU is equivalent to the other internationally recognized unit NTU (Nephelometric Turbidity Unit. </p> <p style="text-align: justify;"><strong>Order Information:</strong> <strong>HI 93703</strong> is supplied complete with glass cuvette, batteries and instructions.</p> <div><strong>Product Manuals</strong></div> <p style="text-align: justify;"><img align="absmiddle" alt="" border="0" decoding="async" height="22" loading="lazy" src="http://www.hannainst.com/usa/images/icon-pdf.gif" width="20"/> Manual: <a href="http://www.hannainst.com/manuals/manHI_93703.pdf" target="_blank" title="Download Product Manual">Download</a></p> <p><strong>Specification :</strong></p> <table class="spec_table"> <tbody> <tr> <td>Range</td> <td> </td> <td>0.00 to 50.00 FTU; 50 to 1000 FTU</td> </tr> <tr> <td>Resolution</td> <td> </td> <td>0.01 FTU (0.00 to 50.00 FTU); 1 FTU (50 to 1000 FTU)</td> </tr> <tr> <td>Accuracy</td> <td> </td> <td>±0.5 FTU or ±5% of reading (whichever is greater)</td> </tr> <tr> <td>Calibration</td> <td> </td> <td>3 points (0 FTU, 10 FTU and 500 FTU)</td> </tr> <tr> <td>Light Source</td> <td> </td> <td>infrared LED</td> </tr> <tr> <td>Light Detection</td> <td> </td> <td>Silicon Photocell</td> </tr> <tr> <td>Battery Type / Life</td> <td> </td> <td>1.5V AA (4) /approximately 60 hours of continuous use or 900 measurements; auto-off after 5 minutes of non-use</td> </tr> <tr> <td>Environment</td> <td> </td> <td>0 to 50°C (32 to 122°F); RH max 95% non-condensing</td> </tr> <tr> <td>Dimensions</td> <td> </td> <td>220 x 82 x 66 mm (8.7 x 3.2 x 2.6″)</td> </tr> <tr> <td>Weight</td> <td> </td> <td>510 g (1.1 lb.)</td> </tr> </tbody> </table> <p> </p> </div> | ISO turbidimeter with range 0.00 to 50.00 FTU/50 to 1000 FTU – drinking water, wastewater | <div class="product-short-description"> <p>ISO turbidimeter with range 0.00 to 50.00 FTU/50 to 1000 FTU – drinking water, wastewater</p> </div> | https://www.hannathailand.com/wp-content/uploads/2022/06/einfachestrubungshandmessgeratiso70271135_11.jpg | น้ำยามาตรฐานสำหรับค่าโซเดียม , เครื่องควบคุมค่าความนำไฟฟ้า , เครื่องวัดปริมาณแอมโมเนีย ช่วงสูง รุ่น HI733 , เซ็นเซอร์วัดออกซิเจนในน้ำสำหรับ HI9829 มัลติพารามิเตอร์ , เครื่องวัดปริมาณคลอรีนอิสระ รุ่น HI701 , เครื่องวัดปริมาณแอมโมเนีย ในน้ำ รุ่น HI715 , เครื่องวัดปริมาณฟอสฟอรัส ช่วงสูง รุ่น HI706 , เครื่องวัดปริมาณฟอสเฟต ช่วงต่ำ รุ่น HI713 | <a class="woocommerce-LoopProduct-link woocommerce-loop-product__link" href="https://www.hannathailand.com/product/hi7090l/">น้ำยามาตรฐานสำหรับค่าโซเดียม</a> , <a class="woocommerce-LoopProduct-link woocommerce-loop-product__link" href="https://www.hannathailand.com/product/hi8931cn/">เครื่องควบคุมค่าความนำไฟฟ้า</a> , <a class="woocommerce-LoopProduct-link woocommerce-loop-product__link" href="https://www.hannathailand.com/product/hi733-checker-hc-ammonia-hr/">เครื่องวัดปริมาณแอมโมเนีย ช่วงสูง รุ่น HI733</a> , <a class="woocommerce-LoopProduct-link woocommerce-loop-product__link" href="https://www.hannathailand.com/product/hi7609829-2/">เซ็นเซอร์วัดออกซิเจนในน้ำสำหรับ HI9829 มัลติพารามิเตอร์</a> , <a class="woocommerce-LoopProduct-link woocommerce-loop-product__link" href="https://www.hannathailand.com/product/hi701-checker-hc-free-chlorine/">เครื่องวัดปริมาณคลอรีนอิสระ รุ่น HI701</a> , <a class="woocommerce-LoopProduct-link woocommerce-loop-product__link" href="https://www.hannathailand.com/product/hi715-checker-hc-ammonia-mr/">เครื่องวัดปริมาณแอมโมเนีย ในน้ำ รุ่น HI715</a> , <a class="woocommerce-LoopProduct-link woocommerce-loop-product__link" href="https://www.hannathailand.com/product/hi706-checker-hc-phosphorous-hr/">เครื่องวัดปริมาณฟอสฟอรัส ช่วงสูง รุ่น HI706</a> , <a class="woocommerce-LoopProduct-link woocommerce-loop-product__link" href="https://www.hannathailand.com/product/hi713-checker-hc-phosphate-lr/">เครื่องวัดปริมาณฟอสเฟต ช่วงต่ำ รุ่น HI713</a> | https://www.hannathailand.com/wp-content/uploads/2021/07/12-500x500.jpg , https://www.hannathailand.com/wp-content/uploads/2021/07/2-500x500.jpg , https://www.hannathailand.com/wp-content/uploads/2022/06/miniphotometerfurammoniumhoch2418_11-600x600.jpg , https://www.hannathailand.com/wp-content/uploads/2021/07/5-500x500.jpg , https://www.hannathailand.com/wp-content/uploads/2021/11/hi701-500x500.jpg , https://www.hannathailand.com/wp-content/uploads/2022/06/miniphotometerfurammoniakmittel2416_11-600x600.jpg , https://www.hannathailand.com/wp-content/uploads/2022/06/hi706_400-600x600.jpg , https://www.hannathailand.com/wp-content/uploads/2022/06/hi713_lg51caffcdce23e-600x600.jpg
82 | HI93703-50 Cuvette Cleaning Solution, 230 ml – (Photometer) | สารเคมี , สินค้าทั้งหมด , เครื่องโฟโตมิเตอร์ | https://www.hannathailand.com/product-category/spectrophotometer/ | https://www.hannathailand.com/product/hi93703-50-cuvette-cleaning-solution-230-ml-photometer/ | Hi93703-50 | 1,712.00 |  | <div aria-labelledby="tab-title-additional_information" class="woocommerce-Tabs-panel woocommerce-Tabs-panel--additional_information panel entry-content" id="tab-additional_information" role="tabpanel"> </div> | Solution for cleaning cuvettes for photometers and turbidimeters. | <div aria-labelledby="tab-title-description" class="woocommerce-Tabs-panel woocommerce-Tabs-panel--description panel entry-content active" id="tab-description" role="tabpanel"> <p>Solution for cleaning cuvettes for photometers and turbidimeters.</p> </div> | Solution for cleaning cuvettes for photometers and turbidimeters. | <div class="product-short-description"> <p>Solution for cleaning cuvettes for photometers and turbidimeters.</p> </div> | https://www.hannathailand.com/wp-content/uploads/2022/06/solutiondenettoyagepourcuvettesdemesureflacon230ml1129_11.jpg | เครื่องวัดปริมาณโครเมี่ยม ช่วงสูง รุ่น HI723 , น้ำยามาตรฐานสอบเทียบ ค่ามาตรฐานความเค็ม , เครื่องวัดปริมาณฟอสเฟต ช่วงสูง รุ่น HI717 , เซ็นเซอร์วัดออกซิเจนในน้ำสำหรับ HI9829 มัลติพารามิเตอร์ , เครื่องวัดปริมาณฟอสเฟต ช่วงต่ำ รุ่น HI713 , เครื่องวัดปริมาณฟอสฟอรัส ช่วงสูง รุ่น HI706 , ซัลไฟด์สารต้านอนุมูลอิสระบัฟเฟอร์ , เครื่องวัดปริมาณโบรมีน ในตัวอย่างน้ำ รุ่น HI716 | <a class="woocommerce-LoopProduct-link woocommerce-loop-product__link" href="https://www.hannathailand.com/product/hi723-checker-hc-chromium-vi-hr/">เครื่องวัดปริมาณโครเมี่ยม ช่วงสูง รุ่น HI723</a> , <a class="woocommerce-LoopProduct-link woocommerce-loop-product__link" href="https://www.hannathailand.com/product/hi7080l/">น้ำยามาตรฐานสอบเทียบ ค่ามาตรฐานความเค็ม</a> , <a class="woocommerce-LoopProduct-link woocommerce-loop-product__link" href="https://www.hannathailand.com/product/hi717-checker-hc-phosphate-hr/">เครื่องวัดปริมาณฟอสเฟต ช่วงสูง รุ่น HI717</a> , <a class="woocommerce-LoopProduct-link woocommerce-loop-product__link" href="https://www.hannathailand.com/product/hi7609829-2/">เซ็นเซอร์วัดออกซิเจนในน้ำสำหรับ HI9829 มัลติพารามิเตอร์</a> , <a class="woocommerce-LoopProduct-link woocommerce-loop-product__link" href="https://www.hannathailand.com/product/hi713-checker-hc-phosphate-lr/">เครื่องวัดปริมาณฟอสเฟต ช่วงต่ำ รุ่น HI713</a> , <a class="woocommerce-LoopProduct-link woocommerce-loop-product__link" href="https://www.hannathailand.com/product/hi706-checker-hc-phosphorous-hr/">เครื่องวัดปริมาณฟอสฟอรัส ช่วงสูง รุ่น HI706</a> , <a class="woocommerce-LoopProduct-link woocommerce-loop-product__link" href="https://www.hannathailand.com/product/hi4015-00/">ซัลไฟด์สารต้านอนุมูลอิสระบัฟเฟอร์</a> , <a class="woocommerce-LoopProduct-link woocommerce-loop-product__link" href="https://www.hannathailand.com/product/hi716-checker-hc-bromine/">เครื่องวัดปริมาณโบรมีน ในตัวอย่างน้ำ รุ่น HI716</a> | https://www.hannathailand.com/wp-content/uploads/2022/06/miniphotometerfurchromvihoch839_11-600x600.jpg , https://www.hannathailand.com/wp-content/uploads/2021/07/11-500x500.jpg , https://www.hannathailand.com/wp-content/uploads/2022/06/miniphotometerfurphosphathoch827_11-600x600.jpg , https://www.hannathailand.com/wp-content/uploads/2021/07/5-500x500.jpg , https://www.hannathailand.com/wp-content/uploads/2022/06/hi713_lg51caffcdce23e-600x600.jpg , https://www.hannathailand.com/wp-content/uploads/2022/06/hi706_400-600x600.jpg , https://www.hannathailand.com/wp-content/uploads/2021/07/7-500x500.jpg , https://www.hannathailand.com/wp-content/uploads/2022/06/miniphotometerfurfreiesgesamtchlor704_11-600x600.jpg
83 | HI93703C Turbidity Meter ISO 7027 with Calibration Standard & Casing | สารเคมี , สินค้าทั้งหมด , เครื่องโฟโตมิเตอร์ | https://www.hannathailand.com/product-category/spectrophotometer/ | https://www.hannathailand.com/product/hi93703c-turbidity-meter-iso-7027-with-calibration-standard-casing/ | HI93703C | 55,105.00 |  | <div aria-labelledby="tab-title-additional_information" class="woocommerce-Tabs-panel woocommerce-Tabs-panel--additional_information panel entry-content" id="tab-additional_information" role="tabpanel"> </div> | GLP Features 3 point calibration HI 93703 series are microprocessor based turbidity meters that provide laboratory accuracy for field turbidity measurements. The HI 93703 is easy to calibrate (with 3 point calibration) using AMCO-EPA standards and is ISO 7027 compliant. HANNA instruments has chosen 10 FTU* as the calibration point because it is the value that best fits the water turbidity measurements in different applications, from drinking water to wastewater treatment. HANNA instruments uses the primary standard AMCO-AEPA-1 to avoid all formazine-related problems. Formazine is a very toxic, unstable substance which requires particular care: its standards have to be prepared only a few minutes before performing the calibration, and cannot be reused because of their short life. HANNA AMCO-AEPA-1 standards are extremely stable, can be reused, and last up to six months if free from contamination. HI 93703 can be used with both standards. It meets the requirements of GLP (Good Laboratory Practice) protocols for last calibration data storage. *FTU is equivalent to the other internationally recognized unit NTU (Nephelometric Turbidity Unit. Order Information: HI 93703C, kit including HI 93703 and HI 731313 maintenance kit. Product Manuals Manual: Download Specification : Range 0.00 to 50.00 FTU; 50 to 1000 FTU Resolution 0.01 FTU (0.00 to 50.00 FTU); 1 FTU (50 to 1000 FTU) Accuracy ±0.5 FTU or ±5% of reading (whichever is greater) Calibration 3 points (0 FTU, 10 FTU and 500 FTU) Light Source infrared LED Light Detection Silicon Photocell Battery Type / Life 1.5V AA (4) /approximately 60 hours of continuous use or 900 measurements; auto-off after 5 minutes of non-use Environment 0 to 50°C (32 to 122°F); RH max 95% non-condensing Dimensions 220 x 82 x 66 mm (8.7 x 3.2 x 2.6″) Weight 510 g (1.1 lb.) | <div aria-labelledby="tab-title-description" class="woocommerce-Tabs-panel woocommerce-Tabs-panel--description panel entry-content active" id="tab-description" role="tabpanel"> <ul> <li style="text-align: justify;">GLP Features</li> <li style="text-align: justify;">3 point calibration</li> </ul> <p style="text-align: justify;"> </p> <p style="text-align: justify;">HI 93703 series are microprocessor based turbidity meters that provide laboratory accuracy for field turbidity measurements.</p> <p style="text-align: justify;">The HI 93703 is easy to calibrate (with 3 point calibration) using AMCO-EPA standards and is ISO 7027 compliant.</p> <p style="text-align: justify;">HANNA instruments has chosen 10 FTU* as the calibration point because it is the value that best fits the water turbidity measurements in different applications, from drinking water to wastewater treatment. HANNA instruments uses the primary standard AMCO-AEPA-1 to avoid all formazine-related problems. Formazine is a very toxic, unstable substance which requires particular care: its standards have to be prepared only a few minutes before performing the calibration, and cannot be reused because of their short life. HANNA AMCO-AEPA-1 standards are extremely stable, can be reused, and last up to six months if free from contamination. HI 93703 can be used with both standards.</p> <p style="text-align: justify;">It meets the requirements of GLP (Good Laboratory Practice) protocols for last calibration data storage.</p> <p style="text-align: justify;">*FTU is equivalent to the other internationally recognized unit NTU (Nephelometric Turbidity Unit. </p> <p style="text-align: justify;"><strong>Order Information:</strong> <strong>HI 93703C</strong>, kit including HI 93703 and HI 731313 maintenance kit.</p> <div><strong>Product Manuals</strong></div> <p style="text-align: justify;"><img align="absmiddle" alt="" border="0" decoding="async" height="22" loading="lazy" src="http://www.hannainst.com/usa/images/icon-pdf.gif" width="20"/> Manual: <a href="http://www.hannainst.com/manuals/manHI_93703.pdf" rel="noopener" target="_blank" title="Download Product Manual">Download</a></p> <p><strong>Specification :</strong></p> <table class="spec_table"> <tbody> <tr> <td>Range</td> <td> </td> <td>0.00 to 50.00 FTU; 50 to 1000 FTU</td> </tr> <tr> <td>Resolution</td> <td> </td> <td>0.01 FTU (0.00 to 50.00 FTU); 1 FTU (50 to 1000 FTU)</td> </tr> <tr> <td>Accuracy</td> <td> </td> <td>±0.5 FTU or ±5% of reading (whichever is greater)</td> </tr> <tr> <td>Calibration</td> <td> </td> <td>3 points (0 FTU, 10 FTU and 500 FTU)</td> </tr> <tr> <td>Light Source</td> <td> </td> <td>infrared LED</td> </tr> <tr> <td>Light Detection</td> <td> </td> <td>Silicon Photocell</td> </tr> <tr> <td>Battery Type / Life</td> <td> </td> <td>1.5V AA (4) /approximately 60 hours of continuous use or 900 measurements; auto-off after 5 minutes of non-use</td> </tr> <tr> <td>Environment</td> <td> </td> <td>0 to 50°C (32 to 122°F); RH max 95% non-condensing</td> </tr> <tr> <td>Dimensions</td> <td> </td> <td>220 x 82 x 66 mm (8.7 x 3.2 x 2.6″)</td> </tr> <tr> <td>Weight</td> <td> </td> <td>510 g (1.1 lb.)</td> </tr> </tbody> </table> <p><strong> </strong></p> </div> | ISO turbidimeter with HI731313 accessory set, range 0.00 to 50.00 FTU/50 to 1000 FTU – drinking water, wastewater | <div class="product-short-description"> <p>ISO turbidimeter with HI731313 accessory set, range 0.00 to 50.00 FTU/50 to 1000 FTU – drinking water, wastewater</p> </div> | https://www.hannathailand.com/wp-content/uploads/2022/06/einfachestrubungshandmessgeratiso70271135_11.jpg | เครื่องวัดปริมาณคลอรีนรวม รุ่น HI711 , เครื่องวัดปริมาณไนไตรท์ ช่วงสูง ในตัวอย่างน้ำ รุ่น HI708 , เครื่องวัดปริมาณนิกเกิล ช่วงสูง รุ่น HI726 , น้ำยามาตรฐานสอบเทียบ , ซัลไฟด์สารต้านอนุมูลอิสระบัฟเฟอร์ , เครื่องวัดคลอรีน , น้ำยามาตรฐานสอบเทียบ ค่ามาตรฐานความเค็ม , น้ำยามาตรฐานสอบเทียบ ค่ามาตรฐานความเค็ม | <a class="woocommerce-LoopProduct-link woocommerce-loop-product__link" href="https://www.hannathailand.com/product/hi711-checker-hc-total-chlorine/">เครื่องวัดปริมาณคลอรีนรวม รุ่น HI711</a> , <a class="woocommerce-LoopProduct-link woocommerce-loop-product__link" href="https://www.hannathailand.com/product/hi708-checker-hc-nitrite-hr/">เครื่องวัดปริมาณไนไตรท์ ช่วงสูง ในตัวอย่างน้ำ รุ่น HI708</a> , <a class="woocommerce-LoopProduct-link woocommerce-loop-product__link" href="https://www.hannathailand.com/product/hi726-checker-hc-nickel-hr/">เครื่องวัดปริมาณนิกเกิล ช่วงสูง รุ่น HI726</a> , <a class="woocommerce-LoopProduct-link woocommerce-loop-product__link" href="https://www.hannathailand.com/product/hi9828-25/">น้ำยามาตรฐานสอบเทียบ</a> , <a class="woocommerce-LoopProduct-link woocommerce-loop-product__link" href="https://www.hannathailand.com/product/hi4015-00/">ซัลไฟด์สารต้านอนุมูลอิสระบัฟเฟอร์</a> , <a class="woocommerce-LoopProduct-link woocommerce-loop-product__link" href="https://www.hannathailand.com/product/free-chlorine/">เครื่องวัดคลอรีน</a> , <a class="woocommerce-LoopProduct-link woocommerce-loop-product__link" href="https://www.hannathailand.com/product/hi7083l/">น้ำยามาตรฐานสอบเทียบ ค่ามาตรฐานความเค็ม</a> , <a class="woocommerce-LoopProduct-link woocommerce-loop-product__link" href="https://www.hannathailand.com/product/hi7080l/">น้ำยามาตรฐานสอบเทียบ ค่ามาตรฐานความเค็ม</a> | https://www.hannathailand.com/wp-content/uploads/2022/06/hi711_lg-600x600.jpg , https://www.hannathailand.com/wp-content/uploads/2022/06/miniphotometerfurnitrithoch2420_11-600x600.jpg , https://www.hannathailand.com/wp-content/uploads/2022/06/miniphotometerfurnickelhoch841_11-600x600.jpg , https://www.hannathailand.com/wp-content/uploads/2021/07/8-500x500.jpg , https://www.hannathailand.com/wp-content/uploads/2021/07/7-500x500.jpg , https://www.hannathailand.com/wp-content/uploads/2021/07/1-500x500.jpg , https://www.hannathailand.com/wp-content/uploads/2021/07/10-500x500.jpg , https://www.hannathailand.com/wp-content/uploads/2021/07/11-500x500.jpg
84 | HI93704-01 Hydrazine – Reagents – 100 Tests | สารเคมี , สินค้าทั้งหมด , เครื่องโฟโตมิเตอร์ | https://www.hannathailand.com/product-category/spectrophotometer/ | https://www.hannathailand.com/product/hi93704-01-hydrazine-reagents-100-tests/ | HI93704-01 | 1,123.50 |  | <div aria-labelledby="tab-title-additional_information" class="woocommerce-Tabs-panel woocommerce-Tabs-panel--additional_information panel entry-content" id="tab-additional_information" role="tabpanel"> </div> | Reagents for the photometric determination of hydrazine in the range up to 400 mg / L. p-dimethylaminobenzaldehyde method | <div aria-labelledby="tab-title-description" class="woocommerce-Tabs-panel woocommerce-Tabs-panel--description panel entry-content active" id="tab-description" role="tabpanel"> <p><span class="hps">Reagents for</span> <span class="hps">the photometric determination</span> <span class="hps">of hydrazine</span> <span class="hps">in the</span> <span class="hps">range up to 400</span> <span class="hps">mg /</span> <span class="hps">L.</span> <span class="hps atn">p-</span><span>dimethylaminobenzaldehyde</span> <span class="hps">method</span></p> </div> | Reagents for Photometers – Hydrazine determination (100 tests | <div class="product-short-description"> <p>Reagents for Photometers – Hydrazine determination (100 tests</p> </div> | https://www.hannathailand.com/wp-content/uploads/2022/06/41gl7xivul_sl500_aa300_1.jpg | น้ำยามาตรฐานสำหรับค่าโซเดียม , น้ำยามาตรฐานสอบเทียบ ค่ามาตรฐานความเค็ม , เครื่องวัดปริมาณแอมโมเนีย ช่วงสูง รุ่น HI733 , เครื่องวัดปริมาณแอมโมเนีย ช่วงต่ำ รุ่น HI700 , เครื่องวัดปริมาณฟอสฟอรัส ช่วงต่ำมาก รุ่น HI736 , เครื่องวัดปริมาณไนไตรท์ ช่วงต่ำ รุ่น HI707 , เครื่องควบคุมค่าความนำไฟฟ้า , เครื่องวัดปริมาณแอมโมเนีย ในน้ำ รุ่น HI715 | <a class="woocommerce-LoopProduct-link woocommerce-loop-product__link" href="https://www.hannathailand.com/product/hi7090l/">น้ำยามาตรฐานสำหรับค่าโซเดียม</a> , <a class="woocommerce-LoopProduct-link woocommerce-loop-product__link" href="https://www.hannathailand.com/product/hi7083l/">น้ำยามาตรฐานสอบเทียบ ค่ามาตรฐานความเค็ม</a> , <a class="woocommerce-LoopProduct-link woocommerce-loop-product__link" href="https://www.hannathailand.com/product/hi733-checker-hc-ammonia-hr/">เครื่องวัดปริมาณแอมโมเนีย ช่วงสูง รุ่น HI733</a> , <a class="woocommerce-LoopProduct-link woocommerce-loop-product__link" href="https://www.hannathailand.com/product/hi700-checker-hc-ammonia-lr/">เครื่องวัดปริมาณแอมโมเนีย ช่วงต่ำ รุ่น HI700</a> , <a class="woocommerce-LoopProduct-link woocommerce-loop-product__link" href="https://www.hannathailand.com/product/phosphorous-marine/">เครื่องวัดปริมาณฟอสฟอรัส ช่วงต่ำมาก รุ่น HI736</a> , <a class="woocommerce-LoopProduct-link woocommerce-loop-product__link" href="https://www.hannathailand.com/product/hi707-checker-hc-nitrite-lr/">เครื่องวัดปริมาณไนไตรท์ ช่วงต่ำ รุ่น HI707</a> , <a class="woocommerce-LoopProduct-link woocommerce-loop-product__link" href="https://www.hannathailand.com/product/hi8931cn/">เครื่องควบคุมค่าความนำไฟฟ้า</a> , <a class="woocommerce-LoopProduct-link woocommerce-loop-product__link" href="https://www.hannathailand.com/product/hi715-checker-hc-ammonia-mr/">เครื่องวัดปริมาณแอมโมเนีย ในน้ำ รุ่น HI715</a> | https://www.hannathailand.com/wp-content/uploads/2021/07/12-500x500.jpg , https://www.hannathailand.com/wp-content/uploads/2021/07/10-500x500.jpg , https://www.hannathailand.com/wp-content/uploads/2022/06/miniphotometerfurammoniumhoch2418_11-600x600.jpg , https://www.hannathailand.com/wp-content/uploads/2022/06/hi700_400pxl-600x600.jpg , https://www.hannathailand.com/wp-content/uploads/2021/12/HI736-600x600.jpg , https://www.hannathailand.com/wp-content/uploads/2022/06/hi707400-600x600.jpg , https://www.hannathailand.com/wp-content/uploads/2021/07/2-500x500.jpg , https://www.hannathailand.com/wp-content/uploads/2022/06/miniphotometerfurammoniakmittel2416_11-600x600.jpg
85 | HI93705-01 Silica – Reagents – 100 Tests | สารเคมี , สินค้าทั้งหมด , เครื่องโฟโตมิเตอร์ | https://www.hannathailand.com/product-category/spectrophotometer/ | https://www.hannathailand.com/product/hi93705-01-silica-reagents-100-tests/ | HI93705-01 | 3,049.50 |  | <div aria-labelledby="tab-title-additional_information" class="woocommerce-Tabs-panel woocommerce-Tabs-panel--additional_information panel entry-content" id="tab-additional_information" role="tabpanel"> </div> | Reagents for the photometric determination of silicate in the range up to 2.00 mg / L. Heteropoly blue method. | <div aria-labelledby="tab-title-description" class="woocommerce-Tabs-panel woocommerce-Tabs-panel--description panel entry-content active" id="tab-description" role="tabpanel"> <p><span class="hps">Reagents for</span> <span class="hps">the photometric determination</span> <span class="hps">of silicate</span> <span class="hps">in the range</span> <span class="hps">up to</span> <span class="hps">2.00</span> <span class="hps">mg /</span> <span class="hps">L.</span> <span class="hps">Heteropoly</span> <span class="hps">blue</span> <span class="hps">method.</span><br/> </p> </div> | Reagents for Photometers low silicate (100 tests) | <div class="product-short-description"> <p>Reagents for Photometers low silicate (100 tests)</p> </div> | https://www.hannathailand.com/wp-content/uploads/2022/06/41tytahjgcl1.jpg | น้ำยามาตรฐานสอบเทียบ , เครื่องวัดปริมาณฟอสฟอรัส ช่วงสูง รุ่น HI706 , สารละลายมาตรฐานความขุ่น 20 NTU , เครื่องวัดค่าเหล็ก รุ่น HI721 , เครื่องวัดปริมาณนิกเกิล ช่วงสูง รุ่น HI726 , เครื่องวัดปริมาณโครเมี่ยม ช่วงสูง รุ่น HI723 , เครื่องวัดคลอรีน , เครื่องวัดปริมาณไนไตรท์ ช่วงต่ำ รุ่น HI707 | <a class="woocommerce-LoopProduct-link woocommerce-loop-product__link" href="https://www.hannathailand.com/product/hi9828-25/">น้ำยามาตรฐานสอบเทียบ</a> , <a class="woocommerce-LoopProduct-link woocommerce-loop-product__link" href="https://www.hannathailand.com/product/hi706-checker-hc-phosphorous-hr/">เครื่องวัดปริมาณฟอสฟอรัส ช่วงสูง รุ่น HI706</a> , <a class="woocommerce-LoopProduct-link woocommerce-loop-product__link" href="https://www.hannathailand.com/product/hi93102-20/">สารละลายมาตรฐานความขุ่น 20 NTU</a> , <a class="woocommerce-LoopProduct-link woocommerce-loop-product__link" href="https://www.hannathailand.com/product/hi721-checker-hc-iron/">เครื่องวัดค่าเหล็ก รุ่น HI721</a> , <a class="woocommerce-LoopProduct-link woocommerce-loop-product__link" href="https://www.hannathailand.com/product/hi726-checker-hc-nickel-hr/">เครื่องวัดปริมาณนิกเกิล ช่วงสูง รุ่น HI726</a> , <a class="woocommerce-LoopProduct-link woocommerce-loop-product__link" href="https://www.hannathailand.com/product/hi723-checker-hc-chromium-vi-hr/">เครื่องวัดปริมาณโครเมี่ยม ช่วงสูง รุ่น HI723</a> , <a class="woocommerce-LoopProduct-link woocommerce-loop-product__link" href="https://www.hannathailand.com/product/free-chlorine/">เครื่องวัดคลอรีน</a> , <a class="woocommerce-LoopProduct-link woocommerce-loop-product__link" href="https://www.hannathailand.com/product/hi707-checker-hc-nitrite-lr/">เครื่องวัดปริมาณไนไตรท์ ช่วงต่ำ รุ่น HI707</a> | https://www.hannathailand.com/wp-content/uploads/2021/07/8-500x500.jpg , https://www.hannathailand.com/wp-content/uploads/2022/06/hi706_400-600x600.jpg , https://www.hannathailand.com/wp-content/uploads/2021/07/9-500x500.jpg , https://www.hannathailand.com/wp-content/uploads/2022/06/miniphotometerfureisen832_11-600x600.jpg , https://www.hannathailand.com/wp-content/uploads/2022/06/miniphotometerfurnickelhoch841_11-600x600.jpg , https://www.hannathailand.com/wp-content/uploads/2022/06/miniphotometerfurchromvihoch839_11-600x600.jpg , https://www.hannathailand.com/wp-content/uploads/2021/07/1-500x500.jpg , https://www.hannathailand.com/wp-content/uploads/2022/06/hi707400-600x600.jpg
86 | HI93706-01 Phosphorous – Reagents – 100 Tests | สารเคมี , สินค้าทั้งหมด , เครื่องโฟโตมิเตอร์ | https://www.hannathailand.com/product-category/spectrophotometer/ | https://www.hannathailand.com/product/hi93706-01-phosphorous-reagents-100-tests/ | HI93706-01 | 1,712.00 |  | <div aria-labelledby="tab-title-additional_information" class="woocommerce-Tabs-panel woocommerce-Tabs-panel--additional_information panel entry-content" id="tab-additional_information" role="tabpanel"> </div> | Reagents for the photometric determination of phosphorus in the range of up to 15.0 mg / L. Amino acid method. | <div aria-labelledby="tab-title-description" class="woocommerce-Tabs-panel woocommerce-Tabs-panel--description panel entry-content active" id="tab-description" role="tabpanel"> <p><span class="hps">Reagents for the</span> <span class="hps">photometric determination of</span> <span class="hps">phosphorus in the</span> <span class="hps">range of up to</span> <span class="hps">15.0</span> <span class="hps">mg /</span> <span class="hps">L.</span> <span class="hps">Amino acid</span> <span class="hps">method.</span><br/> </p> </div> | Reagents for Photometers – phosphorus (100 tests) | <div class="product-short-description"> <p>Reagents for Photometers – phosphorus (100 tests)</p> </div> | https://www.hannathailand.com/wp-content/uploads/2022/06/41nyreqgqbl1.jpg | เครื่องวัดปริมาณซิลิกา ช่วงต่ำ ในตัวอย่างน้ำ รุ่น HI705 , ซัลไฟด์สารต้านอนุมูลอิสระบัฟเฟอร์ , เซ็นเซอร์วัดออกซิเจนในน้ำสำหรับ HI9829 มัลติพารามิเตอร์ , เครื่องวัดปริมาณฟลูออไรด์ ช่วงต่ำ รุ่น HI729 , เครื่องวัดปริมาณคลอรีนรวม รุ่น HI711 , เครื่องวัดปริมาณไนไตรท์ ช่วงสูง ในตัวอย่างน้ำ รุ่น HI708 , เครื่องวัดปริมาณโบรมีน ในตัวอย่างน้ำ รุ่น HI716 , เครื่องวัดปริมาณฟอสเฟต ช่วงสูง รุ่น HI717 | <a class="woocommerce-LoopProduct-link woocommerce-loop-product__link" href="https://www.hannathailand.com/product/hi705-checker-hc-silica-lr/">เครื่องวัดปริมาณซิลิกา ช่วงต่ำ ในตัวอย่างน้ำ รุ่น HI705</a> , <a class="woocommerce-LoopProduct-link woocommerce-loop-product__link" href="https://www.hannathailand.com/product/hi4015-00/">ซัลไฟด์สารต้านอนุมูลอิสระบัฟเฟอร์</a> , <a class="woocommerce-LoopProduct-link woocommerce-loop-product__link" href="https://www.hannathailand.com/product/hi7609829-2/">เซ็นเซอร์วัดออกซิเจนในน้ำสำหรับ HI9829 มัลติพารามิเตอร์</a> , <a class="woocommerce-LoopProduct-link woocommerce-loop-product__link" href="https://www.hannathailand.com/product/hi729-checker-hc-fluoride-lr/">เครื่องวัดปริมาณฟลูออไรด์ ช่วงต่ำ รุ่น HI729</a> , <a class="woocommerce-LoopProduct-link woocommerce-loop-product__link" href="https://www.hannathailand.com/product/hi711-checker-hc-total-chlorine/">เครื่องวัดปริมาณคลอรีนรวม รุ่น HI711</a> , <a class="woocommerce-LoopProduct-link woocommerce-loop-product__link" href="https://www.hannathailand.com/product/hi708-checker-hc-nitrite-hr/">เครื่องวัดปริมาณไนไตรท์ ช่วงสูง ในตัวอย่างน้ำ รุ่น HI708</a> , <a class="woocommerce-LoopProduct-link woocommerce-loop-product__link" href="https://www.hannathailand.com/product/hi716-checker-hc-bromine/">เครื่องวัดปริมาณโบรมีน ในตัวอย่างน้ำ รุ่น HI716</a> , <a class="woocommerce-LoopProduct-link woocommerce-loop-product__link" href="https://www.hannathailand.com/product/hi717-checker-hc-phosphate-hr/">เครื่องวัดปริมาณฟอสเฟต ช่วงสูง รุ่น HI717</a> | https://www.hannathailand.com/wp-content/uploads/2022/06/hi705400-600x600.jpg , https://www.hannathailand.com/wp-content/uploads/2021/07/7-500x500.jpg , https://www.hannathailand.com/wp-content/uploads/2021/07/5-500x500.jpg , https://www.hannathailand.com/wp-content/uploads/2022/06/miniphotometerfurfluoridniedrig844_11-600x600.jpg , https://www.hannathailand.com/wp-content/uploads/2022/06/hi711_lg-600x600.jpg , https://www.hannathailand.com/wp-content/uploads/2022/06/miniphotometerfurnitrithoch2420_11-600x600.jpg , https://www.hannathailand.com/wp-content/uploads/2022/06/miniphotometerfurfreiesgesamtchlor704_11-600x600.jpg , https://www.hannathailand.com/wp-content/uploads/2022/06/miniphotometerfurphosphathoch827_11-600x600.jpg
87 | HI93707-01 Nitrite LR – Reagents – 100 Tests | สารเคมี , สินค้าทั้งหมด , เครื่องโฟโตมิเตอร์ | https://www.hannathailand.com/product-category/spectrophotometer/ | https://www.hannathailand.com/product/hi93707-01-nitrite-lr-reagents-100-tests/ | HI93707-01 | 2,140.00 |  | <div aria-labelledby="tab-title-additional_information" class="woocommerce-Tabs-panel woocommerce-Tabs-panel--additional_information panel entry-content" id="tab-additional_information" role="tabpanel"> </div> | Reagent for the photometric determination of nitrite in the low range. Diazotization method | <div aria-labelledby="tab-title-description" class="woocommerce-Tabs-panel woocommerce-Tabs-panel--description panel entry-content active" id="tab-description" role="tabpanel"> <p><span class="hps">Reagent</span> <span class="hps">for</span> <span class="hps">the photometric determination</span> <span class="hps">of</span> <span class="hps">nitrite</span> <span class="hps">in the low</span> <span class="hps">range</span><span>.</span> <span class="hps">Diazotization</span> <span class="hps">method</span></p> </div> | Reagents for Photometers – nitrite (N-NO2) – Determination (100 tests) | <div class="product-short-description"> <p>Reagents for Photometers – nitrite (N-NO2) – Determination (100 tests)</p> </div> | https://www.hannathailand.com/wp-content/uploads/2022/06/reagenzienfurhi70025tests2410_11_720x6001.jpg | เครื่องวัดปริมาณโบรมีน ในตัวอย่างน้ำ รุ่น HI716 , เครื่องวัดปริมาณฟอสเฟต ช่วงต่ำ รุ่น HI713 , สารละลายมาตรฐานความขุ่น 20 NTU , น้ำยามาตรฐานสอบเทียบ ค่ามาตรฐานความเค็ม , เครื่องวัดคลอรีน , น้ำยามาตรฐานสำหรับค่าโซเดียม , เครื่องวัดปริมาณฟลูออไรด์ ช่วงต่ำ รุ่น HI729 , เครื่องควบคุมค่าความนำไฟฟ้า | <a class="woocommerce-LoopProduct-link woocommerce-loop-product__link" href="https://www.hannathailand.com/product/hi716-checker-hc-bromine/">เครื่องวัดปริมาณโบรมีน ในตัวอย่างน้ำ รุ่น HI716</a> , <a class="woocommerce-LoopProduct-link woocommerce-loop-product__link" href="https://www.hannathailand.com/product/hi713-checker-hc-phosphate-lr/">เครื่องวัดปริมาณฟอสเฟต ช่วงต่ำ รุ่น HI713</a> , <a class="woocommerce-LoopProduct-link woocommerce-loop-product__link" href="https://www.hannathailand.com/product/hi93102-20/">สารละลายมาตรฐานความขุ่น 20 NTU</a> , <a class="woocommerce-LoopProduct-link woocommerce-loop-product__link" href="https://www.hannathailand.com/product/hi7083l/">น้ำยามาตรฐานสอบเทียบ ค่ามาตรฐานความเค็ม</a> , <a class="woocommerce-LoopProduct-link woocommerce-loop-product__link" href="https://www.hannathailand.com/product/free-chlorine/">เครื่องวัดคลอรีน</a> , <a class="woocommerce-LoopProduct-link woocommerce-loop-product__link" href="https://www.hannathailand.com/product/hi7090l/">น้ำยามาตรฐานสำหรับค่าโซเดียม</a> , <a class="woocommerce-LoopProduct-link woocommerce-loop-product__link" href="https://www.hannathailand.com/product/hi729-checker-hc-fluoride-lr/">เครื่องวัดปริมาณฟลูออไรด์ ช่วงต่ำ รุ่น HI729</a> , <a class="woocommerce-LoopProduct-link woocommerce-loop-product__link" href="https://www.hannathailand.com/product/hi8931cn/">เครื่องควบคุมค่าความนำไฟฟ้า</a> | https://www.hannathailand.com/wp-content/uploads/2022/06/miniphotometerfurfreiesgesamtchlor704_11-600x600.jpg , https://www.hannathailand.com/wp-content/uploads/2022/06/hi713_lg51caffcdce23e-600x600.jpg , https://www.hannathailand.com/wp-content/uploads/2021/07/9-500x500.jpg , https://www.hannathailand.com/wp-content/uploads/2021/07/10-500x500.jpg , https://www.hannathailand.com/wp-content/uploads/2021/07/1-500x500.jpg , https://www.hannathailand.com/wp-content/uploads/2021/07/12-500x500.jpg , https://www.hannathailand.com/wp-content/uploads/2022/06/miniphotometerfurfluoridniedrig844_11-600x600.jpg , https://www.hannathailand.com/wp-content/uploads/2021/07/2-500x500.jpg
88 | HI93708-01 Nitrite HR – Reagents – 100 Tests | สารเคมี , สินค้าทั้งหมด , เครื่องโฟโตมิเตอร์ | https://www.hannathailand.com/product-category/spectrophotometer/ | https://www.hannathailand.com/product/hi93708-01-nitrite-hr-reagents-100-tests/ | HI93708-01 | 2,140.00 |  | <div aria-labelledby="tab-title-additional_information" class="woocommerce-Tabs-panel woocommerce-Tabs-panel--additional_information panel entry-content" id="tab-additional_information" role="tabpanel"> </div> | Reagents for the photometric determination of nitrite in the range up to 150 mg / L. Ferrous sulfate method | <div aria-labelledby="tab-title-description" class="woocommerce-Tabs-panel woocommerce-Tabs-panel--description panel entry-content active" id="tab-description" role="tabpanel"> <p><span class="hps">Reagents for</span> <span class="hps">the photometric determination</span> <span class="hps">of nitrite</span> <span class="hps">in the</span> <span class="hps">range up to 150</span> <span class="hps">mg /</span> <span class="hps">L.</span> <span class="hps">Ferrous sulfate</span> <span class="hps">method</span></p> </div> | Reagents for Photometers – nitrite (N-NO2) high – definition | <div class="product-short-description"> <p>Reagents for Photometers – nitrite (N-NO2) high – definition</p> </div> | https://www.hannathailand.com/wp-content/uploads/2022/06/reagenzienfurhi70025tests2410_11_720x6001.jpg | น้ำยามาตรฐานสำหรับค่าโซเดียม , เครื่องวัดปริมาณไอโอดีน รุ่น HI718 , เครื่องวัดปริมาณไนไตรท์ ช่วงต่ำ รุ่น HI707 , เครื่องวัดปริมาณฟอสฟอรัส ช่วงต่ำมาก รุ่น HI736 , เครื่องวัดปริมาณซิลิกา ช่วงต่ำ ในตัวอย่างน้ำ รุ่น HI705 , เครื่องวัดสีในน้ำตัวอย่าง HI727 , น้ำยามาตรฐานสอบเทียบ , น้ำยามาตรฐานสอบเทียบ ค่ามาตรฐานความเค็ม | <a class="woocommerce-LoopProduct-link woocommerce-loop-product__link" href="https://www.hannathailand.com/product/hi7090l/">น้ำยามาตรฐานสำหรับค่าโซเดียม</a> , <a class="woocommerce-LoopProduct-link woocommerce-loop-product__link" href="https://www.hannathailand.com/product/hi718-checker-hc-iodine/">เครื่องวัดปริมาณไอโอดีน รุ่น HI718</a> , <a class="woocommerce-LoopProduct-link woocommerce-loop-product__link" href="https://www.hannathailand.com/product/hi707-checker-hc-nitrite-lr/">เครื่องวัดปริมาณไนไตรท์ ช่วงต่ำ รุ่น HI707</a> , <a class="woocommerce-LoopProduct-link woocommerce-loop-product__link" href="https://www.hannathailand.com/product/phosphorous-marine/">เครื่องวัดปริมาณฟอสฟอรัส ช่วงต่ำมาก รุ่น HI736</a> , <a class="woocommerce-LoopProduct-link woocommerce-loop-product__link" href="https://www.hannathailand.com/product/hi705-checker-hc-silica-lr/">เครื่องวัดปริมาณซิลิกา ช่วงต่ำ ในตัวอย่างน้ำ รุ่น HI705</a> , <a class="woocommerce-LoopProduct-link woocommerce-loop-product__link" href="https://www.hannathailand.com/product/hi727-checker-hc-color-of-water/">เครื่องวัดสีในน้ำตัวอย่าง HI727</a> , <a class="woocommerce-LoopProduct-link woocommerce-loop-product__link" href="https://www.hannathailand.com/product/hi9828-25/">น้ำยามาตรฐานสอบเทียบ</a> , <a class="woocommerce-LoopProduct-link woocommerce-loop-product__link" href="https://www.hannathailand.com/product/hi7083l/">น้ำยามาตรฐานสอบเทียบ ค่ามาตรฐานความเค็ม</a> | https://www.hannathailand.com/wp-content/uploads/2021/07/12-500x500.jpg , https://www.hannathailand.com/wp-content/uploads/2022/06/miniphotometerfuriod829_11-600x600.jpg , https://www.hannathailand.com/wp-content/uploads/2022/06/hi707400-600x600.jpg , https://www.hannathailand.com/wp-content/uploads/2021/12/HI736-600x600.jpg , https://www.hannathailand.com/wp-content/uploads/2022/06/hi705400-600x600.jpg , https://www.hannathailand.com/wp-content/uploads/2022/06/miniphotometerfurfarbe843_11-600x600.jpg , https://www.hannathailand.com/wp-content/uploads/2021/07/8-500x500.jpg , https://www.hannathailand.com/wp-content/uploads/2021/07/10-500x500.jpg
89 | HI93709-01 Manganese HR – Reagentst – 100 Tests | สารเคมี , สินค้าทั้งหมด , เครื่องโฟโตมิเตอร์ | https://www.hannathailand.com/product-category/spectrophotometer/ | https://www.hannathailand.com/product/hi93709-01-manganese-hr-reagentst-100-tests/ | HI93709-01 | 2,996.00 |  | <div aria-labelledby="tab-title-additional_information" class="woocommerce-Tabs-panel woocommerce-Tabs-panel--additional_information panel entry-content" id="tab-additional_information" role="tabpanel"> </div> | Reagents for the photometric determination of manganese in the range up to 20.0 mg / L. Periodate method. | <div aria-labelledby="tab-title-description" class="woocommerce-Tabs-panel woocommerce-Tabs-panel--description panel entry-content active" id="tab-description" role="tabpanel"> <p><span class="hps">Reagents for</span> <span class="hps">the photometric determination</span> <span class="hps">of manganese</span> <span class="hps">in the range</span> <span class="hps">up to</span> <span class="hps">20.0</span> <span class="hps">mg /</span> <span class="hps">L.</span> <span class="hps">Periodate</span> <span class="hps">method.</span></p> </div> | Reagents for Photometers – Manganese (100 tests) | <div class="product-short-description"> <p>Reagents for Photometers – Manganese (100 tests)</p> </div> | https://www.hannathailand.com/wp-content/uploads/2022/06/81s5cnwtg3l1.jpg | น้ำยามาตรฐานสำหรับค่าโซเดียม , เครื่องวัดค่าเหล็ก รุ่น HI721 , เครื่องวัดปริมาณไนไตรท์ ช่วงสูง ในตัวอย่างน้ำ รุ่น HI708 , เครื่องวัดปริมาณฟลูออไรด์ ช่วงต่ำ รุ่น HI729 , เครื่องวัดปริมาณฟอสฟอรัส ช่วงต่ำมาก รุ่น HI736 , เครื่องวัดปริมาณโบรมีน ในตัวอย่างน้ำ รุ่น HI716 , น้ำยามาตรฐานสอบเทียบ ค่ามาตรฐานความเค็ม , เครื่องวัดปริมาณแอมโมเนีย ช่วงสูง รุ่น HI733 | <a class="woocommerce-LoopProduct-link woocommerce-loop-product__link" href="https://www.hannathailand.com/product/hi7090l/">น้ำยามาตรฐานสำหรับค่าโซเดียม</a> , <a class="woocommerce-LoopProduct-link woocommerce-loop-product__link" href="https://www.hannathailand.com/product/hi721-checker-hc-iron/">เครื่องวัดค่าเหล็ก รุ่น HI721</a> , <a class="woocommerce-LoopProduct-link woocommerce-loop-product__link" href="https://www.hannathailand.com/product/hi708-checker-hc-nitrite-hr/">เครื่องวัดปริมาณไนไตรท์ ช่วงสูง ในตัวอย่างน้ำ รุ่น HI708</a> , <a class="woocommerce-LoopProduct-link woocommerce-loop-product__link" href="https://www.hannathailand.com/product/hi729-checker-hc-fluoride-lr/">เครื่องวัดปริมาณฟลูออไรด์ ช่วงต่ำ รุ่น HI729</a> , <a class="woocommerce-LoopProduct-link woocommerce-loop-product__link" href="https://www.hannathailand.com/product/phosphorous-marine/">เครื่องวัดปริมาณฟอสฟอรัส ช่วงต่ำมาก รุ่น HI736</a> , <a class="woocommerce-LoopProduct-link woocommerce-loop-product__link" href="https://www.hannathailand.com/product/hi716-checker-hc-bromine/">เครื่องวัดปริมาณโบรมีน ในตัวอย่างน้ำ รุ่น HI716</a> , <a class="woocommerce-LoopProduct-link woocommerce-loop-product__link" href="https://www.hannathailand.com/product/hi7083l/">น้ำยามาตรฐานสอบเทียบ ค่ามาตรฐานความเค็ม</a> , <a class="woocommerce-LoopProduct-link woocommerce-loop-product__link" href="https://www.hannathailand.com/product/hi733-checker-hc-ammonia-hr/">เครื่องวัดปริมาณแอมโมเนีย ช่วงสูง รุ่น HI733</a> | https://www.hannathailand.com/wp-content/uploads/2021/07/12-500x500.jpg , https://www.hannathailand.com/wp-content/uploads/2022/06/miniphotometerfureisen832_11-600x600.jpg , https://www.hannathailand.com/wp-content/uploads/2022/06/miniphotometerfurnitrithoch2420_11-600x600.jpg , https://www.hannathailand.com/wp-content/uploads/2022/06/miniphotometerfurfluoridniedrig844_11-600x600.jpg , https://www.hannathailand.com/wp-content/uploads/2021/12/HI736-600x600.jpg , https://www.hannathailand.com/wp-content/uploads/2022/06/miniphotometerfurfreiesgesamtchlor704_11-600x600.jpg , https://www.hannathailand.com/wp-content/uploads/2021/07/10-500x500.jpg , https://www.hannathailand.com/wp-content/uploads/2022/06/miniphotometerfurammoniumhoch2418_11-600x600.jpg
90 | HI93710-01 pH photometric – Reagents- 100 Tests | สารเคมี , สินค้าทั้งหมด , เครื่องโฟโตมิเตอร์ | https://www.hannathailand.com/product-category/spectrophotometer/ | https://www.hannathailand.com/product/hi93710-01-ph-photometric-reagents-100-tests/ | HI93710-01 | 1,284.00 |  | <div aria-labelledby="tab-title-additional_information" class="woocommerce-Tabs-panel woocommerce-Tabs-panel--additional_information panel entry-content" id="tab-additional_information" role="tabpanel"> </div> | Reagents for photometric determination of pH in the range of 9.5 to 5.8. Phenol red method. | <div aria-labelledby="tab-title-description" class="woocommerce-Tabs-panel woocommerce-Tabs-panel--description panel entry-content active" id="tab-description" role="tabpanel"> <p><span class="hps">Reagents for</span> <span class="hps">photometric determination of</span> <span class="hps">pH</span> <span class="hps">in the range of</span> <span class="hps">9.5 to 5.8</span><span>.</span> <span class="hps">Phenol</span> <span class="hps">red</span> <span class="hps">method.</span></p> </div> | Reagents for Photometers – pH (100 tests) | <div class="product-short-description"> <p>Reagents for Photometers – pH (100 tests)</p> </div> | https://www.hannathailand.com/wp-content/uploads/2022/06/31b4zklcvl_sl500_aa300_1.jpg | เครื่องวัดคลอรีน , เครื่องวัดปริมาณฟอสเฟต ช่วงต่ำ รุ่น HI713 , สารละลายมาตรฐานความขุ่น 20 NTU , เครื่องวัดปริมาณนิกเกิล ช่วงสูง รุ่น HI726 , เครื่องวัดปริมาณโบรมีน ในตัวอย่างน้ำ รุ่น HI716 , เซ็นเซอร์วัดออกซิเจนในน้ำสำหรับ HI9829 มัลติพารามิเตอร์ , เครื่องวัดปริมาณฟอสฟอรัส ช่วงต่ำมาก รุ่น HI736 , เครื่องวัดปริมาณไนไตรท์ ช่วงสูง ในตัวอย่างน้ำ รุ่น HI708 | <a class="woocommerce-LoopProduct-link woocommerce-loop-product__link" href="https://www.hannathailand.com/product/free-chlorine/">เครื่องวัดคลอรีน</a> , <a class="woocommerce-LoopProduct-link woocommerce-loop-product__link" href="https://www.hannathailand.com/product/hi713-checker-hc-phosphate-lr/">เครื่องวัดปริมาณฟอสเฟต ช่วงต่ำ รุ่น HI713</a> , <a class="woocommerce-LoopProduct-link woocommerce-loop-product__link" href="https://www.hannathailand.com/product/hi93102-20/">สารละลายมาตรฐานความขุ่น 20 NTU</a> , <a class="woocommerce-LoopProduct-link woocommerce-loop-product__link" href="https://www.hannathailand.com/product/hi726-checker-hc-nickel-hr/">เครื่องวัดปริมาณนิกเกิล ช่วงสูง รุ่น HI726</a> , <a class="woocommerce-LoopProduct-link woocommerce-loop-product__link" href="https://www.hannathailand.com/product/hi716-checker-hc-bromine/">เครื่องวัดปริมาณโบรมีน ในตัวอย่างน้ำ รุ่น HI716</a> , <a class="woocommerce-LoopProduct-link woocommerce-loop-product__link" href="https://www.hannathailand.com/product/hi7609829-2/">เซ็นเซอร์วัดออกซิเจนในน้ำสำหรับ HI9829 มัลติพารามิเตอร์</a> , <a class="woocommerce-LoopProduct-link woocommerce-loop-product__link" href="https://www.hannathailand.com/product/phosphorous-marine/">เครื่องวัดปริมาณฟอสฟอรัส ช่วงต่ำมาก รุ่น HI736</a> , <a class="woocommerce-LoopProduct-link woocommerce-loop-product__link" href="https://www.hannathailand.com/product/hi708-checker-hc-nitrite-hr/">เครื่องวัดปริมาณไนไตรท์ ช่วงสูง ในตัวอย่างน้ำ รุ่น HI708</a> | https://www.hannathailand.com/wp-content/uploads/2021/07/1-500x500.jpg , https://www.hannathailand.com/wp-content/uploads/2022/06/hi713_lg51caffcdce23e-600x600.jpg , https://www.hannathailand.com/wp-content/uploads/2021/07/9-500x500.jpg , https://www.hannathailand.com/wp-content/uploads/2022/06/miniphotometerfurnickelhoch841_11-600x600.jpg , https://www.hannathailand.com/wp-content/uploads/2022/06/miniphotometerfurfreiesgesamtchlor704_11-600x600.jpg , https://www.hannathailand.com/wp-content/uploads/2021/07/5-500x500.jpg , https://www.hannathailand.com/wp-content/uploads/2021/12/HI736-600x600.jpg , https://www.hannathailand.com/wp-content/uploads/2022/06/miniphotometerfurnitrithoch2420_11-600x600.jpg
91 | HI93712-01 Aluminium – Reagents – 100 Tests | สารเคมี , สินค้าทั้งหมด , เครื่องโฟโตมิเตอร์ | https://www.hannathailand.com/product-category/spectrophotometer/ | https://www.hannathailand.com/product/hi93712-01-aluminium-reagents-100-tests/ | HI93712-01 | 5,564.00 |  | <div aria-labelledby="tab-title-additional_information" class="woocommerce-Tabs-panel woocommerce-Tabs-panel--additional_information panel entry-content" id="tab-additional_information" role="tabpanel"> </div> | Reagent for the photometric determination of aluminum in the range to 1.00 mg / L. Aluminon method. | <div aria-labelledby="tab-title-description" class="woocommerce-Tabs-panel woocommerce-Tabs-panel--description panel entry-content active" id="tab-description" role="tabpanel"> <p><span class="hps">Reagent</span> <span class="hps">for</span> <span class="hps">the photometric determination</span> <span class="hps">of</span> <span class="hps">aluminum in the range</span> <span class="hps">to 1.00</span> <span class="hps">mg /</span> <span class="hps">L.</span> <span class="hps">Aluminon</span> <span class="hps">method.</span></p> </div> | Reagents for Photometers – Determination of aluminum (100 tests) | <div class="product-short-description"> <p>Reagents for Photometers – Determination of aluminum (100 tests)</p> </div> | https://www.hannathailand.com/wp-content/uploads/2022/06/hi9371201_2001.jpg | น้ำยามาตรฐานสอบเทียบ ค่ามาตรฐานความเค็ม , เครื่องวัดปริมาณแอมโมเนีย ในน้ำ รุ่น HI715 , เครื่องวัดสีในน้ำตัวอย่าง HI727 , เครื่องวัดปริมาณแอมโมเนีย ช่วงต่ำ รุ่น HI700 , เครื่องควบคุมค่าความนำไฟฟ้า , เครื่องวัดปริมาณฟอสเฟต ช่วงสูง รุ่น HI717 , เครื่องวัดปริมาณฟอสเฟต ช่วงต่ำ รุ่น HI713 , เครื่องวัดปริมาณแอมโมเนีย ช่วงสูง รุ่น HI733 | <a class="woocommerce-LoopProduct-link woocommerce-loop-product__link" href="https://www.hannathailand.com/product/hi7083l/">น้ำยามาตรฐานสอบเทียบ ค่ามาตรฐานความเค็ม</a> , <a class="woocommerce-LoopProduct-link woocommerce-loop-product__link" href="https://www.hannathailand.com/product/hi715-checker-hc-ammonia-mr/">เครื่องวัดปริมาณแอมโมเนีย ในน้ำ รุ่น HI715</a> , <a class="woocommerce-LoopProduct-link woocommerce-loop-product__link" href="https://www.hannathailand.com/product/hi727-checker-hc-color-of-water/">เครื่องวัดสีในน้ำตัวอย่าง HI727</a> , <a class="woocommerce-LoopProduct-link woocommerce-loop-product__link" href="https://www.hannathailand.com/product/hi700-checker-hc-ammonia-lr/">เครื่องวัดปริมาณแอมโมเนีย ช่วงต่ำ รุ่น HI700</a> , <a class="woocommerce-LoopProduct-link woocommerce-loop-product__link" href="https://www.hannathailand.com/product/hi8931cn/">เครื่องควบคุมค่าความนำไฟฟ้า</a> , <a class="woocommerce-LoopProduct-link woocommerce-loop-product__link" href="https://www.hannathailand.com/product/hi717-checker-hc-phosphate-hr/">เครื่องวัดปริมาณฟอสเฟต ช่วงสูง รุ่น HI717</a> , <a class="woocommerce-LoopProduct-link woocommerce-loop-product__link" href="https://www.hannathailand.com/product/hi713-checker-hc-phosphate-lr/">เครื่องวัดปริมาณฟอสเฟต ช่วงต่ำ รุ่น HI713</a> , <a class="woocommerce-LoopProduct-link woocommerce-loop-product__link" href="https://www.hannathailand.com/product/hi733-checker-hc-ammonia-hr/">เครื่องวัดปริมาณแอมโมเนีย ช่วงสูง รุ่น HI733</a> | https://www.hannathailand.com/wp-content/uploads/2021/07/10-500x500.jpg , https://www.hannathailand.com/wp-content/uploads/2022/06/miniphotometerfurammoniakmittel2416_11-600x600.jpg , https://www.hannathailand.com/wp-content/uploads/2022/06/miniphotometerfurfarbe843_11-600x600.jpg , https://www.hannathailand.com/wp-content/uploads/2022/06/hi700_400pxl-600x600.jpg , https://www.hannathailand.com/wp-content/uploads/2021/07/2-500x500.jpg , https://www.hannathailand.com/wp-content/uploads/2022/06/miniphotometerfurphosphathoch827_11-600x600.jpg , https://www.hannathailand.com/wp-content/uploads/2022/06/hi713_lg51caffcdce23e-600x600.jpg , https://www.hannathailand.com/wp-content/uploads/2022/06/miniphotometerfurammoniumhoch2418_11-600x600.jpg
92 | HI93713-01 Phosphate LR – Reagents – 100 Tests | สารเคมี , สินค้าทั้งหมด , เครื่องโฟโตมิเตอร์ | https://www.hannathailand.com/product-category/spectrophotometer/ | https://www.hannathailand.com/product/hi93713-01-phosphate-lr-reagents-100-tests/ | HI93713-01 | 1,872.50 |  | <div aria-labelledby="tab-title-additional_information" class="woocommerce-Tabs-panel woocommerce-Tabs-panel--additional_information panel entry-content" id="tab-additional_information" role="tabpanel"> </div> | Reagents for the photometric determination of phosphate in the range up to 2.50 mg / L. ascorbic acid method | <div aria-labelledby="tab-title-description" class="woocommerce-Tabs-panel woocommerce-Tabs-panel--description panel entry-content active" id="tab-description" role="tabpanel"> <p><span class="hps">Reagents for</span> <span class="hps">the photometric determination</span> <span class="hps">of phosphate</span> <span class="hps">in the range</span> <span class="hps">up to 2.50</span> <span class="hps">mg /</span> <span class="hps">L.</span> <span class="hps">ascorbic acid</span> <span class="hps">method</span></p> </div> | Reagents for Photometers – low phosphate – Determination (100 tests) | <div class="product-short-description"> <p>Reagents for Photometers – low phosphate – Determination (100 tests)</p> </div> | https://www.hannathailand.com/wp-content/uploads/2022/06/41txx2grpl_sl500_aa300_1.jpg | ซัลไฟด์สารต้านอนุมูลอิสระบัฟเฟอร์ , เครื่องวัดปริมาณฟอสฟอรัส ช่วงสูง รุ่น HI706 , น้ำยามาตรฐานสำหรับค่าโซเดียม , เครื่องวัดปริมาณแอมโมเนีย ช่วงสูง รุ่น HI733 , เครื่องวัดปริมาณแอมโมเนีย ในน้ำ รุ่น HI715 , เครื่องวัดปริมาณฟอสเฟต ช่วงต่ำ รุ่น HI713 , น้ำยามาตรฐานสอบเทียบ ค่ามาตรฐานความเค็ม , เซ็นเซอร์วัดออกซิเจนในน้ำสำหรับ HI9829 มัลติพารามิเตอร์ | <a class="woocommerce-LoopProduct-link woocommerce-loop-product__link" href="https://www.hannathailand.com/product/hi4015-00/">ซัลไฟด์สารต้านอนุมูลอิสระบัฟเฟอร์</a> , <a class="woocommerce-LoopProduct-link woocommerce-loop-product__link" href="https://www.hannathailand.com/product/hi706-checker-hc-phosphorous-hr/">เครื่องวัดปริมาณฟอสฟอรัส ช่วงสูง รุ่น HI706</a> , <a class="woocommerce-LoopProduct-link woocommerce-loop-product__link" href="https://www.hannathailand.com/product/hi7090l/">น้ำยามาตรฐานสำหรับค่าโซเดียม</a> , <a class="woocommerce-LoopProduct-link woocommerce-loop-product__link" href="https://www.hannathailand.com/product/hi733-checker-hc-ammonia-hr/">เครื่องวัดปริมาณแอมโมเนีย ช่วงสูง รุ่น HI733</a> , <a class="woocommerce-LoopProduct-link woocommerce-loop-product__link" href="https://www.hannathailand.com/product/hi715-checker-hc-ammonia-mr/">เครื่องวัดปริมาณแอมโมเนีย ในน้ำ รุ่น HI715</a> , <a class="woocommerce-LoopProduct-link woocommerce-loop-product__link" href="https://www.hannathailand.com/product/hi713-checker-hc-phosphate-lr/">เครื่องวัดปริมาณฟอสเฟต ช่วงต่ำ รุ่น HI713</a> , <a class="woocommerce-LoopProduct-link woocommerce-loop-product__link" href="https://www.hannathailand.com/product/hi7083l/">น้ำยามาตรฐานสอบเทียบ ค่ามาตรฐานความเค็ม</a> , <a class="woocommerce-LoopProduct-link woocommerce-loop-product__link" href="https://www.hannathailand.com/product/hi7609829-2/">เซ็นเซอร์วัดออกซิเจนในน้ำสำหรับ HI9829 มัลติพารามิเตอร์</a> | https://www.hannathailand.com/wp-content/uploads/2021/07/7-500x500.jpg , https://www.hannathailand.com/wp-content/uploads/2022/06/hi706_400-600x600.jpg , https://www.hannathailand.com/wp-content/uploads/2021/07/12-500x500.jpg , https://www.hannathailand.com/wp-content/uploads/2022/06/miniphotometerfurammoniumhoch2418_11-600x600.jpg , https://www.hannathailand.com/wp-content/uploads/2022/06/miniphotometerfurammoniakmittel2416_11-600x600.jpg , https://www.hannathailand.com/wp-content/uploads/2022/06/hi713_lg51caffcdce23e-600x600.jpg , https://www.hannathailand.com/wp-content/uploads/2021/07/10-500x500.jpg , https://www.hannathailand.com/wp-content/uploads/2021/07/5-500x500.jpg
93 | HI93714-01 Cyanide – Reagents – 100 Tests | สารเคมี , สินค้าทั้งหมด , เครื่องโฟโตมิเตอร์ | https://www.hannathailand.com/product-category/spectrophotometer/ | https://www.hannathailand.com/product/hi93714-01-cyanide-reagents-100-tests/ | HI93714-01 | 4,601.00 |  | <div aria-labelledby="tab-title-additional_information" class="woocommerce-Tabs-panel woocommerce-Tabs-panel--additional_information panel entry-content" id="tab-additional_information" role="tabpanel"> </div> | Reagents for the photometric determination of cyanide in the range up to 0200 mg / L. Pyridine-pyrazalone method. | <div aria-labelledby="tab-title-description" class="woocommerce-Tabs-panel woocommerce-Tabs-panel--description panel entry-content active" id="tab-description" role="tabpanel"> <div id="tts_button"><span id="result_box" lang="en"><span class="hps">Reagents for</span> <span class="hps">the photometric determination</span> <span class="hps">of cyanide</span> <span class="hps">in the</span> <span class="hps">range up to</span> <span class="hps">0200</span> <span class="hps">mg /</span> <span class="hps">L.</span> <span class="hps atn">Pyridine-</span><span>pyrazalone</span> <span class="hps">method.</span></span></div> </div> | Reagents for Photometers – Determination of cyanide (100 tests) | <div class="product-short-description"> <p>Reagents for Photometers – Determination of cyanide (100 tests)</p> </div> | https://www.hannathailand.com/wp-content/uploads/2022/06/81v1gc864ll_aa1500_1.jpg | เครื่องวัดปริมาณฟอสฟอรัส ช่วงสูง รุ่น HI706 , น้ำยามาตรฐานสอบเทียบ ค่ามาตรฐานความเค็ม , เครื่องวัดค่าเหล็ก รุ่น HI721 , เครื่องวัดปริมาณไนไตรท์ ช่วงสูง ในตัวอย่างน้ำ รุ่น HI708 , เครื่องวัดปริมาณไอโอดีน รุ่น HI718 , เครื่องวัดสีในน้ำตัวอย่าง HI727 , เครื่องควบคุมค่าความนำไฟฟ้า , เครื่องวัดปริมาณนิกเกิล ช่วงสูง รุ่น HI726 | <a class="woocommerce-LoopProduct-link woocommerce-loop-product__link" href="https://www.hannathailand.com/product/hi706-checker-hc-phosphorous-hr/">เครื่องวัดปริมาณฟอสฟอรัส ช่วงสูง รุ่น HI706</a> , <a class="woocommerce-LoopProduct-link woocommerce-loop-product__link" href="https://www.hannathailand.com/product/hi7083l/">น้ำยามาตรฐานสอบเทียบ ค่ามาตรฐานความเค็ม</a> , <a class="woocommerce-LoopProduct-link woocommerce-loop-product__link" href="https://www.hannathailand.com/product/hi721-checker-hc-iron/">เครื่องวัดค่าเหล็ก รุ่น HI721</a> , <a class="woocommerce-LoopProduct-link woocommerce-loop-product__link" href="https://www.hannathailand.com/product/hi708-checker-hc-nitrite-hr/">เครื่องวัดปริมาณไนไตรท์ ช่วงสูง ในตัวอย่างน้ำ รุ่น HI708</a> , <a class="woocommerce-LoopProduct-link woocommerce-loop-product__link" href="https://www.hannathailand.com/product/hi718-checker-hc-iodine/">เครื่องวัดปริมาณไอโอดีน รุ่น HI718</a> , <a class="woocommerce-LoopProduct-link woocommerce-loop-product__link" href="https://www.hannathailand.com/product/hi727-checker-hc-color-of-water/">เครื่องวัดสีในน้ำตัวอย่าง HI727</a> , <a class="woocommerce-LoopProduct-link woocommerce-loop-product__link" href="https://www.hannathailand.com/product/hi8931cn/">เครื่องควบคุมค่าความนำไฟฟ้า</a> , <a class="woocommerce-LoopProduct-link woocommerce-loop-product__link" href="https://www.hannathailand.com/product/hi726-checker-hc-nickel-hr/">เครื่องวัดปริมาณนิกเกิล ช่วงสูง รุ่น HI726</a> | https://www.hannathailand.com/wp-content/uploads/2022/06/hi706_400-600x600.jpg , https://www.hannathailand.com/wp-content/uploads/2021/07/10-500x500.jpg , https://www.hannathailand.com/wp-content/uploads/2022/06/miniphotometerfureisen832_11-600x600.jpg , https://www.hannathailand.com/wp-content/uploads/2022/06/miniphotometerfurnitrithoch2420_11-600x600.jpg , https://www.hannathailand.com/wp-content/uploads/2022/06/miniphotometerfuriod829_11-600x600.jpg , https://www.hannathailand.com/wp-content/uploads/2022/06/miniphotometerfurfarbe843_11-600x600.jpg , https://www.hannathailand.com/wp-content/uploads/2021/07/2-500x500.jpg , https://www.hannathailand.com/wp-content/uploads/2022/06/miniphotometerfurnickelhoch841_11-600x600.jpg
94 | HI93715-01 Ammonia MR – Reagents – 100 Tests | สารเคมี , สินค้าทั้งหมด , เครื่องโฟโตมิเตอร์ | https://www.hannathailand.com/product-category/spectrophotometer/ | https://www.hannathailand.com/product/hi93715-01-ammonia-mr-reagents-100-tests/ | HI93715-01 | 2,996.00 |  | <div aria-labelledby="tab-title-additional_information" class="woocommerce-Tabs-panel woocommerce-Tabs-panel--additional_information panel entry-content" id="tab-additional_information" role="tabpanel"> </div> | Reagents for the photometric determination of ammonia in the range up to 9.99 mg / L. Nessler method | <div aria-labelledby="tab-title-description" class="woocommerce-Tabs-panel woocommerce-Tabs-panel--description panel entry-content active" id="tab-description" role="tabpanel"> <p><span class="hps">Reagents for</span> <span class="hps">the photometric determination</span> <span class="hps">of ammonia</span> <span class="hps">in the range</span> <span class="hps">up to</span> <span class="hps">9.99</span> <span class="hps">mg /</span> <span class="hps">L.</span> <span class="hps">Nessler</span> <span class="hps">method</span></p> </div> | Reagents for Photometers – ammonia medium – Determination (100 tests) | <div class="product-short-description"> <p>Reagents for Photometers – ammonia medium – Determination (100 tests)</p> </div> | https://www.hannathailand.com/wp-content/uploads/2022/06/41bejbykjl_sl500_aa300_1.jpg | เครื่องควบคุมค่าความนำไฟฟ้า , เครื่องวัดปริมาณนิกเกิล ช่วงสูง รุ่น HI726 , เครื่องวัดปริมาณไอโอดีน รุ่น HI718 , เครื่องวัดปริมาณคลอรีนรวม รุ่น HI711 , น้ำยามาตรฐานสอบเทียบ , เครื่องวัดปริมาณฟลูออไรด์ ช่วงต่ำ รุ่น HI729 , เครื่องวัดปริมาณแอมโมเนีย ในน้ำ รุ่น HI715 , น้ำยามาตรฐานสอบเทียบ ค่ามาตรฐานความเค็ม | <a class="woocommerce-LoopProduct-link woocommerce-loop-product__link" href="https://www.hannathailand.com/product/hi8931cn/">เครื่องควบคุมค่าความนำไฟฟ้า</a> , <a class="woocommerce-LoopProduct-link woocommerce-loop-product__link" href="https://www.hannathailand.com/product/hi726-checker-hc-nickel-hr/">เครื่องวัดปริมาณนิกเกิล ช่วงสูง รุ่น HI726</a> , <a class="woocommerce-LoopProduct-link woocommerce-loop-product__link" href="https://www.hannathailand.com/product/hi718-checker-hc-iodine/">เครื่องวัดปริมาณไอโอดีน รุ่น HI718</a> , <a class="woocommerce-LoopProduct-link woocommerce-loop-product__link" href="https://www.hannathailand.com/product/hi711-checker-hc-total-chlorine/">เครื่องวัดปริมาณคลอรีนรวม รุ่น HI711</a> , <a class="woocommerce-LoopProduct-link woocommerce-loop-product__link" href="https://www.hannathailand.com/product/hi9828-25/">น้ำยามาตรฐานสอบเทียบ</a> , <a class="woocommerce-LoopProduct-link woocommerce-loop-product__link" href="https://www.hannathailand.com/product/hi729-checker-hc-fluoride-lr/">เครื่องวัดปริมาณฟลูออไรด์ ช่วงต่ำ รุ่น HI729</a> , <a class="woocommerce-LoopProduct-link woocommerce-loop-product__link" href="https://www.hannathailand.com/product/hi715-checker-hc-ammonia-mr/">เครื่องวัดปริมาณแอมโมเนีย ในน้ำ รุ่น HI715</a> , <a class="woocommerce-LoopProduct-link woocommerce-loop-product__link" href="https://www.hannathailand.com/product/hi7083l/">น้ำยามาตรฐานสอบเทียบ ค่ามาตรฐานความเค็ม</a> | https://www.hannathailand.com/wp-content/uploads/2021/07/2-500x500.jpg , https://www.hannathailand.com/wp-content/uploads/2022/06/miniphotometerfurnickelhoch841_11-600x600.jpg , https://www.hannathailand.com/wp-content/uploads/2022/06/miniphotometerfuriod829_11-600x600.jpg , https://www.hannathailand.com/wp-content/uploads/2022/06/hi711_lg-600x600.jpg , https://www.hannathailand.com/wp-content/uploads/2021/07/8-500x500.jpg , https://www.hannathailand.com/wp-content/uploads/2022/06/miniphotometerfurfluoridniedrig844_11-600x600.jpg , https://www.hannathailand.com/wp-content/uploads/2022/06/miniphotometerfurammoniakmittel2416_11-600x600.jpg , https://www.hannathailand.com/wp-content/uploads/2021/07/10-500x500.jpg
95 | HI93716-01 Bromine – Reagentst – 100 Tests | สารเคมี , สินค้าทั้งหมด , เครื่องโฟโตมิเตอร์ | https://www.hannathailand.com/product-category/spectrophotometer/ | https://www.hannathailand.com/product/hi93716-01-bromine-reagentst-100-tests/ | HI93716-01 | 1,498.00 |  | <div aria-labelledby="tab-title-additional_information" class="woocommerce-Tabs-panel woocommerce-Tabs-panel--additional_information panel entry-content" id="tab-additional_information" role="tabpanel"> </div> | Reagent for the photometric determination of bromine in the area to 10.00 mg / L. DPD method. | <div aria-labelledby="tab-title-description" class="woocommerce-Tabs-panel woocommerce-Tabs-panel--description panel entry-content active" id="tab-description" role="tabpanel"> <p><span class="hps">Reagent</span> <span class="hps">for</span> <span class="hps">the photometric determination</span> <span class="hps">of</span> <span class="hps">bromine</span> <span class="hps">in the area</span> <span class="hps">to</span> <span class="hps">10.00</span> <span class="hps">mg /</span> <span class="hps">L.</span> <span class="hps">DPD</span> <span class="hps">method.</span></p> </div> | Reagents for Photometers – Determination of bromine (100 tests) | <div class="product-short-description"> <p>Reagents for Photometers – Determination of bromine (100 tests)</p> </div> | https://www.hannathailand.com/wp-content/uploads/2022/06/41jfjoasv4l1.jpg | เครื่องควบคุมค่าความนำไฟฟ้า , เครื่องวัดปริมาณไนไตรท์ ช่วงต่ำ รุ่น HI707 , เครื่องวัดปริมาณฟอสฟอรัส ช่วงต่ำมาก รุ่น HI736 , น้ำยามาตรฐานสอบเทียบ ค่ามาตรฐานความเค็ม , สารละลายมาตรฐานความขุ่น 20 NTU , เครื่องวัดปริมาณคลอรีนอิสระ รุ่น HI701 , น้ำยามาตรฐานสอบเทียบ , เครื่องวัดปริมาณไอโอดีน รุ่น HI718 | <a class="woocommerce-LoopProduct-link woocommerce-loop-product__link" href="https://www.hannathailand.com/product/hi8931cn/">เครื่องควบคุมค่าความนำไฟฟ้า</a> , <a class="woocommerce-LoopProduct-link woocommerce-loop-product__link" href="https://www.hannathailand.com/product/hi707-checker-hc-nitrite-lr/">เครื่องวัดปริมาณไนไตรท์ ช่วงต่ำ รุ่น HI707</a> , <a class="woocommerce-LoopProduct-link woocommerce-loop-product__link" href="https://www.hannathailand.com/product/phosphorous-marine/">เครื่องวัดปริมาณฟอสฟอรัส ช่วงต่ำมาก รุ่น HI736</a> , <a class="woocommerce-LoopProduct-link woocommerce-loop-product__link" href="https://www.hannathailand.com/product/hi7080l/">น้ำยามาตรฐานสอบเทียบ ค่ามาตรฐานความเค็ม</a> , <a class="woocommerce-LoopProduct-link woocommerce-loop-product__link" href="https://www.hannathailand.com/product/hi93102-20/">สารละลายมาตรฐานความขุ่น 20 NTU</a> , <a class="woocommerce-LoopProduct-link woocommerce-loop-product__link" href="https://www.hannathailand.com/product/hi701-checker-hc-free-chlorine/">เครื่องวัดปริมาณคลอรีนอิสระ รุ่น HI701</a> , <a class="woocommerce-LoopProduct-link woocommerce-loop-product__link" href="https://www.hannathailand.com/product/hi9828-25/">น้ำยามาตรฐานสอบเทียบ</a> , <a class="woocommerce-LoopProduct-link woocommerce-loop-product__link" href="https://www.hannathailand.com/product/hi718-checker-hc-iodine/">เครื่องวัดปริมาณไอโอดีน รุ่น HI718</a> | https://www.hannathailand.com/wp-content/uploads/2021/07/2-500x500.jpg , https://www.hannathailand.com/wp-content/uploads/2022/06/hi707400-600x600.jpg , https://www.hannathailand.com/wp-content/uploads/2021/12/HI736-600x600.jpg , https://www.hannathailand.com/wp-content/uploads/2021/07/11-500x500.jpg , https://www.hannathailand.com/wp-content/uploads/2021/07/9-500x500.jpg , https://www.hannathailand.com/wp-content/uploads/2021/11/hi701-500x500.jpg , https://www.hannathailand.com/wp-content/uploads/2021/07/8-500x500.jpg , https://www.hannathailand.com/wp-content/uploads/2022/06/miniphotometerfuriod829_11-600x600.jpg
96 | HI93717-01 Phosphate HR – Reagents – 100 Tests | สารเคมี , สินค้าทั้งหมด , เครื่องโฟโตมิเตอร์ | https://www.hannathailand.com/product-category/spectrophotometer/ | https://www.hannathailand.com/product/hi93717-01-phosphate-hr-reagents-100-tests/ | HI93717-01 | 1,658.50 |  | <div aria-labelledby="tab-title-additional_information" class="woocommerce-Tabs-panel woocommerce-Tabs-panel--additional_information panel entry-content" id="tab-additional_information" role="tabpanel"> </div> | Reagents for the photometric determination of phosphate in the range of up to 30.0 mg / L. amino acid method | <div aria-labelledby="tab-title-description" class="woocommerce-Tabs-panel woocommerce-Tabs-panel--description panel entry-content active" id="tab-description" role="tabpanel"> <p><span class="hps">Reagents for</span> <span class="hps">the photometric determination</span> <span class="hps">of phosphate in the</span> <span class="hps">range of up to</span> <span class="hps">30.0</span> <span class="hps">mg /</span> <span class="hps">L.</span> <span class="hps">amino acid</span> <span class="hps">method</span></p> </div> | Reagents for Photometers – phosphate high – definition (100 tests) | <div class="product-short-description"> <p>Reagents for Photometers – phosphate high – definition (100 tests)</p> </div> | https://www.hannathailand.com/wp-content/uploads/2022/06/81ibhvichpl_aa1500_1.jpg | เครื่องวัดคลอรีน , น้ำยามาตรฐานสอบเทียบ ค่ามาตรฐานความเค็ม , สารละลายมาตรฐานความขุ่น 20 NTU , เครื่องวัดปริมาณโบรมีน ในตัวอย่างน้ำ รุ่น HI716 , เครื่องวัดปริมาณฟอสฟอรัส ช่วงสูง รุ่น HI706 , เครื่องวัดปริมาณแอมโมเนีย ในน้ำ รุ่น HI715 , เครื่องวัดปริมาณไอโอดีน รุ่น HI718 , เครื่องวัดปริมาณแอมโมเนีย ช่วงต่ำ รุ่น HI700 | <a class="woocommerce-LoopProduct-link woocommerce-loop-product__link" href="https://www.hannathailand.com/product/free-chlorine/">เครื่องวัดคลอรีน</a> , <a class="woocommerce-LoopProduct-link woocommerce-loop-product__link" href="https://www.hannathailand.com/product/hi7083l/">น้ำยามาตรฐานสอบเทียบ ค่ามาตรฐานความเค็ม</a> , <a class="woocommerce-LoopProduct-link woocommerce-loop-product__link" href="https://www.hannathailand.com/product/hi93102-20/">สารละลายมาตรฐานความขุ่น 20 NTU</a> , <a class="woocommerce-LoopProduct-link woocommerce-loop-product__link" href="https://www.hannathailand.com/product/hi716-checker-hc-bromine/">เครื่องวัดปริมาณโบรมีน ในตัวอย่างน้ำ รุ่น HI716</a> , <a class="woocommerce-LoopProduct-link woocommerce-loop-product__link" href="https://www.hannathailand.com/product/hi706-checker-hc-phosphorous-hr/">เครื่องวัดปริมาณฟอสฟอรัส ช่วงสูง รุ่น HI706</a> , <a class="woocommerce-LoopProduct-link woocommerce-loop-product__link" href="https://www.hannathailand.com/product/hi715-checker-hc-ammonia-mr/">เครื่องวัดปริมาณแอมโมเนีย ในน้ำ รุ่น HI715</a> , <a class="woocommerce-LoopProduct-link woocommerce-loop-product__link" href="https://www.hannathailand.com/product/hi718-checker-hc-iodine/">เครื่องวัดปริมาณไอโอดีน รุ่น HI718</a> , <a class="woocommerce-LoopProduct-link woocommerce-loop-product__link" href="https://www.hannathailand.com/product/hi700-checker-hc-ammonia-lr/">เครื่องวัดปริมาณแอมโมเนีย ช่วงต่ำ รุ่น HI700</a> | https://www.hannathailand.com/wp-content/uploads/2021/07/1-500x500.jpg , https://www.hannathailand.com/wp-content/uploads/2021/07/10-500x500.jpg , https://www.hannathailand.com/wp-content/uploads/2021/07/9-500x500.jpg , https://www.hannathailand.com/wp-content/uploads/2022/06/miniphotometerfurfreiesgesamtchlor704_11-600x600.jpg , https://www.hannathailand.com/wp-content/uploads/2022/06/hi706_400-600x600.jpg , https://www.hannathailand.com/wp-content/uploads/2022/06/miniphotometerfurammoniakmittel2416_11-600x600.jpg , https://www.hannathailand.com/wp-content/uploads/2022/06/miniphotometerfuriod829_11-600x600.jpg , https://www.hannathailand.com/wp-content/uploads/2022/06/hi700_400pxl-600x600.jpg
97 | HI93718-01 Iodine – Reagents – 100 Tests | สารเคมี , สินค้าทั้งหมด , เครื่องโฟโตมิเตอร์ | https://www.hannathailand.com/product-category/spectrophotometer/ | https://www.hannathailand.com/product/hi93718-01-iodine-reagents-100-tests/ | HI93718-01 | 1,498.00 |  | <div aria-labelledby="tab-title-additional_information" class="woocommerce-Tabs-panel woocommerce-Tabs-panel--additional_information panel entry-content" id="tab-additional_information" role="tabpanel"> </div> | Reagents for the photometric determination of iodine in the range up to 12.5 mg / L. DPD method. | <div aria-labelledby="tab-title-description" class="woocommerce-Tabs-panel woocommerce-Tabs-panel--description panel entry-content active" id="tab-description" role="tabpanel"> <p><span class="hps">Reagents for</span> <span class="hps">the photometric determination</span> <span class="hps">of iodine</span> <span class="hps">in the range</span> <span class="hps">up to 12.5</span> <span class="hps">mg /</span> <span class="hps">L.</span> <span class="hps">DPD</span> <span class="hps">method.</span><br/> </p> </div> | Reagents for Photometers – Determination of iodine (100 tests) | <div class="product-short-description"> <p>Reagents for Photometers – Determination of iodine (100 tests)</p> </div> | https://www.hannathailand.com/wp-content/uploads/2022/06/51jnhuidtol_sl500_aa300_1.jpg | เครื่องวัดปริมาณแอมโมเนีย ช่วงสูง รุ่น HI733 , เครื่องวัดปริมาณโครเมี่ยม ช่วงสูง รุ่น HI723 , เครื่องวัดปริมาณฟอสฟอรัส ช่วงสูง รุ่น HI706 , เครื่องวัดปริมาณโบรมีน ในตัวอย่างน้ำ รุ่น HI716 , เครื่องวัดปริมาณไนไตรท์ ช่วงสูง ในตัวอย่างน้ำ รุ่น HI708 , เครื่องวัดปริมาณฟอสเฟต ช่วงสูง รุ่น HI717 , เครื่องวัดปริมาณซิลิกา ช่วงต่ำ ในตัวอย่างน้ำ รุ่น HI705 , เครื่องวัดปริมาณแอมโมเนีย ในน้ำ รุ่น HI715 | <a class="woocommerce-LoopProduct-link woocommerce-loop-product__link" href="https://www.hannathailand.com/product/hi733-checker-hc-ammonia-hr/">เครื่องวัดปริมาณแอมโมเนีย ช่วงสูง รุ่น HI733</a> , <a class="woocommerce-LoopProduct-link woocommerce-loop-product__link" href="https://www.hannathailand.com/product/hi723-checker-hc-chromium-vi-hr/">เครื่องวัดปริมาณโครเมี่ยม ช่วงสูง รุ่น HI723</a> , <a class="woocommerce-LoopProduct-link woocommerce-loop-product__link" href="https://www.hannathailand.com/product/hi706-checker-hc-phosphorous-hr/">เครื่องวัดปริมาณฟอสฟอรัส ช่วงสูง รุ่น HI706</a> , <a class="woocommerce-LoopProduct-link woocommerce-loop-product__link" href="https://www.hannathailand.com/product/hi716-checker-hc-bromine/">เครื่องวัดปริมาณโบรมีน ในตัวอย่างน้ำ รุ่น HI716</a> , <a class="woocommerce-LoopProduct-link woocommerce-loop-product__link" href="https://www.hannathailand.com/product/hi708-checker-hc-nitrite-hr/">เครื่องวัดปริมาณไนไตรท์ ช่วงสูง ในตัวอย่างน้ำ รุ่น HI708</a> , <a class="woocommerce-LoopProduct-link woocommerce-loop-product__link" href="https://www.hannathailand.com/product/hi717-checker-hc-phosphate-hr/">เครื่องวัดปริมาณฟอสเฟต ช่วงสูง รุ่น HI717</a> , <a class="woocommerce-LoopProduct-link woocommerce-loop-product__link" href="https://www.hannathailand.com/product/hi705-checker-hc-silica-lr/">เครื่องวัดปริมาณซิลิกา ช่วงต่ำ ในตัวอย่างน้ำ รุ่น HI705</a> , <a class="woocommerce-LoopProduct-link woocommerce-loop-product__link" href="https://www.hannathailand.com/product/hi715-checker-hc-ammonia-mr/">เครื่องวัดปริมาณแอมโมเนีย ในน้ำ รุ่น HI715</a> | https://www.hannathailand.com/wp-content/uploads/2022/06/miniphotometerfurammoniumhoch2418_11-600x600.jpg , https://www.hannathailand.com/wp-content/uploads/2022/06/miniphotometerfurchromvihoch839_11-600x600.jpg , https://www.hannathailand.com/wp-content/uploads/2022/06/hi706_400-600x600.jpg , https://www.hannathailand.com/wp-content/uploads/2022/06/miniphotometerfurfreiesgesamtchlor704_11-600x600.jpg , https://www.hannathailand.com/wp-content/uploads/2022/06/miniphotometerfurnitrithoch2420_11-600x600.jpg , https://www.hannathailand.com/wp-content/uploads/2022/06/miniphotometerfurphosphathoch827_11-600x600.jpg , https://www.hannathailand.com/wp-content/uploads/2022/06/hi705400-600x600.jpg , https://www.hannathailand.com/wp-content/uploads/2022/06/miniphotometerfurammoniakmittel2416_11-600x600.jpg
98 | HI93719-01 Hardness Magnesium – Reagents -100 Tests | สารเคมี , สินค้าทั้งหมด , เครื่องโฟโตมิเตอร์ | https://www.hannathailand.com/product-category/spectrophotometer/ | https://www.hannathailand.com/product/hi93719-01-hardness-magnesium-reagents-100-tests/ | HI93719-01 | 2,782.00 |  | <div aria-labelledby="tab-title-additional_information" class="woocommerce-Tabs-panel woocommerce-Tabs-panel--additional_information panel entry-content" id="tab-additional_information" role="tabpanel"> </div> | Reagents for the photometric determination of magnesium hardness in the range up to 2:00 mg / L. EDTA method. | <div aria-labelledby="tab-title-description" class="woocommerce-Tabs-panel woocommerce-Tabs-panel--description panel entry-content active" id="tab-description" role="tabpanel"> <p><span class="hps">Reagents for</span> <span class="hps">the photometric determination</span> <span class="hps">of magnesium</span> <span class="hps">hardness in the range</span> <span class="hps">up to</span> <span class="hps">2:00</span> <span class="hps">mg /</span> <span class="hps">L.</span> <span class="hps">EDTA</span> <span class="hps">method.</span><br/> </p> </div> | Reagents for Photometers – Determination of magnesium hardness (100 tests) | <div class="product-short-description"> <p>Reagents for Photometers – Determination of magnesium hardness (100 tests)</p> </div> | https://www.hannathailand.com/wp-content/uploads/2022/06/81aunilwuzl_aa1500_1.jpg | เครื่องวัดปริมาณไนไตรท์ ช่วงต่ำ รุ่น HI707 , เครื่องวัดปริมาณฟอสเฟต ช่วงต่ำ รุ่น HI713 , เครื่องวัดปริมาณโบรมีน ในตัวอย่างน้ำ รุ่น HI716 , เครื่องวัดปริมาณแอมโมเนีย ช่วงต่ำ รุ่น HI700 , เครื่องวัดปริมาณแอมโมเนีย ในน้ำ รุ่น HI715 , สารละลายมาตรฐานความขุ่น 20 NTU , เครื่องวัดปริมาณไอโอดีน รุ่น HI718 , เครื่องวัดคลอรีน | <a class="woocommerce-LoopProduct-link woocommerce-loop-product__link" href="https://www.hannathailand.com/product/hi707-checker-hc-nitrite-lr/">เครื่องวัดปริมาณไนไตรท์ ช่วงต่ำ รุ่น HI707</a> , <a class="woocommerce-LoopProduct-link woocommerce-loop-product__link" href="https://www.hannathailand.com/product/hi713-checker-hc-phosphate-lr/">เครื่องวัดปริมาณฟอสเฟต ช่วงต่ำ รุ่น HI713</a> , <a class="woocommerce-LoopProduct-link woocommerce-loop-product__link" href="https://www.hannathailand.com/product/hi716-checker-hc-bromine/">เครื่องวัดปริมาณโบรมีน ในตัวอย่างน้ำ รุ่น HI716</a> , <a class="woocommerce-LoopProduct-link woocommerce-loop-product__link" href="https://www.hannathailand.com/product/hi700-checker-hc-ammonia-lr/">เครื่องวัดปริมาณแอมโมเนีย ช่วงต่ำ รุ่น HI700</a> , <a class="woocommerce-LoopProduct-link woocommerce-loop-product__link" href="https://www.hannathailand.com/product/hi715-checker-hc-ammonia-mr/">เครื่องวัดปริมาณแอมโมเนีย ในน้ำ รุ่น HI715</a> , <a class="woocommerce-LoopProduct-link woocommerce-loop-product__link" href="https://www.hannathailand.com/product/hi93102-20/">สารละลายมาตรฐานความขุ่น 20 NTU</a> , <a class="woocommerce-LoopProduct-link woocommerce-loop-product__link" href="https://www.hannathailand.com/product/hi718-checker-hc-iodine/">เครื่องวัดปริมาณไอโอดีน รุ่น HI718</a> , <a class="woocommerce-LoopProduct-link woocommerce-loop-product__link" href="https://www.hannathailand.com/product/free-chlorine/">เครื่องวัดคลอรีน</a> | https://www.hannathailand.com/wp-content/uploads/2022/06/hi707400-600x600.jpg , https://www.hannathailand.com/wp-content/uploads/2022/06/hi713_lg51caffcdce23e-600x600.jpg , https://www.hannathailand.com/wp-content/uploads/2022/06/miniphotometerfurfreiesgesamtchlor704_11-600x600.jpg , https://www.hannathailand.com/wp-content/uploads/2022/06/hi700_400pxl-600x600.jpg , https://www.hannathailand.com/wp-content/uploads/2022/06/miniphotometerfurammoniakmittel2416_11-600x600.jpg , https://www.hannathailand.com/wp-content/uploads/2021/07/9-500x500.jpg , https://www.hannathailand.com/wp-content/uploads/2022/06/miniphotometerfuriod829_11-600x600.jpg , https://www.hannathailand.com/wp-content/uploads/2021/07/1-500x500.jpg
99 | HI93720-01 Hardness Calcium – Reagents -100 Tests | สารเคมี , สินค้าทั้งหมด , เครื่องโฟโตมิเตอร์ | https://www.hannathailand.com/product-category/spectrophotometer/ | https://www.hannathailand.com/product/hi93720-01-hardness-calcium-reagents-100-tests/ | HI93720-01 | 2,782.00 |  | <div aria-labelledby="tab-title-additional_information" class="woocommerce-Tabs-panel woocommerce-Tabs-panel--additional_information panel entry-content" id="tab-additional_information" role="tabpanel"> </div> | Reagents for the photometric determination of calcium hardness in the range up to 2.70 mg / L. Calagmit method. | <div aria-labelledby="tab-title-description" class="woocommerce-Tabs-panel woocommerce-Tabs-panel--description panel entry-content active" id="tab-description" role="tabpanel"> <div id="tts_button"><span id="result_box" lang="en"><span class="hps">Reagents for</span> <span class="hps">the photometric determination</span> <span class="hps">of calcium</span> <span class="hps">hardness in the range</span> <span class="hps">up to</span> <span class="hps">2.70</span> <span class="hps">mg /</span> <span class="hps">L.</span> <span class="hps">Calagmit</span> <span class="hps">method.</span></span><br/> </div> </div> | Reagents for Photometers – Determination of calcium hardness (100 tests) | <div class="product-short-description"> <p>Reagents for Photometers – Determination of calcium hardness (100 tests)</p> </div> | https://www.hannathailand.com/wp-content/uploads/2022/06/812dpfro84l_aa1500_1.jpg | เครื่องวัดปริมาณนิกเกิล ช่วงสูง รุ่น HI726 , เครื่องวัดปริมาณโครเมี่ยม ช่วงสูง รุ่น HI723 , เครื่องวัดคลอรีน , เครื่องวัดปริมาณคลอรีนรวม รุ่น HI711 , เครื่องวัดปริมาณฟอสเฟต ช่วงสูง รุ่น HI717 , เครื่องวัดปริมาณแอมโมเนีย ช่วงสูง รุ่น HI733 , เครื่องวัดปริมาณแอมโมเนีย ในน้ำ รุ่น HI715 , เครื่องวัดปริมาณไอโอดีน รุ่น HI718 | <a class="woocommerce-LoopProduct-link woocommerce-loop-product__link" href="https://www.hannathailand.com/product/hi726-checker-hc-nickel-hr/">เครื่องวัดปริมาณนิกเกิล ช่วงสูง รุ่น HI726</a> , <a class="woocommerce-LoopProduct-link woocommerce-loop-product__link" href="https://www.hannathailand.com/product/hi723-checker-hc-chromium-vi-hr/">เครื่องวัดปริมาณโครเมี่ยม ช่วงสูง รุ่น HI723</a> , <a class="woocommerce-LoopProduct-link woocommerce-loop-product__link" href="https://www.hannathailand.com/product/free-chlorine/">เครื่องวัดคลอรีน</a> , <a class="woocommerce-LoopProduct-link woocommerce-loop-product__link" href="https://www.hannathailand.com/product/hi711-checker-hc-total-chlorine/">เครื่องวัดปริมาณคลอรีนรวม รุ่น HI711</a> , <a class="woocommerce-LoopProduct-link woocommerce-loop-product__link" href="https://www.hannathailand.com/product/hi717-checker-hc-phosphate-hr/">เครื่องวัดปริมาณฟอสเฟต ช่วงสูง รุ่น HI717</a> , <a class="woocommerce-LoopProduct-link woocommerce-loop-product__link" href="https://www.hannathailand.com/product/hi733-checker-hc-ammonia-hr/">เครื่องวัดปริมาณแอมโมเนีย ช่วงสูง รุ่น HI733</a> , <a class="woocommerce-LoopProduct-link woocommerce-loop-product__link" href="https://www.hannathailand.com/product/hi715-checker-hc-ammonia-mr/">เครื่องวัดปริมาณแอมโมเนีย ในน้ำ รุ่น HI715</a> , <a class="woocommerce-LoopProduct-link woocommerce-loop-product__link" href="https://www.hannathailand.com/product/hi718-checker-hc-iodine/">เครื่องวัดปริมาณไอโอดีน รุ่น HI718</a> | https://www.hannathailand.com/wp-content/uploads/2022/06/miniphotometerfurnickelhoch841_11-600x600.jpg , https://www.hannathailand.com/wp-content/uploads/2022/06/miniphotometerfurchromvihoch839_11-600x600.jpg , https://www.hannathailand.com/wp-content/uploads/2021/07/1-500x500.jpg , https://www.hannathailand.com/wp-content/uploads/2022/06/hi711_lg-600x600.jpg , https://www.hannathailand.com/wp-content/uploads/2022/06/miniphotometerfurphosphathoch827_11-600x600.jpg , https://www.hannathailand.com/wp-content/uploads/2022/06/miniphotometerfurammoniumhoch2418_11-600x600.jpg , https://www.hannathailand.com/wp-content/uploads/2022/06/miniphotometerfurammoniakmittel2416_11-600x600.jpg , https://www.hannathailand.com/wp-content/uploads/2022/06/miniphotometerfuriod829_11-600x600.jpg
100 | HI93721-01 Iron HR – Reagents -100 Tests | สารเคมี , สินค้าทั้งหมด , เครื่องโฟโตมิเตอร์ | https://www.hannathailand.com/product-category/spectrophotometer/ | https://www.hannathailand.com/product/hi93721-01-iron-hr-reagents-100-tests/ | HI93721-01 | 1,391.00 |  | <div aria-labelledby="tab-title-additional_information" class="woocommerce-Tabs-panel woocommerce-Tabs-panel--additional_information panel entry-content" id="tab-additional_information" role="tabpanel"> </div> | Reagents for the photometric determination of iron in the range to 5.00 mg / L. Phenanthroline method. | <div aria-labelledby="tab-title-description" class="woocommerce-Tabs-panel woocommerce-Tabs-panel--description panel entry-content active" id="tab-description" role="tabpanel"> <p><span class="hps">Reagents for</span> <span class="hps">the photometric determination</span> <span class="hps">of iron</span> <span class="hps">in the range</span> <span class="hps">to 5.00</span> <span class="hps">mg /</span> <span class="hps">L.</span> <span class="hps">Phenanthroline</span> <span class="hps">method.</span><br/> </p> </div> | Reagents for Photometers – Determination of iron high (100 tests) | <div class="product-short-description"> <p>Reagents for Photometers – Determination of iron high (100 tests)</p> </div> | https://www.hannathailand.com/wp-content/uploads/2022/06/41ngyvk8jnl_sl500_aa300_1.jpg | น้ำยามาตรฐานสอบเทียบ , เครื่องวัดคลอรีน , เครื่องวัดปริมาณไนไตรท์ ช่วงสูง ในตัวอย่างน้ำ รุ่น HI708 , เครื่องวัดปริมาณแอมโมเนีย ในน้ำ รุ่น HI715 , เครื่องวัดปริมาณฟอสฟอรัส ช่วงต่ำมาก รุ่น HI736 , เครื่องวัดปริมาณฟอสฟอรัส ช่วงสูง รุ่น HI706 , เครื่องวัดปริมาณไนไตรท์ ช่วงต่ำ รุ่น HI707 , เครื่องวัดปริมาณซิลิกา ช่วงต่ำ ในตัวอย่างน้ำ รุ่น HI705 | <a class="woocommerce-LoopProduct-link woocommerce-loop-product__link" href="https://www.hannathailand.com/product/hi9828-25/">น้ำยามาตรฐานสอบเทียบ</a> , <a class="woocommerce-LoopProduct-link woocommerce-loop-product__link" href="https://www.hannathailand.com/product/free-chlorine/">เครื่องวัดคลอรีน</a> , <a class="woocommerce-LoopProduct-link woocommerce-loop-product__link" href="https://www.hannathailand.com/product/hi708-checker-hc-nitrite-hr/">เครื่องวัดปริมาณไนไตรท์ ช่วงสูง ในตัวอย่างน้ำ รุ่น HI708</a> , <a class="woocommerce-LoopProduct-link woocommerce-loop-product__link" href="https://www.hannathailand.com/product/hi715-checker-hc-ammonia-mr/">เครื่องวัดปริมาณแอมโมเนีย ในน้ำ รุ่น HI715</a> , <a class="woocommerce-LoopProduct-link woocommerce-loop-product__link" href="https://www.hannathailand.com/product/phosphorous-marine/">เครื่องวัดปริมาณฟอสฟอรัส ช่วงต่ำมาก รุ่น HI736</a> , <a class="woocommerce-LoopProduct-link woocommerce-loop-product__link" href="https://www.hannathailand.com/product/hi706-checker-hc-phosphorous-hr/">เครื่องวัดปริมาณฟอสฟอรัส ช่วงสูง รุ่น HI706</a> , <a class="woocommerce-LoopProduct-link woocommerce-loop-product__link" href="https://www.hannathailand.com/product/hi707-checker-hc-nitrite-lr/">เครื่องวัดปริมาณไนไตรท์ ช่วงต่ำ รุ่น HI707</a> , <a class="woocommerce-LoopProduct-link woocommerce-loop-product__link" href="https://www.hannathailand.com/product/hi705-checker-hc-silica-lr/">เครื่องวัดปริมาณซิลิกา ช่วงต่ำ ในตัวอย่างน้ำ รุ่น HI705</a> | https://www.hannathailand.com/wp-content/uploads/2021/07/8-500x500.jpg , https://www.hannathailand.com/wp-content/uploads/2021/07/1-500x500.jpg , https://www.hannathailand.com/wp-content/uploads/2022/06/miniphotometerfurnitrithoch2420_11-600x600.jpg , https://www.hannathailand.com/wp-content/uploads/2022/06/miniphotometerfurammoniakmittel2416_11-600x600.jpg , https://www.hannathailand.com/wp-content/uploads/2021/12/HI736-600x600.jpg , https://www.hannathailand.com/wp-content/uploads/2022/06/hi706_400-600x600.jpg , https://www.hannathailand.com/wp-content/uploads/2022/06/hi707400-600x600.jpg , https://www.hannathailand.com/wp-content/uploads/2022/06/hi705400-600x600.jpg
101 | HI93722-01 Cyanuric Acid – Reagents – 100 Tests | สารเคมี , สินค้าทั้งหมด , เครื่องโฟโตมิเตอร์ | https://www.hannathailand.com/product-category/spectrophotometer/ | https://www.hannathailand.com/product/hi93722-01-cyanuric-acid-reagents-100-tests/ | HI93722-01 | 2,568.00 |  | <div aria-labelledby="tab-title-additional_information" class="woocommerce-Tabs-panel woocommerce-Tabs-panel--additional_information panel entry-content" id="tab-additional_information" role="tabpanel"> </div> | Reagent for the photometric determination of cyanuric acid. Turbidimetric method. | <div aria-labelledby="tab-title-description" class="woocommerce-Tabs-panel woocommerce-Tabs-panel--description panel entry-content active" id="tab-description" role="tabpanel"> <p><span class="hps">Reagent</span> <span class="hps">for</span> <span class="hps">the photometric determination</span> <span class="hps">of</span> <span class="hps">cyanuric acid</span><span>.</span> <span class="hps">Turbidimetric</span> <span class="hps">method.</span></p> </div> | Reagents for Photometers – Determination of cyanuric acid (100 tests) | <div class="product-short-description"> <p>Reagents for Photometers – Determination of cyanuric acid (100 tests)</p> </div> | https://www.hannathailand.com/wp-content/uploads/2022/06/31gluhj8kul__sl500_aa300_51e3e9817a4bf.jpg | สารละลายมาตรฐานความขุ่น 20 NTU , เซ็นเซอร์วัดออกซิเจนในน้ำสำหรับ HI9829 มัลติพารามิเตอร์ , เครื่องวัดปริมาณแอมโมเนีย ในน้ำ รุ่น HI715 , เครื่องวัดค่าเหล็ก รุ่น HI721 , เครื่องวัดปริมาณฟอสฟอรัส ช่วงสูง รุ่น HI706 , เครื่องวัดปริมาณฟอสฟอรัส ช่วงต่ำมาก รุ่น HI736 , เครื่องวัดปริมาณโบรมีน ในตัวอย่างน้ำ รุ่น HI716 , เครื่องวัดคลอรีน | <a class="woocommerce-LoopProduct-link woocommerce-loop-product__link" href="https://www.hannathailand.com/product/hi93102-20/">สารละลายมาตรฐานความขุ่น 20 NTU</a> , <a class="woocommerce-LoopProduct-link woocommerce-loop-product__link" href="https://www.hannathailand.com/product/hi7609829-2/">เซ็นเซอร์วัดออกซิเจนในน้ำสำหรับ HI9829 มัลติพารามิเตอร์</a> , <a class="woocommerce-LoopProduct-link woocommerce-loop-product__link" href="https://www.hannathailand.com/product/hi715-checker-hc-ammonia-mr/">เครื่องวัดปริมาณแอมโมเนีย ในน้ำ รุ่น HI715</a> , <a class="woocommerce-LoopProduct-link woocommerce-loop-product__link" href="https://www.hannathailand.com/product/hi721-checker-hc-iron/">เครื่องวัดค่าเหล็ก รุ่น HI721</a> , <a class="woocommerce-LoopProduct-link woocommerce-loop-product__link" href="https://www.hannathailand.com/product/hi706-checker-hc-phosphorous-hr/">เครื่องวัดปริมาณฟอสฟอรัส ช่วงสูง รุ่น HI706</a> , <a class="woocommerce-LoopProduct-link woocommerce-loop-product__link" href="https://www.hannathailand.com/product/phosphorous-marine/">เครื่องวัดปริมาณฟอสฟอรัส ช่วงต่ำมาก รุ่น HI736</a> , <a class="woocommerce-LoopProduct-link woocommerce-loop-product__link" href="https://www.hannathailand.com/product/hi716-checker-hc-bromine/">เครื่องวัดปริมาณโบรมีน ในตัวอย่างน้ำ รุ่น HI716</a> , <a class="woocommerce-LoopProduct-link woocommerce-loop-product__link" href="https://www.hannathailand.com/product/free-chlorine/">เครื่องวัดคลอรีน</a> | https://www.hannathailand.com/wp-content/uploads/2021/07/9-500x500.jpg , https://www.hannathailand.com/wp-content/uploads/2021/07/5-500x500.jpg , https://www.hannathailand.com/wp-content/uploads/2022/06/miniphotometerfurammoniakmittel2416_11-600x600.jpg , https://www.hannathailand.com/wp-content/uploads/2022/06/miniphotometerfureisen832_11-600x600.jpg , https://www.hannathailand.com/wp-content/uploads/2022/06/hi706_400-600x600.jpg , https://www.hannathailand.com/wp-content/uploads/2021/12/HI736-600x600.jpg , https://www.hannathailand.com/wp-content/uploads/2022/06/miniphotometerfurfreiesgesamtchlor704_11-600x600.jpg , https://www.hannathailand.com/wp-content/uploads/2021/07/1-500x500.jpg
102 | HI93723-01 Chromium VI HR – Reagents – 100 Tests | สารเคมี , สินค้าทั้งหมด , เครื่องโฟโตมิเตอร์ | https://www.hannathailand.com/product-category/spectrophotometer/ | https://www.hannathailand.com/product/hi93723-01-chromium-vi-hr-reagents-100-tests/ | HI93723-01 | 1,712.00 |  | <div aria-labelledby="tab-title-additional_information" class="woocommerce-Tabs-panel woocommerce-Tabs-panel--additional_information panel entry-content" id="tab-additional_information" role="tabpanel"> </div> | Reagent for the photometric determination of chromium VI in the range up to 1000 micrograms / L. Diphenylcarbohydrazid method. | <div aria-labelledby="tab-title-description" class="woocommerce-Tabs-panel woocommerce-Tabs-panel--description panel entry-content active" id="tab-description" role="tabpanel"> <p><span class="hps">Reagent</span> <span class="hps">for</span> <span class="hps">the photometric determination</span> <span class="hps">of chromium VI</span> <span class="hps">in the</span> <span class="hps">range up to 1000</span> <span class="hps">micrograms</span> <span class="hps">/</span> <span class="hps">L.</span> <span class="hps">Diphenylcarbohydrazid</span> <span class="hps">method.</span><br/> </p> </div> | Reagents for Photometers – Chromium VI determining high (100 tests) | <div class="product-short-description"> <p>Reagents for Photometers – Chromium VI determining high (100 tests)</p> </div> | https://www.hannathailand.com/wp-content/uploads/2022/06/814ma15y4l_aa1500_1.jpg | เครื่องวัดคลอรีน , เครื่องวัดปริมาณแอมโมเนีย ในน้ำ รุ่น HI715 , เครื่องวัดปริมาณคลอรีนรวม รุ่น HI711 , เครื่องวัดปริมาณโบรมีน ในตัวอย่างน้ำ รุ่น HI716 , เครื่องวัดปริมาณแอมโมเนีย ช่วงต่ำ รุ่น HI700 , เครื่องวัดปริมาณโครเมี่ยม ช่วงสูง รุ่น HI723 , เครื่องวัดปริมาณฟอสเฟต ช่วงต่ำ รุ่น HI713 , ซัลไฟด์สารต้านอนุมูลอิสระบัฟเฟอร์ | <a class="woocommerce-LoopProduct-link woocommerce-loop-product__link" href="https://www.hannathailand.com/product/free-chlorine/">เครื่องวัดคลอรีน</a> , <a class="woocommerce-LoopProduct-link woocommerce-loop-product__link" href="https://www.hannathailand.com/product/hi715-checker-hc-ammonia-mr/">เครื่องวัดปริมาณแอมโมเนีย ในน้ำ รุ่น HI715</a> , <a class="woocommerce-LoopProduct-link woocommerce-loop-product__link" href="https://www.hannathailand.com/product/hi711-checker-hc-total-chlorine/">เครื่องวัดปริมาณคลอรีนรวม รุ่น HI711</a> , <a class="woocommerce-LoopProduct-link woocommerce-loop-product__link" href="https://www.hannathailand.com/product/hi716-checker-hc-bromine/">เครื่องวัดปริมาณโบรมีน ในตัวอย่างน้ำ รุ่น HI716</a> , <a class="woocommerce-LoopProduct-link woocommerce-loop-product__link" href="https://www.hannathailand.com/product/hi700-checker-hc-ammonia-lr/">เครื่องวัดปริมาณแอมโมเนีย ช่วงต่ำ รุ่น HI700</a> , <a class="woocommerce-LoopProduct-link woocommerce-loop-product__link" href="https://www.hannathailand.com/product/hi723-checker-hc-chromium-vi-hr/">เครื่องวัดปริมาณโครเมี่ยม ช่วงสูง รุ่น HI723</a> , <a class="woocommerce-LoopProduct-link woocommerce-loop-product__link" href="https://www.hannathailand.com/product/hi713-checker-hc-phosphate-lr/">เครื่องวัดปริมาณฟอสเฟต ช่วงต่ำ รุ่น HI713</a> , <a class="woocommerce-LoopProduct-link woocommerce-loop-product__link" href="https://www.hannathailand.com/product/hi4015-00/">ซัลไฟด์สารต้านอนุมูลอิสระบัฟเฟอร์</a> | https://www.hannathailand.com/wp-content/uploads/2021/07/1-500x500.jpg , https://www.hannathailand.com/wp-content/uploads/2022/06/miniphotometerfurammoniakmittel2416_11-600x600.jpg , https://www.hannathailand.com/wp-content/uploads/2022/06/hi711_lg-600x600.jpg , https://www.hannathailand.com/wp-content/uploads/2022/06/miniphotometerfurfreiesgesamtchlor704_11-600x600.jpg , https://www.hannathailand.com/wp-content/uploads/2022/06/hi700_400pxl-600x600.jpg , https://www.hannathailand.com/wp-content/uploads/2022/06/miniphotometerfurchromvihoch839_11-600x600.jpg , https://www.hannathailand.com/wp-content/uploads/2022/06/hi713_lg51caffcdce23e-600x600.jpg , https://www.hannathailand.com/wp-content/uploads/2021/07/7-500x500.jpg
103 | HI93726-01 Nickel HR – Reagents- 100 Tests | สารเคมี , สินค้าทั้งหมด , เครื่องโฟโตมิเตอร์ | https://www.hannathailand.com/product-category/spectrophotometer/ | https://www.hannathailand.com/product/hi93726-01-nickel-hr-reagents-100-tests/ | HI93726-01 | 10,700.00 |  | <div aria-labelledby="tab-title-additional_information" class="woocommerce-Tabs-panel woocommerce-Tabs-panel--additional_information panel entry-content" id="tab-additional_information" role="tabpanel"> </div> | Reagent for the photometric determination of nickel in the range up to 7.00 mg / L. | <div aria-labelledby="tab-title-description" class="woocommerce-Tabs-panel woocommerce-Tabs-panel--description panel entry-content active" id="tab-description" role="tabpanel"> <p><span class="hps">Reagent</span> <span class="hps">for</span> <span class="hps">the photometric determination</span> <span class="hps">of</span> <span class="hps">nickel in the range</span> <span class="hps">up to</span> <span class="hps">7.00</span> <span class="hps">mg /</span> <span class="hps">L.</span></p> <p> </p> </div> | Reagents for Photometers high nickel (100 tests) | <div class="product-short-description"> <p>Reagents for Photometers high nickel (100 tests)</p> </div> | https://www.hannathailand.com/wp-content/uploads/2022/06/811hvxmcsdl_aa1500_1.jpg | เครื่องวัดปริมาณโครเมี่ยม ช่วงสูง รุ่น HI723 , ซัลไฟด์สารต้านอนุมูลอิสระบัฟเฟอร์ , เครื่องวัดปริมาณแอมโมเนีย ในน้ำ รุ่น HI715 , เครื่องวัดปริมาณไนไตรท์ ช่วงสูง ในตัวอย่างน้ำ รุ่น HI708 , เครื่องวัดค่าเหล็ก รุ่น HI721 , เครื่องวัดปริมาณคลอรีนรวม รุ่น HI711 , เครื่องวัดปริมาณฟอสฟอรัส ช่วงต่ำมาก รุ่น HI736 , เซ็นเซอร์วัดออกซิเจนในน้ำสำหรับ HI9829 มัลติพารามิเตอร์ | <a class="woocommerce-LoopProduct-link woocommerce-loop-product__link" href="https://www.hannathailand.com/product/hi723-checker-hc-chromium-vi-hr/">เครื่องวัดปริมาณโครเมี่ยม ช่วงสูง รุ่น HI723</a> , <a class="woocommerce-LoopProduct-link woocommerce-loop-product__link" href="https://www.hannathailand.com/product/hi4015-00/">ซัลไฟด์สารต้านอนุมูลอิสระบัฟเฟอร์</a> , <a class="woocommerce-LoopProduct-link woocommerce-loop-product__link" href="https://www.hannathailand.com/product/hi715-checker-hc-ammonia-mr/">เครื่องวัดปริมาณแอมโมเนีย ในน้ำ รุ่น HI715</a> , <a class="woocommerce-LoopProduct-link woocommerce-loop-product__link" href="https://www.hannathailand.com/product/hi708-checker-hc-nitrite-hr/">เครื่องวัดปริมาณไนไตรท์ ช่วงสูง ในตัวอย่างน้ำ รุ่น HI708</a> , <a class="woocommerce-LoopProduct-link woocommerce-loop-product__link" href="https://www.hannathailand.com/product/hi721-checker-hc-iron/">เครื่องวัดค่าเหล็ก รุ่น HI721</a> , <a class="woocommerce-LoopProduct-link woocommerce-loop-product__link" href="https://www.hannathailand.com/product/hi711-checker-hc-total-chlorine/">เครื่องวัดปริมาณคลอรีนรวม รุ่น HI711</a> , <a class="woocommerce-LoopProduct-link woocommerce-loop-product__link" href="https://www.hannathailand.com/product/phosphorous-marine/">เครื่องวัดปริมาณฟอสฟอรัส ช่วงต่ำมาก รุ่น HI736</a> , <a class="woocommerce-LoopProduct-link woocommerce-loop-product__link" href="https://www.hannathailand.com/product/hi7609829-2/">เซ็นเซอร์วัดออกซิเจนในน้ำสำหรับ HI9829 มัลติพารามิเตอร์</a> | https://www.hannathailand.com/wp-content/uploads/2022/06/miniphotometerfurchromvihoch839_11-600x600.jpg , https://www.hannathailand.com/wp-content/uploads/2021/07/7-500x500.jpg , https://www.hannathailand.com/wp-content/uploads/2022/06/miniphotometerfurammoniakmittel2416_11-600x600.jpg , https://www.hannathailand.com/wp-content/uploads/2022/06/miniphotometerfurnitrithoch2420_11-600x600.jpg , https://www.hannathailand.com/wp-content/uploads/2022/06/miniphotometerfureisen832_11-600x600.jpg , https://www.hannathailand.com/wp-content/uploads/2022/06/hi711_lg-600x600.jpg , https://www.hannathailand.com/wp-content/uploads/2021/12/HI736-600x600.jpg , https://www.hannathailand.com/wp-content/uploads/2021/07/5-500x500.jpg
104 | HI93728-01 Nitrate – Reagents – 100 Tests | สารเคมี , สินค้าทั้งหมด , เครื่องโฟโตมิเตอร์ | https://www.hannathailand.com/product-category/spectrophotometer/ | https://www.hannathailand.com/product/hi93728-01-nitrate-reagents-100-tests/ | HI93728-01 | 4,173.00 |  | <div aria-labelledby="tab-title-additional_information" class="woocommerce-Tabs-panel woocommerce-Tabs-panel--additional_information panel entry-content" id="tab-additional_information" role="tabpanel"> </div> | Reagents for the photometric determination of nitrate in the range of up to 30.0 mg / L. Cadmium reduction method. | <div aria-labelledby="tab-title-description" class="woocommerce-Tabs-panel woocommerce-Tabs-panel--description panel entry-content active" id="tab-description" role="tabpanel"> <p><span class="hps">Reagents for</span> <span class="hps">the photometric determination</span> <span class="hps">of nitrate</span> <span class="hps">in the</span> <span class="hps">range of up to</span> <span class="hps">30.0</span> <span class="hps">mg /</span> <span class="hps">L.</span> <span class="hps">Cadmium</span> <span class="hps">reduction method</span><span>.</span><br/> </p> </div> | Reagents for Photometers – Determination of nitrate (100 tests)) | <div class="product-short-description"> <p>Reagents for Photometers – Determination of nitrate (100 tests))</p> </div> | https://www.hannathailand.com/wp-content/uploads/2022/06/41toqlbst2l_sl500_aa300_1.jpg | เครื่องวัดปริมาณฟอสฟอรัส ช่วงสูง รุ่น HI706 , เครื่องวัดปริมาณไนไตรท์ ช่วงต่ำ รุ่น HI707 , เครื่องวัดปริมาณฟอสฟอรัส ช่วงต่ำมาก รุ่น HI736 , เซ็นเซอร์วัดออกซิเจนในน้ำสำหรับ HI9829 มัลติพารามิเตอร์ , เครื่องวัดปริมาณนิกเกิล ช่วงสูง รุ่น HI726 , เครื่องวัดปริมาณแอมโมเนีย ในน้ำ รุ่น HI715 , น้ำยามาตรฐานสำหรับค่าโซเดียม , ซัลไฟด์สารต้านอนุมูลอิสระบัฟเฟอร์ | <a class="woocommerce-LoopProduct-link woocommerce-loop-product__link" href="https://www.hannathailand.com/product/hi706-checker-hc-phosphorous-hr/">เครื่องวัดปริมาณฟอสฟอรัส ช่วงสูง รุ่น HI706</a> , <a class="woocommerce-LoopProduct-link woocommerce-loop-product__link" href="https://www.hannathailand.com/product/hi707-checker-hc-nitrite-lr/">เครื่องวัดปริมาณไนไตรท์ ช่วงต่ำ รุ่น HI707</a> , <a class="woocommerce-LoopProduct-link woocommerce-loop-product__link" href="https://www.hannathailand.com/product/phosphorous-marine/">เครื่องวัดปริมาณฟอสฟอรัส ช่วงต่ำมาก รุ่น HI736</a> , <a class="woocommerce-LoopProduct-link woocommerce-loop-product__link" href="https://www.hannathailand.com/product/hi7609829-2/">เซ็นเซอร์วัดออกซิเจนในน้ำสำหรับ HI9829 มัลติพารามิเตอร์</a> , <a class="woocommerce-LoopProduct-link woocommerce-loop-product__link" href="https://www.hannathailand.com/product/hi726-checker-hc-nickel-hr/">เครื่องวัดปริมาณนิกเกิล ช่วงสูง รุ่น HI726</a> , <a class="woocommerce-LoopProduct-link woocommerce-loop-product__link" href="https://www.hannathailand.com/product/hi715-checker-hc-ammonia-mr/">เครื่องวัดปริมาณแอมโมเนีย ในน้ำ รุ่น HI715</a> , <a class="woocommerce-LoopProduct-link woocommerce-loop-product__link" href="https://www.hannathailand.com/product/hi7090l/">น้ำยามาตรฐานสำหรับค่าโซเดียม</a> , <a class="woocommerce-LoopProduct-link woocommerce-loop-product__link" href="https://www.hannathailand.com/product/hi4015-00/">ซัลไฟด์สารต้านอนุมูลอิสระบัฟเฟอร์</a> | https://www.hannathailand.com/wp-content/uploads/2022/06/hi706_400-600x600.jpg , https://www.hannathailand.com/wp-content/uploads/2022/06/hi707400-600x600.jpg , https://www.hannathailand.com/wp-content/uploads/2021/12/HI736-600x600.jpg , https://www.hannathailand.com/wp-content/uploads/2021/07/5-500x500.jpg , https://www.hannathailand.com/wp-content/uploads/2022/06/miniphotometerfurnickelhoch841_11-600x600.jpg , https://www.hannathailand.com/wp-content/uploads/2022/06/miniphotometerfurammoniakmittel2416_11-600x600.jpg , https://www.hannathailand.com/wp-content/uploads/2021/07/12-500x500.jpg , https://www.hannathailand.com/wp-content/uploads/2021/07/7-500x500.jpg
105 | HI93729-01 Fluoride LR – Reagents – 100 Tests | สารเคมี , สินค้าทั้งหมด , เครื่องโฟโตมิเตอร์ | https://www.hannathailand.com/product-category/spectrophotometer/ | https://www.hannathailand.com/product/hi93729-01-fluoride-lr-reagents-100-tests/ | HI93729-01 | 1,819.00 |  | <div aria-labelledby="tab-title-additional_information" class="woocommerce-Tabs-panel woocommerce-Tabs-panel--additional_information panel entry-content" id="tab-additional_information" role="tabpanel"> </div> | Reagent for the photometric determination of fluoride in the range up to 2.00 mg / L. SPADNS method | <div aria-labelledby="tab-title-description" class="woocommerce-Tabs-panel woocommerce-Tabs-panel--description panel entry-content active" id="tab-description" role="tabpanel"> <p><span class="hps">Reagent</span> <span class="hps">for</span> <span class="hps">the photometric determination</span> <span class="hps">of</span> <span class="hps">fluoride in the range</span> <span class="hps">up to</span> <span class="hps">2.00</span> <span class="hps">mg /</span> <span class="hps">L.</span> <span class="hps">SPADNS</span> <span class="hps">method</span></p> </div> | Reagents for Photometers – low fluoride – Determination (100 tests) | <div class="product-short-description"> <p>Reagents for Photometers – low fluoride – Determination (100 tests)</p> </div> | https://www.hannathailand.com/wp-content/uploads/2022/06/71iw0dd4bcl_aa1500_1.jpg | เครื่องวัดปริมาณไนไตรท์ ช่วงต่ำ รุ่น HI707 , สารละลายมาตรฐานความขุ่น 20 NTU , เครื่องวัดปริมาณฟอสฟอรัส ช่วงสูง รุ่น HI706 , เครื่องวัดปริมาณฟอสเฟต ช่วงต่ำ รุ่น HI713 , เครื่องวัดปริมาณไอโอดีน รุ่น HI718 , เครื่องวัดปริมาณแอมโมเนีย ช่วงสูง รุ่น HI733 , น้ำยามาตรฐานสอบเทียบ ค่ามาตรฐานความเค็ม , เครื่องวัดปริมาณคลอรีนอิสระ รุ่น HI701 | <a class="woocommerce-LoopProduct-link woocommerce-loop-product__link" href="https://www.hannathailand.com/product/hi707-checker-hc-nitrite-lr/">เครื่องวัดปริมาณไนไตรท์ ช่วงต่ำ รุ่น HI707</a> , <a class="woocommerce-LoopProduct-link woocommerce-loop-product__link" href="https://www.hannathailand.com/product/hi93102-20/">สารละลายมาตรฐานความขุ่น 20 NTU</a> , <a class="woocommerce-LoopProduct-link woocommerce-loop-product__link" href="https://www.hannathailand.com/product/hi706-checker-hc-phosphorous-hr/">เครื่องวัดปริมาณฟอสฟอรัส ช่วงสูง รุ่น HI706</a> , <a class="woocommerce-LoopProduct-link woocommerce-loop-product__link" href="https://www.hannathailand.com/product/hi713-checker-hc-phosphate-lr/">เครื่องวัดปริมาณฟอสเฟต ช่วงต่ำ รุ่น HI713</a> , <a class="woocommerce-LoopProduct-link woocommerce-loop-product__link" href="https://www.hannathailand.com/product/hi718-checker-hc-iodine/">เครื่องวัดปริมาณไอโอดีน รุ่น HI718</a> , <a class="woocommerce-LoopProduct-link woocommerce-loop-product__link" href="https://www.hannathailand.com/product/hi733-checker-hc-ammonia-hr/">เครื่องวัดปริมาณแอมโมเนีย ช่วงสูง รุ่น HI733</a> , <a class="woocommerce-LoopProduct-link woocommerce-loop-product__link" href="https://www.hannathailand.com/product/hi7083l/">น้ำยามาตรฐานสอบเทียบ ค่ามาตรฐานความเค็ม</a> , <a class="woocommerce-LoopProduct-link woocommerce-loop-product__link" href="https://www.hannathailand.com/product/hi701-checker-hc-free-chlorine/">เครื่องวัดปริมาณคลอรีนอิสระ รุ่น HI701</a> | https://www.hannathailand.com/wp-content/uploads/2022/06/hi707400-600x600.jpg , https://www.hannathailand.com/wp-content/uploads/2021/07/9-500x500.jpg , https://www.hannathailand.com/wp-content/uploads/2022/06/hi706_400-600x600.jpg , https://www.hannathailand.com/wp-content/uploads/2022/06/hi713_lg51caffcdce23e-600x600.jpg , https://www.hannathailand.com/wp-content/uploads/2022/06/miniphotometerfuriod829_11-600x600.jpg , https://www.hannathailand.com/wp-content/uploads/2022/06/miniphotometerfurammoniumhoch2418_11-600x600.jpg , https://www.hannathailand.com/wp-content/uploads/2021/07/10-500x500.jpg , https://www.hannathailand.com/wp-content/uploads/2021/11/hi701-500x500.jpg
106 | HI93730-01 Molybdenum – Reagents – 100 Tests | สารเคมี , สินค้าทั้งหมด , เครื่องโฟโตมิเตอร์ | https://www.hannathailand.com/product-category/spectrophotometer/ | https://www.hannathailand.com/product/hi93730-01-molybdenum-reagents-100-tests/ | HI93730-01 | 5,136.00 |  | <div aria-labelledby="tab-title-additional_information" class="woocommerce-Tabs-panel woocommerce-Tabs-panel--additional_information panel entry-content" id="tab-additional_information" role="tabpanel"> </div> | Reagents for the photometric determination of molybdenum in the range up to 40.0 mg / L. Merkaptoessigsäre method. | <div aria-labelledby="tab-title-description" class="woocommerce-Tabs-panel woocommerce-Tabs-panel--description panel entry-content active" id="tab-description" role="tabpanel"> <p><span class="hps">Reagents for the</span> <span class="hps">photometric determination of</span> <span class="hps">molybdenum</span> <span class="hps">in the</span> <span class="hps">range up to</span> <span class="hps">40.0</span> <span class="hps">mg /</span> <span class="hps">L.</span> <span class="hps">Merkaptoessigsäre</span> <span class="hps">method.</span></p> </div> | Reagents for Photometers – Determination of molybdenum (100 tests) | <div class="product-short-description"> <p>Reagents for Photometers – Determination of molybdenum (100 tests)</p> </div> | https://www.hannathailand.com/wp-content/uploads/2022/06/61e1j1ydgcl_aa1500_1.jpg | น้ำยามาตรฐานสอบเทียบ , เครื่องวัดปริมาณฟอสฟอรัส ช่วงต่ำมาก รุ่น HI736 , เครื่องวัดปริมาณนิกเกิล ช่วงสูง รุ่น HI726 , เครื่องวัดปริมาณฟอสเฟต ช่วงต่ำ รุ่น HI713 , เครื่องวัดปริมาณโบรมีน ในตัวอย่างน้ำ รุ่น HI716 , เครื่องวัดคลอรีน , น้ำยามาตรฐานสอบเทียบ ค่ามาตรฐานความเค็ม , สารละลายมาตรฐานความขุ่น 20 NTU | <a class="woocommerce-LoopProduct-link woocommerce-loop-product__link" href="https://www.hannathailand.com/product/hi9828-25/">น้ำยามาตรฐานสอบเทียบ</a> , <a class="woocommerce-LoopProduct-link woocommerce-loop-product__link" href="https://www.hannathailand.com/product/phosphorous-marine/">เครื่องวัดปริมาณฟอสฟอรัส ช่วงต่ำมาก รุ่น HI736</a> , <a class="woocommerce-LoopProduct-link woocommerce-loop-product__link" href="https://www.hannathailand.com/product/hi726-checker-hc-nickel-hr/">เครื่องวัดปริมาณนิกเกิล ช่วงสูง รุ่น HI726</a> , <a class="woocommerce-LoopProduct-link woocommerce-loop-product__link" href="https://www.hannathailand.com/product/hi713-checker-hc-phosphate-lr/">เครื่องวัดปริมาณฟอสเฟต ช่วงต่ำ รุ่น HI713</a> , <a class="woocommerce-LoopProduct-link woocommerce-loop-product__link" href="https://www.hannathailand.com/product/hi716-checker-hc-bromine/">เครื่องวัดปริมาณโบรมีน ในตัวอย่างน้ำ รุ่น HI716</a> , <a class="woocommerce-LoopProduct-link woocommerce-loop-product__link" href="https://www.hannathailand.com/product/free-chlorine/">เครื่องวัดคลอรีน</a> , <a class="woocommerce-LoopProduct-link woocommerce-loop-product__link" href="https://www.hannathailand.com/product/hi7083l/">น้ำยามาตรฐานสอบเทียบ ค่ามาตรฐานความเค็ม</a> , <a class="woocommerce-LoopProduct-link woocommerce-loop-product__link" href="https://www.hannathailand.com/product/hi93102-20/">สารละลายมาตรฐานความขุ่น 20 NTU</a> | https://www.hannathailand.com/wp-content/uploads/2021/07/8-500x500.jpg , https://www.hannathailand.com/wp-content/uploads/2021/12/HI736-600x600.jpg , https://www.hannathailand.com/wp-content/uploads/2022/06/miniphotometerfurnickelhoch841_11-600x600.jpg , https://www.hannathailand.com/wp-content/uploads/2022/06/hi713_lg51caffcdce23e-600x600.jpg , https://www.hannathailand.com/wp-content/uploads/2022/06/miniphotometerfurfreiesgesamtchlor704_11-600x600.jpg , https://www.hannathailand.com/wp-content/uploads/2021/07/1-500x500.jpg , https://www.hannathailand.com/wp-content/uploads/2021/07/10-500x500.jpg , https://www.hannathailand.com/wp-content/uploads/2021/07/9-500x500.jpg
107 | HI93731-01 Zinc – Reagents – 100 Tests | สารเคมี , สินค้าทั้งหมด , เครื่องโฟโตมิเตอร์ | https://www.hannathailand.com/product-category/spectrophotometer/ | https://www.hannathailand.com/product/hi93731-01-zinc-reagents-100-tests/ | HI93731-01 | 3,210.00 |  | <div aria-labelledby="tab-title-additional_information" class="woocommerce-Tabs-panel woocommerce-Tabs-panel--additional_information panel entry-content" id="tab-additional_information" role="tabpanel"> </div> | Reagents for the photometric determination of zinc in the range of up to 3.00 mg / L. Zircon method. | <div aria-labelledby="tab-title-description" class="woocommerce-Tabs-panel woocommerce-Tabs-panel--description panel entry-content active" id="tab-description" role="tabpanel"> <p><span class="hps">Reagents for</span> <span class="hps">the photometric determination</span> <span class="hps">of zinc in the</span> <span class="hps">range of up to</span> <span class="hps">3.00</span> <span class="hps">mg /</span> <span class="hps">L.</span> <span class="hps">Zircon</span> <span class="hps">method.</span><br/> </p> </div> | Reagents for Photometers – Determination of zinc (100 tests) | <div class="product-short-description"> <p>Reagents for Photometers – Determination of zinc (100 tests)</p> </div> | https://www.hannathailand.com/wp-content/uploads/2022/06/81mmooxdfl_aa1500_1.jpg | น้ำยามาตรฐานสอบเทียบ , เครื่องวัดปริมาณฟอสเฟต ช่วงต่ำ รุ่น HI713 , เครื่องวัดปริมาณนิกเกิล ช่วงสูง รุ่น HI726 , เครื่องวัดปริมาณซิลิกา ช่วงต่ำ ในตัวอย่างน้ำ รุ่น HI705 , เครื่องวัดปริมาณฟลูออไรด์ ช่วงต่ำ รุ่น HI729 , น้ำยามาตรฐานสำหรับค่าโซเดียม , น้ำยามาตรฐานสอบเทียบ ค่ามาตรฐานความเค็ม , เครื่องวัดปริมาณฟอสฟอรัส ช่วงต่ำมาก รุ่น HI736 | <a class="woocommerce-LoopProduct-link woocommerce-loop-product__link" href="https://www.hannathailand.com/product/hi9828-25/">น้ำยามาตรฐานสอบเทียบ</a> , <a class="woocommerce-LoopProduct-link woocommerce-loop-product__link" href="https://www.hannathailand.com/product/hi713-checker-hc-phosphate-lr/">เครื่องวัดปริมาณฟอสเฟต ช่วงต่ำ รุ่น HI713</a> , <a class="woocommerce-LoopProduct-link woocommerce-loop-product__link" href="https://www.hannathailand.com/product/hi726-checker-hc-nickel-hr/">เครื่องวัดปริมาณนิกเกิล ช่วงสูง รุ่น HI726</a> , <a class="woocommerce-LoopProduct-link woocommerce-loop-product__link" href="https://www.hannathailand.com/product/hi705-checker-hc-silica-lr/">เครื่องวัดปริมาณซิลิกา ช่วงต่ำ ในตัวอย่างน้ำ รุ่น HI705</a> , <a class="woocommerce-LoopProduct-link woocommerce-loop-product__link" href="https://www.hannathailand.com/product/hi729-checker-hc-fluoride-lr/">เครื่องวัดปริมาณฟลูออไรด์ ช่วงต่ำ รุ่น HI729</a> , <a class="woocommerce-LoopProduct-link woocommerce-loop-product__link" href="https://www.hannathailand.com/product/hi7090l/">น้ำยามาตรฐานสำหรับค่าโซเดียม</a> , <a class="woocommerce-LoopProduct-link woocommerce-loop-product__link" href="https://www.hannathailand.com/product/hi7080l/">น้ำยามาตรฐานสอบเทียบ ค่ามาตรฐานความเค็ม</a> , <a class="woocommerce-LoopProduct-link woocommerce-loop-product__link" href="https://www.hannathailand.com/product/phosphorous-marine/">เครื่องวัดปริมาณฟอสฟอรัส ช่วงต่ำมาก รุ่น HI736</a> | https://www.hannathailand.com/wp-content/uploads/2021/07/8-500x500.jpg , https://www.hannathailand.com/wp-content/uploads/2022/06/hi713_lg51caffcdce23e-600x600.jpg , https://www.hannathailand.com/wp-content/uploads/2022/06/miniphotometerfurnickelhoch841_11-600x600.jpg , https://www.hannathailand.com/wp-content/uploads/2022/06/hi705400-600x600.jpg , https://www.hannathailand.com/wp-content/uploads/2022/06/miniphotometerfurfluoridniedrig844_11-600x600.jpg , https://www.hannathailand.com/wp-content/uploads/2021/07/12-500x500.jpg , https://www.hannathailand.com/wp-content/uploads/2021/07/11-500x500.jpg , https://www.hannathailand.com/wp-content/uploads/2021/12/HI736-600x600.jpg
108 | HI93732-01 Dissolved Oxygen – Reagents – 100 Tests | สารเคมี , สินค้าทั้งหมด , เครื่องโฟโตมิเตอร์ | https://www.hannathailand.com/product-category/spectrophotometer/ | https://www.hannathailand.com/product/hi93732-01-dissolved-oxygen-reagents-100-tests/ | HI93732-01 | 4,066.00 |  | <div aria-labelledby="tab-title-additional_information" class="woocommerce-Tabs-panel woocommerce-Tabs-panel--additional_information panel entry-content" id="tab-additional_information" role="tabpanel"> </div> | Reagents for the photometric determination of dissolved oxygen in the range 10:00 to mg / L. Winkler method. | <div aria-labelledby="tab-title-description" class="woocommerce-Tabs-panel woocommerce-Tabs-panel--description panel entry-content active" id="tab-description" role="tabpanel"> <p><span class="hps">Reagents for</span> <span class="hps">the photometric determination</span> <span class="hps">of dissolved</span> <span class="hps">oxygen in the range</span> <span class="hps">10:00</span> <span class="hps">to</span> <span class="hps">mg /</span> <span class="hps">L.</span> <span class="hps">Winkler</span> <span class="hps">method.</span></p> </div> | Reagents for Photometers – Determination of dissolved oxygen (100 tests) | <div class="product-short-description"> <p>Reagents for Photometers – Determination of dissolved oxygen (100 tests)</p> </div> | https://www.hannathailand.com/wp-content/uploads/2022/06/71erde8kujl_aa1500_1.jpg | เครื่องวัดปริมาณซิลิกา ช่วงต่ำ ในตัวอย่างน้ำ รุ่น HI705 , เครื่องวัดปริมาณฟอสฟอรัส ช่วงต่ำมาก รุ่น HI736 , เครื่องวัดปริมาณฟอสเฟต ช่วงต่ำ รุ่น HI713 , เครื่องวัดค่าเหล็ก รุ่น HI721 , เครื่องวัดปริมาณฟอสเฟต ช่วงสูง รุ่น HI717 , น้ำยามาตรฐานสอบเทียบ ค่ามาตรฐานความเค็ม , เซ็นเซอร์วัดออกซิเจนในน้ำสำหรับ HI9829 มัลติพารามิเตอร์ , เครื่องวัดปริมาณโครเมี่ยม ช่วงสูง รุ่น HI723 | <a class="woocommerce-LoopProduct-link woocommerce-loop-product__link" href="https://www.hannathailand.com/product/hi705-checker-hc-silica-lr/">เครื่องวัดปริมาณซิลิกา ช่วงต่ำ ในตัวอย่างน้ำ รุ่น HI705</a> , <a class="woocommerce-LoopProduct-link woocommerce-loop-product__link" href="https://www.hannathailand.com/product/phosphorous-marine/">เครื่องวัดปริมาณฟอสฟอรัส ช่วงต่ำมาก รุ่น HI736</a> , <a class="woocommerce-LoopProduct-link woocommerce-loop-product__link" href="https://www.hannathailand.com/product/hi713-checker-hc-phosphate-lr/">เครื่องวัดปริมาณฟอสเฟต ช่วงต่ำ รุ่น HI713</a> , <a class="woocommerce-LoopProduct-link woocommerce-loop-product__link" href="https://www.hannathailand.com/product/hi721-checker-hc-iron/">เครื่องวัดค่าเหล็ก รุ่น HI721</a> , <a class="woocommerce-LoopProduct-link woocommerce-loop-product__link" href="https://www.hannathailand.com/product/hi717-checker-hc-phosphate-hr/">เครื่องวัดปริมาณฟอสเฟต ช่วงสูง รุ่น HI717</a> , <a class="woocommerce-LoopProduct-link woocommerce-loop-product__link" href="https://www.hannathailand.com/product/hi7080l/">น้ำยามาตรฐานสอบเทียบ ค่ามาตรฐานความเค็ม</a> , <a class="woocommerce-LoopProduct-link woocommerce-loop-product__link" href="https://www.hannathailand.com/product/hi7609829-2/">เซ็นเซอร์วัดออกซิเจนในน้ำสำหรับ HI9829 มัลติพารามิเตอร์</a> , <a class="woocommerce-LoopProduct-link woocommerce-loop-product__link" href="https://www.hannathailand.com/product/hi723-checker-hc-chromium-vi-hr/">เครื่องวัดปริมาณโครเมี่ยม ช่วงสูง รุ่น HI723</a> | https://www.hannathailand.com/wp-content/uploads/2022/06/hi705400-600x600.jpg , https://www.hannathailand.com/wp-content/uploads/2021/12/HI736-600x600.jpg , https://www.hannathailand.com/wp-content/uploads/2022/06/hi713_lg51caffcdce23e-600x600.jpg , https://www.hannathailand.com/wp-content/uploads/2022/06/miniphotometerfureisen832_11-600x600.jpg , https://www.hannathailand.com/wp-content/uploads/2022/06/miniphotometerfurphosphathoch827_11-600x600.jpg , https://www.hannathailand.com/wp-content/uploads/2021/07/11-500x500.jpg , https://www.hannathailand.com/wp-content/uploads/2021/07/5-500x500.jpg , https://www.hannathailand.com/wp-content/uploads/2022/06/miniphotometerfurchromvihoch839_11-600x600.jpg
109 | HI93733-01 Ammonia HR – Reagents – 100 Tests | สารเคมี , สินค้าทั้งหมด , เครื่องโฟโตมิเตอร์ | https://www.hannathailand.com/product-category/spectrophotometer/ | https://www.hannathailand.com/product/hi93733-01-ammonia-hr-reagents-100-tests/ | HI93733-01 | 4,280.00 |  | <div aria-labelledby="tab-title-additional_information" class="woocommerce-Tabs-panel woocommerce-Tabs-panel--additional_information panel entry-content" id="tab-additional_information" role="tabpanel"> </div> | Reagents for the photometric determination of ammonia in the range up to 100 mg / L. Nessler method | <div aria-labelledby="tab-title-description" class="woocommerce-Tabs-panel woocommerce-Tabs-panel--description panel entry-content active" id="tab-description" role="tabpanel"> <p><span class="hps">Reagents for</span> <span class="hps">the photometric determination</span> <span class="hps">of ammonia</span> <span class="hps">in the range</span> <span class="hps">up to 100</span> <span class="hps">mg /</span> <span class="hps">L.</span> <span class="hps">Nessler</span> <span class="hps">method</span></p> </div> | Reagents for Photometers – Ammonia high – definition (100 tests) | <div class="product-short-description"> <p>Reagents for Photometers – Ammonia high – definition (100 tests)</p> </div> | https://www.hannathailand.com/wp-content/uploads/2022/06/41bejbykjl_sl500_aa300_1.jpg | ซัลไฟด์สารต้านอนุมูลอิสระบัฟเฟอร์ , เครื่องวัดปริมาณไนไตรท์ ช่วงต่ำ รุ่น HI707 , เครื่องวัดสีในน้ำตัวอย่าง HI727 , เครื่องวัดปริมาณนิกเกิล ช่วงสูง รุ่น HI726 , น้ำยามาตรฐานสอบเทียบ , เครื่องวัดปริมาณคลอรีนรวม รุ่น HI711 , เครื่องวัดปริมาณแอมโมเนีย ช่วงต่ำ รุ่น HI700 , เครื่องวัดปริมาณฟลูออไรด์ ช่วงต่ำ รุ่น HI729 | <a class="woocommerce-LoopProduct-link woocommerce-loop-product__link" href="https://www.hannathailand.com/product/hi4015-00/">ซัลไฟด์สารต้านอนุมูลอิสระบัฟเฟอร์</a> , <a class="woocommerce-LoopProduct-link woocommerce-loop-product__link" href="https://www.hannathailand.com/product/hi707-checker-hc-nitrite-lr/">เครื่องวัดปริมาณไนไตรท์ ช่วงต่ำ รุ่น HI707</a> , <a class="woocommerce-LoopProduct-link woocommerce-loop-product__link" href="https://www.hannathailand.com/product/hi727-checker-hc-color-of-water/">เครื่องวัดสีในน้ำตัวอย่าง HI727</a> , <a class="woocommerce-LoopProduct-link woocommerce-loop-product__link" href="https://www.hannathailand.com/product/hi726-checker-hc-nickel-hr/">เครื่องวัดปริมาณนิกเกิล ช่วงสูง รุ่น HI726</a> , <a class="woocommerce-LoopProduct-link woocommerce-loop-product__link" href="https://www.hannathailand.com/product/hi9828-25/">น้ำยามาตรฐานสอบเทียบ</a> , <a class="woocommerce-LoopProduct-link woocommerce-loop-product__link" href="https://www.hannathailand.com/product/hi711-checker-hc-total-chlorine/">เครื่องวัดปริมาณคลอรีนรวม รุ่น HI711</a> , <a class="woocommerce-LoopProduct-link woocommerce-loop-product__link" href="https://www.hannathailand.com/product/hi700-checker-hc-ammonia-lr/">เครื่องวัดปริมาณแอมโมเนีย ช่วงต่ำ รุ่น HI700</a> , <a class="woocommerce-LoopProduct-link woocommerce-loop-product__link" href="https://www.hannathailand.com/product/hi729-checker-hc-fluoride-lr/">เครื่องวัดปริมาณฟลูออไรด์ ช่วงต่ำ รุ่น HI729</a> | https://www.hannathailand.com/wp-content/uploads/2021/07/7-500x500.jpg , https://www.hannathailand.com/wp-content/uploads/2022/06/hi707400-600x600.jpg , https://www.hannathailand.com/wp-content/uploads/2022/06/miniphotometerfurfarbe843_11-600x600.jpg , https://www.hannathailand.com/wp-content/uploads/2022/06/miniphotometerfurnickelhoch841_11-600x600.jpg , https://www.hannathailand.com/wp-content/uploads/2021/07/8-500x500.jpg , https://www.hannathailand.com/wp-content/uploads/2022/06/hi711_lg-600x600.jpg , https://www.hannathailand.com/wp-content/uploads/2022/06/hi700_400pxl-600x600.jpg , https://www.hannathailand.com/wp-content/uploads/2022/06/miniphotometerfurfluoridniedrig844_11-600x600.jpg
110 | HI93734-01 Chlorine HR Free & Total – Reagents – 100 Tests | สารเคมี , สินค้าทั้งหมด , เครื่องโฟโตมิเตอร์ | https://www.hannathailand.com/product-category/spectrophotometer/ | https://www.hannathailand.com/product/hi93734-01-chlorine-hr-free-total-reagents-100-tests/ | HI93734-01 | 1,444.50 |  | <div aria-labelledby="tab-title-additional_information" class="woocommerce-Tabs-panel woocommerce-Tabs-panel--additional_information panel entry-content" id="tab-additional_information" role="tabpanel"> </div> | Reagent for the photometric determination of free chlorine and total high. DPD method. | <div aria-labelledby="tab-title-description" class="woocommerce-Tabs-panel woocommerce-Tabs-panel--description panel entry-content active" id="tab-description" role="tabpanel"> <p><span class="hps">Reagent</span> <span class="hps">for</span> <span class="hps">the photometric determination</span> <span class="hps">of</span> <span class="hps">free</span> <span class="hps">chlorine</span> <span class="hps">and total</span> <span class="hps">high.</span> <span class="hps">DPD</span> <span class="hps">method.</span><br/> </p> </div> | Reagents for Photometers – Determination of free chlorine and total high (100 tests) | <div class="product-short-description"> <p>Reagents for Photometers – Determination of free chlorine and total high (100 tests)</p> </div> | https://www.hannathailand.com/wp-content/uploads/2022/06/766a51e3ea3fe6ff3.png | เครื่องวัดปริมาณคลอรีนอิสระ รุ่น HI701 , เครื่องวัดปริมาณฟอสเฟต ช่วงต่ำ รุ่น HI713 , สารละลายมาตรฐานความขุ่น 20 NTU , เครื่องวัดคลอรีน , น้ำยามาตรฐานสอบเทียบ ค่ามาตรฐานความเค็ม , ซัลไฟด์สารต้านอนุมูลอิสระบัฟเฟอร์ , เครื่องวัดปริมาณฟอสเฟต ช่วงสูง รุ่น HI717 , เครื่องวัดปริมาณแอมโมเนีย ช่วงต่ำ รุ่น HI700 | <a class="woocommerce-LoopProduct-link woocommerce-loop-product__link" href="https://www.hannathailand.com/product/hi701-checker-hc-free-chlorine/">เครื่องวัดปริมาณคลอรีนอิสระ รุ่น HI701</a> , <a class="woocommerce-LoopProduct-link woocommerce-loop-product__link" href="https://www.hannathailand.com/product/hi713-checker-hc-phosphate-lr/">เครื่องวัดปริมาณฟอสเฟต ช่วงต่ำ รุ่น HI713</a> , <a class="woocommerce-LoopProduct-link woocommerce-loop-product__link" href="https://www.hannathailand.com/product/hi93102-20/">สารละลายมาตรฐานความขุ่น 20 NTU</a> , <a class="woocommerce-LoopProduct-link woocommerce-loop-product__link" href="https://www.hannathailand.com/product/free-chlorine/">เครื่องวัดคลอรีน</a> , <a class="woocommerce-LoopProduct-link woocommerce-loop-product__link" href="https://www.hannathailand.com/product/hi7083l/">น้ำยามาตรฐานสอบเทียบ ค่ามาตรฐานความเค็ม</a> , <a class="woocommerce-LoopProduct-link woocommerce-loop-product__link" href="https://www.hannathailand.com/product/hi4015-00/">ซัลไฟด์สารต้านอนุมูลอิสระบัฟเฟอร์</a> , <a class="woocommerce-LoopProduct-link woocommerce-loop-product__link" href="https://www.hannathailand.com/product/hi717-checker-hc-phosphate-hr/">เครื่องวัดปริมาณฟอสเฟต ช่วงสูง รุ่น HI717</a> , <a class="woocommerce-LoopProduct-link woocommerce-loop-product__link" href="https://www.hannathailand.com/product/hi700-checker-hc-ammonia-lr/">เครื่องวัดปริมาณแอมโมเนีย ช่วงต่ำ รุ่น HI700</a> | https://www.hannathailand.com/wp-content/uploads/2021/11/hi701-500x500.jpg , https://www.hannathailand.com/wp-content/uploads/2022/06/hi713_lg51caffcdce23e-600x600.jpg , https://www.hannathailand.com/wp-content/uploads/2021/07/9-500x500.jpg , https://www.hannathailand.com/wp-content/uploads/2021/07/1-500x500.jpg , https://www.hannathailand.com/wp-content/uploads/2021/07/10-500x500.jpg , https://www.hannathailand.com/wp-content/uploads/2021/07/7-500x500.jpg , https://www.hannathailand.com/wp-content/uploads/2022/06/miniphotometerfurphosphathoch827_11-600x600.jpg , https://www.hannathailand.com/wp-content/uploads/2022/06/hi700_400pxl-600x600.jpg
111 | HI93735-0 Hardness Total (0 to 750 mg/L) – Reagents -100 Tests | สารเคมี , สินค้าทั้งหมด , เครื่องโฟโตมิเตอร์ | https://www.hannathailand.com/product-category/spectrophotometer/ | https://www.hannathailand.com/product/hi93735-0-hardness-total-0-to-750-mgl-reagents-100-tests/ | HI93735-0 | 6,955.00 |  | <div aria-labelledby="tab-title-additional_information" class="woocommerce-Tabs-panel woocommerce-Tabs-panel--additional_information panel entry-content" id="tab-additional_information" role="tabpanel"> </div> | Reagent for the photometric determination of total hardness all ranges. Colorimetric method. | <div aria-labelledby="tab-title-description" class="woocommerce-Tabs-panel woocommerce-Tabs-panel--description panel entry-content active" id="tab-description" role="tabpanel"> <p><span class="hps">Reagent</span> <span class="hps">for</span> <span class="hps">the photometric determination</span> <span class="hps">of</span> <span class="hps">total</span> <span class="hps">hardness</span> <span class="hps">all ranges</span><span>.</span> <span class="hps">Colorimetric</span> <span class="hps">method.</span><br/> </p> </div> | Reagents for Photometers – Determination of total hardness of all ranges (100 tests) | <div class="product-short-description"> <p>Reagents for Photometers – Determination of total hardness of all ranges (100 tests)</p> </div> | https://www.hannathailand.com/wp-content/uploads/2022/06/31gluhj8kul__sl500_aa300_51e3eb693c35f.jpg | เครื่องวัดสีในน้ำตัวอย่าง HI727 , น้ำยามาตรฐานสอบเทียบ ค่ามาตรฐานความเค็ม , น้ำยามาตรฐานสำหรับค่าโซเดียม , เครื่องวัดปริมาณฟอสฟอรัส ช่วงต่ำมาก รุ่น HI736 , เครื่องวัดปริมาณฟอสเฟต ช่วงสูง รุ่น HI717 , เครื่องวัดปริมาณโครเมี่ยม ช่วงสูง รุ่น HI723 , เซ็นเซอร์วัดออกซิเจนในน้ำสำหรับ HI9829 มัลติพารามิเตอร์ , เครื่องวัดปริมาณคลอรีนรวม รุ่น HI711 | <a class="woocommerce-LoopProduct-link woocommerce-loop-product__link" href="https://www.hannathailand.com/product/hi727-checker-hc-color-of-water/">เครื่องวัดสีในน้ำตัวอย่าง HI727</a> , <a class="woocommerce-LoopProduct-link woocommerce-loop-product__link" href="https://www.hannathailand.com/product/hi7083l/">น้ำยามาตรฐานสอบเทียบ ค่ามาตรฐานความเค็ม</a> , <a class="woocommerce-LoopProduct-link woocommerce-loop-product__link" href="https://www.hannathailand.com/product/hi7090l/">น้ำยามาตรฐานสำหรับค่าโซเดียม</a> , <a class="woocommerce-LoopProduct-link woocommerce-loop-product__link" href="https://www.hannathailand.com/product/phosphorous-marine/">เครื่องวัดปริมาณฟอสฟอรัส ช่วงต่ำมาก รุ่น HI736</a> , <a class="woocommerce-LoopProduct-link woocommerce-loop-product__link" href="https://www.hannathailand.com/product/hi717-checker-hc-phosphate-hr/">เครื่องวัดปริมาณฟอสเฟต ช่วงสูง รุ่น HI717</a> , <a class="woocommerce-LoopProduct-link woocommerce-loop-product__link" href="https://www.hannathailand.com/product/hi723-checker-hc-chromium-vi-hr/">เครื่องวัดปริมาณโครเมี่ยม ช่วงสูง รุ่น HI723</a> , <a class="woocommerce-LoopProduct-link woocommerce-loop-product__link" href="https://www.hannathailand.com/product/hi7609829-2/">เซ็นเซอร์วัดออกซิเจนในน้ำสำหรับ HI9829 มัลติพารามิเตอร์</a> , <a class="woocommerce-LoopProduct-link woocommerce-loop-product__link" href="https://www.hannathailand.com/product/hi711-checker-hc-total-chlorine/">เครื่องวัดปริมาณคลอรีนรวม รุ่น HI711</a> | https://www.hannathailand.com/wp-content/uploads/2022/06/miniphotometerfurfarbe843_11-600x600.jpg , https://www.hannathailand.com/wp-content/uploads/2021/07/10-500x500.jpg , https://www.hannathailand.com/wp-content/uploads/2021/07/12-500x500.jpg , https://www.hannathailand.com/wp-content/uploads/2021/12/HI736-600x600.jpg , https://www.hannathailand.com/wp-content/uploads/2022/06/miniphotometerfurphosphathoch827_11-600x600.jpg , https://www.hannathailand.com/wp-content/uploads/2022/06/miniphotometerfurchromvihoch839_11-600x600.jpg , https://www.hannathailand.com/wp-content/uploads/2021/07/5-500x500.jpg , https://www.hannathailand.com/wp-content/uploads/2022/06/hi711_lg-600x600.jpg
112 | HI93735-00 Hardness Total (0 to 250 mg/L) – Reagents -100 Tests | สารเคมี , สินค้าทั้งหมด , เครื่องโฟโตมิเตอร์ | https://www.hannathailand.com/product-category/spectrophotometer/ | https://www.hannathailand.com/product/hi93735-00-hardness-total-0-to-250-mgl-reagents-100-tests/ | HI93735-00 | 2,514.50 |  | <div aria-labelledby="tab-title-additional_information" class="woocommerce-Tabs-panel woocommerce-Tabs-panel--additional_information panel entry-content" id="tab-additional_information" role="tabpanel"> </div> | Reagent for the photometric determination of total hardness in the low range up to 250mg / l Colorimetric method. | <div aria-labelledby="tab-title-description" class="woocommerce-Tabs-panel woocommerce-Tabs-panel--description panel entry-content active" id="tab-description" role="tabpanel"> <p><span class="hps">Reagent</span> <span class="hps">for</span> <span class="hps">the photometric determination</span> <span class="hps">of</span> <span class="hps">total</span> <span class="hps">hardness</span> <span class="hps">in the</span> <span class="hps">low</span> <span class="hps">range up to</span> <span class="hps">250mg</span> <span class="hps">/ l</span> <span class="hps">Colorimetric</span> <span class="hps">method.</span></p> </div> | Reagents for Photometers – Determination of low total hardness (100 tests) | <div class="product-short-description"> <p>Reagents for Photometers – Determination of low total hardness (100 tests)</p> </div> | https://www.hannathailand.com/wp-content/uploads/2022/06/31gluhj8kul__sl500_aa300_51e3eb693c35f.jpg | เครื่องวัดปริมาณคลอรีนอิสระ รุ่น HI701 , เครื่องวัดปริมาณไอโอดีน รุ่น HI718 , เครื่องวัดปริมาณแอมโมเนีย ในน้ำ รุ่น HI715 , สารละลายมาตรฐานความขุ่น 20 NTU , เครื่องวัดปริมาณซิลิกา ช่วงต่ำ ในตัวอย่างน้ำ รุ่น HI705 , เครื่องวัดปริมาณแอมโมเนีย ช่วงสูง รุ่น HI733 , เครื่องวัดปริมาณฟลูออไรด์ ช่วงต่ำ รุ่น HI729 , เครื่องวัดปริมาณนิกเกิล ช่วงสูง รุ่น HI726 | <a class="woocommerce-LoopProduct-link woocommerce-loop-product__link" href="https://www.hannathailand.com/product/hi701-checker-hc-free-chlorine/">เครื่องวัดปริมาณคลอรีนอิสระ รุ่น HI701</a> , <a class="woocommerce-LoopProduct-link woocommerce-loop-product__link" href="https://www.hannathailand.com/product/hi718-checker-hc-iodine/">เครื่องวัดปริมาณไอโอดีน รุ่น HI718</a> , <a class="woocommerce-LoopProduct-link woocommerce-loop-product__link" href="https://www.hannathailand.com/product/hi715-checker-hc-ammonia-mr/">เครื่องวัดปริมาณแอมโมเนีย ในน้ำ รุ่น HI715</a> , <a class="woocommerce-LoopProduct-link woocommerce-loop-product__link" href="https://www.hannathailand.com/product/hi93102-20/">สารละลายมาตรฐานความขุ่น 20 NTU</a> , <a class="woocommerce-LoopProduct-link woocommerce-loop-product__link" href="https://www.hannathailand.com/product/hi705-checker-hc-silica-lr/">เครื่องวัดปริมาณซิลิกา ช่วงต่ำ ในตัวอย่างน้ำ รุ่น HI705</a> , <a class="woocommerce-LoopProduct-link woocommerce-loop-product__link" href="https://www.hannathailand.com/product/hi733-checker-hc-ammonia-hr/">เครื่องวัดปริมาณแอมโมเนีย ช่วงสูง รุ่น HI733</a> , <a class="woocommerce-LoopProduct-link woocommerce-loop-product__link" href="https://www.hannathailand.com/product/hi729-checker-hc-fluoride-lr/">เครื่องวัดปริมาณฟลูออไรด์ ช่วงต่ำ รุ่น HI729</a> , <a class="woocommerce-LoopProduct-link woocommerce-loop-product__link" href="https://www.hannathailand.com/product/hi726-checker-hc-nickel-hr/">เครื่องวัดปริมาณนิกเกิล ช่วงสูง รุ่น HI726</a> | https://www.hannathailand.com/wp-content/uploads/2021/11/hi701-500x500.jpg , https://www.hannathailand.com/wp-content/uploads/2022/06/miniphotometerfuriod829_11-600x600.jpg , https://www.hannathailand.com/wp-content/uploads/2022/06/miniphotometerfurammoniakmittel2416_11-600x600.jpg , https://www.hannathailand.com/wp-content/uploads/2021/07/9-500x500.jpg , https://www.hannathailand.com/wp-content/uploads/2022/06/hi705400-600x600.jpg , https://www.hannathailand.com/wp-content/uploads/2022/06/miniphotometerfurammoniumhoch2418_11-600x600.jpg , https://www.hannathailand.com/wp-content/uploads/2022/06/miniphotometerfurfluoridniedrig844_11-600x600.jpg , https://www.hannathailand.com/wp-content/uploads/2022/06/miniphotometerfurnickelhoch841_11-600x600.jpg
113 | HI93735-01 Hardness Total (200 to 500 mg/L) – Reagents -100 Tests | สารเคมี , สินค้าทั้งหมด , เครื่องโฟโตมิเตอร์ | https://www.hannathailand.com/product-category/spectrophotometer/ | https://www.hannathailand.com/product/hi93735-01-hardness-total-200-to-500-mgl-reagents-100-tests/ | HI93735-01 | 2,514.50 |  | <div aria-labelledby="tab-title-additional_information" class="woocommerce-Tabs-panel woocommerce-Tabs-panel--additional_information panel entry-content" id="tab-additional_information" role="tabpanel"> </div> | Reagent for the photometric determination of total hardness in the middle 200mg / l to 500mg / l Colorimetric method. | <div aria-labelledby="tab-title-description" class="woocommerce-Tabs-panel woocommerce-Tabs-panel--description panel entry-content active" id="tab-description" role="tabpanel"> <p><span class="hps">Reagent</span> <span class="hps">for</span> <span class="hps">the photometric determination</span> <span class="hps">of</span> <span class="hps">total</span> <span class="hps">hardness</span> <span class="hps">in the</span> <span class="hps">middle</span> <span class="hps">200mg</span> <span class="hps">/ l to</span> <span class="hps">500mg</span> <span class="hps">/ l</span> <span class="hps">Colorimetric</span> <span class="hps">method.</span><br/> </p> </div> | Reagents for Photometers – Determination of total hardness of medium (100 tests) | <div class="product-short-description"> <p>Reagents for Photometers – Determination of total hardness of medium (100 tests)</p> </div> | https://www.hannathailand.com/wp-content/uploads/2022/06/31gluhj8kul__sl500_aa300_51e3eb693c35f.jpg | เครื่องวัดปริมาณไนไตรท์ ช่วงต่ำ รุ่น HI707 , เครื่องวัดปริมาณไอโอดีน รุ่น HI718 , เครื่องวัดปริมาณฟลูออไรด์ ช่วงต่ำ รุ่น HI729 , เครื่องวัดปริมาณฟอสเฟต ช่วงสูง รุ่น HI717 , เครื่องวัดปริมาณฟอสฟอรัส ช่วงต่ำมาก รุ่น HI736 , เครื่องวัดปริมาณไนไตรท์ ช่วงสูง ในตัวอย่างน้ำ รุ่น HI708 , น้ำยามาตรฐานสอบเทียบ , น้ำยามาตรฐานสำหรับค่าโซเดียม | <a class="woocommerce-LoopProduct-link woocommerce-loop-product__link" href="https://www.hannathailand.com/product/hi707-checker-hc-nitrite-lr/">เครื่องวัดปริมาณไนไตรท์ ช่วงต่ำ รุ่น HI707</a> , <a class="woocommerce-LoopProduct-link woocommerce-loop-product__link" href="https://www.hannathailand.com/product/hi718-checker-hc-iodine/">เครื่องวัดปริมาณไอโอดีน รุ่น HI718</a> , <a class="woocommerce-LoopProduct-link woocommerce-loop-product__link" href="https://www.hannathailand.com/product/hi729-checker-hc-fluoride-lr/">เครื่องวัดปริมาณฟลูออไรด์ ช่วงต่ำ รุ่น HI729</a> , <a class="woocommerce-LoopProduct-link woocommerce-loop-product__link" href="https://www.hannathailand.com/product/hi717-checker-hc-phosphate-hr/">เครื่องวัดปริมาณฟอสเฟต ช่วงสูง รุ่น HI717</a> , <a class="woocommerce-LoopProduct-link woocommerce-loop-product__link" href="https://www.hannathailand.com/product/phosphorous-marine/">เครื่องวัดปริมาณฟอสฟอรัส ช่วงต่ำมาก รุ่น HI736</a> , <a class="woocommerce-LoopProduct-link woocommerce-loop-product__link" href="https://www.hannathailand.com/product/hi708-checker-hc-nitrite-hr/">เครื่องวัดปริมาณไนไตรท์ ช่วงสูง ในตัวอย่างน้ำ รุ่น HI708</a> , <a class="woocommerce-LoopProduct-link woocommerce-loop-product__link" href="https://www.hannathailand.com/product/hi9828-25/">น้ำยามาตรฐานสอบเทียบ</a> , <a class="woocommerce-LoopProduct-link woocommerce-loop-product__link" href="https://www.hannathailand.com/product/hi7090l/">น้ำยามาตรฐานสำหรับค่าโซเดียม</a> | https://www.hannathailand.com/wp-content/uploads/2022/06/hi707400-600x600.jpg , https://www.hannathailand.com/wp-content/uploads/2022/06/miniphotometerfuriod829_11-600x600.jpg , https://www.hannathailand.com/wp-content/uploads/2022/06/miniphotometerfurfluoridniedrig844_11-600x600.jpg , https://www.hannathailand.com/wp-content/uploads/2022/06/miniphotometerfurphosphathoch827_11-600x600.jpg , https://www.hannathailand.com/wp-content/uploads/2021/12/HI736-600x600.jpg , https://www.hannathailand.com/wp-content/uploads/2022/06/miniphotometerfurnitrithoch2420_11-600x600.jpg , https://www.hannathailand.com/wp-content/uploads/2021/07/8-500x500.jpg , https://www.hannathailand.com/wp-content/uploads/2021/07/12-500x500.jpg
114 | HI93735-02 Hardness Total (400 to 750 mg/L) – Reagents -100 Tests | สารเคมี , สินค้าทั้งหมด , เครื่องโฟโตมิเตอร์ | https://www.hannathailand.com/product-category/spectrophotometer/ | https://www.hannathailand.com/product/hi93735-02-hardness-total-400-to-750-mgl-reagents-100-tests/ | HI93735-02 | 2,514.50 |  | <div aria-labelledby="tab-title-additional_information" class="woocommerce-Tabs-panel woocommerce-Tabs-panel--additional_information panel entry-content" id="tab-additional_information" role="tabpanel"> </div> | Reagent for the photometric determination of total hardness high in 400mg / l to 750mg / l Colorimetric method. | <div aria-labelledby="tab-title-description" class="woocommerce-Tabs-panel woocommerce-Tabs-panel--description panel entry-content active" id="tab-description" role="tabpanel"> <p><span class="hps">Reagent</span> <span class="hps">for</span> <span class="hps">the photometric determination</span> <span class="hps">of</span> <span class="hps">total</span> <span class="hps">hardness</span> <span class="hps">high</span> <span class="hps">in</span> <span class="hps">400mg</span> <span class="hps">/ l to</span> <span class="hps">750mg</span> <span class="hps">/ l</span> <span class="hps">Colorimetric</span> <span class="hps">method.</span></p> </div> | Reagent for the photometric determination of total hardness high in 400mg / l to 750mg / l Colorimetric method. | <div class="product-short-description"> <p>Reagent for the photometric determination of total hardness high in 400mg / l to 750mg / l Colorimetric method.</p> </div> | https://www.hannathailand.com/wp-content/uploads/2022/06/31gluhj8kul__sl500_aa300_51e3eb693c35f.jpg | เครื่องวัดค่าเหล็ก รุ่น HI721 , น้ำยามาตรฐานสอบเทียบ , เครื่องวัดปริมาณซิลิกา ช่วงต่ำ ในตัวอย่างน้ำ รุ่น HI705 , เครื่องวัดปริมาณฟอสฟอรัส ช่วงสูง รุ่น HI706 , น้ำยามาตรฐานสอบเทียบ ค่ามาตรฐานความเค็ม , เครื่องวัดปริมาณไนไตรท์ ช่วงสูง ในตัวอย่างน้ำ รุ่น HI708 , น้ำยามาตรฐานสำหรับค่าโซเดียม , ซัลไฟด์สารต้านอนุมูลอิสระบัฟเฟอร์ | <a class="woocommerce-LoopProduct-link woocommerce-loop-product__link" href="https://www.hannathailand.com/product/hi721-checker-hc-iron/">เครื่องวัดค่าเหล็ก รุ่น HI721</a> , <a class="woocommerce-LoopProduct-link woocommerce-loop-product__link" href="https://www.hannathailand.com/product/hi9828-25/">น้ำยามาตรฐานสอบเทียบ</a> , <a class="woocommerce-LoopProduct-link woocommerce-loop-product__link" href="https://www.hannathailand.com/product/hi705-checker-hc-silica-lr/">เครื่องวัดปริมาณซิลิกา ช่วงต่ำ ในตัวอย่างน้ำ รุ่น HI705</a> , <a class="woocommerce-LoopProduct-link woocommerce-loop-product__link" href="https://www.hannathailand.com/product/hi706-checker-hc-phosphorous-hr/">เครื่องวัดปริมาณฟอสฟอรัส ช่วงสูง รุ่น HI706</a> , <a class="woocommerce-LoopProduct-link woocommerce-loop-product__link" href="https://www.hannathailand.com/product/hi7080l/">น้ำยามาตรฐานสอบเทียบ ค่ามาตรฐานความเค็ม</a> , <a class="woocommerce-LoopProduct-link woocommerce-loop-product__link" href="https://www.hannathailand.com/product/hi708-checker-hc-nitrite-hr/">เครื่องวัดปริมาณไนไตรท์ ช่วงสูง ในตัวอย่างน้ำ รุ่น HI708</a> , <a class="woocommerce-LoopProduct-link woocommerce-loop-product__link" href="https://www.hannathailand.com/product/hi7090l/">น้ำยามาตรฐานสำหรับค่าโซเดียม</a> , <a class="woocommerce-LoopProduct-link woocommerce-loop-product__link" href="https://www.hannathailand.com/product/hi4015-00/">ซัลไฟด์สารต้านอนุมูลอิสระบัฟเฟอร์</a> | https://www.hannathailand.com/wp-content/uploads/2022/06/miniphotometerfureisen832_11-600x600.jpg , https://www.hannathailand.com/wp-content/uploads/2021/07/8-500x500.jpg , https://www.hannathailand.com/wp-content/uploads/2022/06/hi705400-600x600.jpg , https://www.hannathailand.com/wp-content/uploads/2022/06/hi706_400-600x600.jpg , https://www.hannathailand.com/wp-content/uploads/2021/07/11-500x500.jpg , https://www.hannathailand.com/wp-content/uploads/2022/06/miniphotometerfurnitrithoch2420_11-600x600.jpg , https://www.hannathailand.com/wp-content/uploads/2021/07/12-500x500.jpg , https://www.hannathailand.com/wp-content/uploads/2021/07/7-500x500.jpg
115 | HI93737-01 Silver – Reagents – 50 Tests | สารเคมี , สินค้าทั้งหมด , เครื่องโฟโตมิเตอร์ | https://www.hannathailand.com/product-category/spectrophotometer/ | https://www.hannathailand.com/product/hi93737-01-silver-reagents-50-tests/ | HI93737-01 | 10,165.00 |  | <div aria-labelledby="tab-title-additional_information" class="woocommerce-Tabs-panel woocommerce-Tabs-panel--additional_information panel entry-content" id="tab-additional_information" role="tabpanel"> </div> | Reagents for the photometric determination of silver in the range up to 1000 mg / L. PAN method. | <div aria-labelledby="tab-title-description" class="woocommerce-Tabs-panel woocommerce-Tabs-panel--description panel entry-content active" id="tab-description" role="tabpanel"> <p><span class="hps">Reagents for</span> <span class="hps">the photometric determination</span> <span class="hps">of silver</span> <span class="hps">in the range</span> <span class="hps">up to 1000</span> <span class="hps">mg /</span> <span class="hps">L.</span> <span class="hps">PAN</span> <span class="hps">method.</span><br/> </p> </div> | Reagents for Photometers – Determination of silver (50 tests) | <div class="product-short-description"> <p>Reagents for Photometers – Determination of silver (50 tests)</p> </div> | https://www.hannathailand.com/wp-content/uploads/2022/06/717uqgj2pyl_aa1500_1.jpg | เครื่องวัดปริมาณฟอสฟอรัส ช่วงต่ำมาก รุ่น HI736 , เครื่องวัดปริมาณฟอสเฟต ช่วงต่ำ รุ่น HI713 , เครื่องวัดปริมาณโบรมีน ในตัวอย่างน้ำ รุ่น HI716 , เครื่องวัดปริมาณแอมโมเนีย ช่วงสูง รุ่น HI733 , เครื่องวัดปริมาณโครเมี่ยม ช่วงสูง รุ่น HI723 , เครื่องวัดปริมาณฟอสเฟต ช่วงสูง รุ่น HI717 , เครื่องวัดปริมาณฟลูออไรด์ ช่วงต่ำ รุ่น HI729 , น้ำยามาตรฐานสอบเทียบ ค่ามาตรฐานความเค็ม | <a class="woocommerce-LoopProduct-link woocommerce-loop-product__link" href="https://www.hannathailand.com/product/phosphorous-marine/">เครื่องวัดปริมาณฟอสฟอรัส ช่วงต่ำมาก รุ่น HI736</a> , <a class="woocommerce-LoopProduct-link woocommerce-loop-product__link" href="https://www.hannathailand.com/product/hi713-checker-hc-phosphate-lr/">เครื่องวัดปริมาณฟอสเฟต ช่วงต่ำ รุ่น HI713</a> , <a class="woocommerce-LoopProduct-link woocommerce-loop-product__link" href="https://www.hannathailand.com/product/hi716-checker-hc-bromine/">เครื่องวัดปริมาณโบรมีน ในตัวอย่างน้ำ รุ่น HI716</a> , <a class="woocommerce-LoopProduct-link woocommerce-loop-product__link" href="https://www.hannathailand.com/product/hi733-checker-hc-ammonia-hr/">เครื่องวัดปริมาณแอมโมเนีย ช่วงสูง รุ่น HI733</a> , <a class="woocommerce-LoopProduct-link woocommerce-loop-product__link" href="https://www.hannathailand.com/product/hi723-checker-hc-chromium-vi-hr/">เครื่องวัดปริมาณโครเมี่ยม ช่วงสูง รุ่น HI723</a> , <a class="woocommerce-LoopProduct-link woocommerce-loop-product__link" href="https://www.hannathailand.com/product/hi717-checker-hc-phosphate-hr/">เครื่องวัดปริมาณฟอสเฟต ช่วงสูง รุ่น HI717</a> , <a class="woocommerce-LoopProduct-link woocommerce-loop-product__link" href="https://www.hannathailand.com/product/hi729-checker-hc-fluoride-lr/">เครื่องวัดปริมาณฟลูออไรด์ ช่วงต่ำ รุ่น HI729</a> , <a class="woocommerce-LoopProduct-link woocommerce-loop-product__link" href="https://www.hannathailand.com/product/hi7080l/">น้ำยามาตรฐานสอบเทียบ ค่ามาตรฐานความเค็ม</a> | https://www.hannathailand.com/wp-content/uploads/2021/12/HI736-600x600.jpg , https://www.hannathailand.com/wp-content/uploads/2022/06/hi713_lg51caffcdce23e-600x600.jpg , https://www.hannathailand.com/wp-content/uploads/2022/06/miniphotometerfurfreiesgesamtchlor704_11-600x600.jpg , https://www.hannathailand.com/wp-content/uploads/2022/06/miniphotometerfurammoniumhoch2418_11-600x600.jpg , https://www.hannathailand.com/wp-content/uploads/2022/06/miniphotometerfurchromvihoch839_11-600x600.jpg , https://www.hannathailand.com/wp-content/uploads/2022/06/miniphotometerfurphosphathoch827_11-600x600.jpg , https://www.hannathailand.com/wp-content/uploads/2022/06/miniphotometerfurfluoridniedrig844_11-600x600.jpg , https://www.hannathailand.com/wp-content/uploads/2021/07/11-500x500.jpg
116 | HI93738-01 Chlorine Dioxide – Reagents-Kit – 100 Tests | สารเคมี , สินค้าทั้งหมด , เครื่องโฟโตมิเตอร์ | https://www.hannathailand.com/product-category/spectrophotometer/ | https://www.hannathailand.com/product/hi93738-01-chlorine-dioxide-reagents-kit-100-tests/ | HI93738-01 | 4,280.00 |  | <div aria-labelledby="tab-title-additional_information" class="woocommerce-Tabs-panel woocommerce-Tabs-panel--additional_information panel entry-content" id="tab-additional_information" role="tabpanel"> </div> | Reagent for the photometric determination of chlorine dioxide in the field until 2:00 mg / L. Chlorophenol Red method. | <div aria-labelledby="tab-title-description" class="woocommerce-Tabs-panel woocommerce-Tabs-panel--description panel entry-content active" id="tab-description" role="tabpanel"> <p><span class="hps">Reagent</span> <span class="hps">for</span> <span class="hps">the photometric determination</span> <span class="hps">of chlorine dioxide</span> <span class="hps">in the field</span> <span class="hps">until 2:00</span> <span class="hps">mg /</span> <span class="hps">L.</span> <span class="hps">Chlorophenol</span> <span class="hps">Red</span> <span class="hps">method.</span></p> </div> | Reagents for Photometers – Determination of chlorine dioxide (100 tests) | <div class="product-short-description"> <p>Reagents for Photometers – Determination of chlorine dioxide (100 tests)</p> </div> | https://www.hannathailand.com/wp-content/uploads/2022/06/81yvp2xaczl_aa1500_1.jpg | น้ำยามาตรฐานสอบเทียบ ค่ามาตรฐานความเค็ม , เซ็นเซอร์วัดออกซิเจนในน้ำสำหรับ HI9829 มัลติพารามิเตอร์ , ซัลไฟด์สารต้านอนุมูลอิสระบัฟเฟอร์ , เครื่องวัดปริมาณฟอสฟอรัส ช่วงต่ำมาก รุ่น HI736 , สารละลายมาตรฐานความขุ่น 20 NTU , เครื่องวัดปริมาณฟอสเฟต ช่วงสูง รุ่น HI717 , เครื่องวัดปริมาณคลอรีนรวม รุ่น HI711 , เครื่องวัดปริมาณแอมโมเนีย ช่วงต่ำ รุ่น HI700 | <a class="woocommerce-LoopProduct-link woocommerce-loop-product__link" href="https://www.hannathailand.com/product/hi7080l/">น้ำยามาตรฐานสอบเทียบ ค่ามาตรฐานความเค็ม</a> , <a class="woocommerce-LoopProduct-link woocommerce-loop-product__link" href="https://www.hannathailand.com/product/hi7609829-2/">เซ็นเซอร์วัดออกซิเจนในน้ำสำหรับ HI9829 มัลติพารามิเตอร์</a> , <a class="woocommerce-LoopProduct-link woocommerce-loop-product__link" href="https://www.hannathailand.com/product/hi4015-00/">ซัลไฟด์สารต้านอนุมูลอิสระบัฟเฟอร์</a> , <a class="woocommerce-LoopProduct-link woocommerce-loop-product__link" href="https://www.hannathailand.com/product/phosphorous-marine/">เครื่องวัดปริมาณฟอสฟอรัส ช่วงต่ำมาก รุ่น HI736</a> , <a class="woocommerce-LoopProduct-link woocommerce-loop-product__link" href="https://www.hannathailand.com/product/hi93102-20/">สารละลายมาตรฐานความขุ่น 20 NTU</a> , <a class="woocommerce-LoopProduct-link woocommerce-loop-product__link" href="https://www.hannathailand.com/product/hi717-checker-hc-phosphate-hr/">เครื่องวัดปริมาณฟอสเฟต ช่วงสูง รุ่น HI717</a> , <a class="woocommerce-LoopProduct-link woocommerce-loop-product__link" href="https://www.hannathailand.com/product/hi711-checker-hc-total-chlorine/">เครื่องวัดปริมาณคลอรีนรวม รุ่น HI711</a> , <a class="woocommerce-LoopProduct-link woocommerce-loop-product__link" href="https://www.hannathailand.com/product/hi700-checker-hc-ammonia-lr/">เครื่องวัดปริมาณแอมโมเนีย ช่วงต่ำ รุ่น HI700</a> | https://www.hannathailand.com/wp-content/uploads/2021/07/11-500x500.jpg , https://www.hannathailand.com/wp-content/uploads/2021/07/5-500x500.jpg , https://www.hannathailand.com/wp-content/uploads/2021/07/7-500x500.jpg , https://www.hannathailand.com/wp-content/uploads/2021/12/HI736-600x600.jpg , https://www.hannathailand.com/wp-content/uploads/2021/07/9-500x500.jpg , https://www.hannathailand.com/wp-content/uploads/2022/06/miniphotometerfurphosphathoch827_11-600x600.jpg , https://www.hannathailand.com/wp-content/uploads/2022/06/hi711_lg-600x600.jpg , https://www.hannathailand.com/wp-content/uploads/2022/06/hi700_400pxl-600x600.jpg
117 | HI93739-01 Fluoride HR – Reagents – 100 Tests | สารเคมี , สินค้าทั้งหมด , เครื่องโฟโตมิเตอร์ | https://www.hannathailand.com/product-category/spectrophotometer/ | https://www.hannathailand.com/product/hi93739-01-fluoride-hr-reagents-100-tests/ | HI93739-01 | 5,350.00 |  | <div aria-labelledby="tab-title-additional_information" class="woocommerce-Tabs-panel woocommerce-Tabs-panel--additional_information panel entry-content" id="tab-additional_information" role="tabpanel"> </div> | Reagent for the photometric determination of fluoride in the range up to 20.00 mg / L. SPADNS method | <div aria-labelledby="tab-title-description" class="woocommerce-Tabs-panel woocommerce-Tabs-panel--description panel entry-content active" id="tab-description" role="tabpanel"> <p><span class="hps">Reagent</span> <span class="hps">for</span> <span class="hps">the photometric determination</span> <span class="hps">of</span> <span class="hps">fluoride in the range</span> <span class="hps">up to</span> <span class="hps">20.00</span> <span class="hps">mg /</span> <span class="hps">L.</span> <span class="hps">SPADNS</span> <span class="hps">method</span></p> </div> | Reagents for Photometers – high fluoride – Determination | <div class="product-short-description"> <p>Reagents for Photometers – high fluoride – Determination</p> </div> | https://www.hannathailand.com/wp-content/uploads/2022/06/71rdvfko4l_aa1500_1.jpg | เครื่องวัดปริมาณฟอสฟอรัส ช่วงสูง รุ่น HI706 , เครื่องควบคุมค่าความนำไฟฟ้า , เครื่องวัดปริมาณไนไตรท์ ช่วงสูง ในตัวอย่างน้ำ รุ่น HI708 , เครื่องวัดปริมาณแอมโมเนีย ช่วงต่ำ รุ่น HI700 , น้ำยามาตรฐานสำหรับค่าโซเดียม , น้ำยามาตรฐานสอบเทียบ ค่ามาตรฐานความเค็ม , เครื่องวัดปริมาณไอโอดีน รุ่น HI718 , เครื่องวัดปริมาณนิกเกิล ช่วงสูง รุ่น HI726 | <a class="woocommerce-LoopProduct-link woocommerce-loop-product__link" href="https://www.hannathailand.com/product/hi706-checker-hc-phosphorous-hr/">เครื่องวัดปริมาณฟอสฟอรัส ช่วงสูง รุ่น HI706</a> , <a class="woocommerce-LoopProduct-link woocommerce-loop-product__link" href="https://www.hannathailand.com/product/hi8931cn/">เครื่องควบคุมค่าความนำไฟฟ้า</a> , <a class="woocommerce-LoopProduct-link woocommerce-loop-product__link" href="https://www.hannathailand.com/product/hi708-checker-hc-nitrite-hr/">เครื่องวัดปริมาณไนไตรท์ ช่วงสูง ในตัวอย่างน้ำ รุ่น HI708</a> , <a class="woocommerce-LoopProduct-link woocommerce-loop-product__link" href="https://www.hannathailand.com/product/hi700-checker-hc-ammonia-lr/">เครื่องวัดปริมาณแอมโมเนีย ช่วงต่ำ รุ่น HI700</a> , <a class="woocommerce-LoopProduct-link woocommerce-loop-product__link" href="https://www.hannathailand.com/product/hi7090l/">น้ำยามาตรฐานสำหรับค่าโซเดียม</a> , <a class="woocommerce-LoopProduct-link woocommerce-loop-product__link" href="https://www.hannathailand.com/product/hi7080l/">น้ำยามาตรฐานสอบเทียบ ค่ามาตรฐานความเค็ม</a> , <a class="woocommerce-LoopProduct-link woocommerce-loop-product__link" href="https://www.hannathailand.com/product/hi718-checker-hc-iodine/">เครื่องวัดปริมาณไอโอดีน รุ่น HI718</a> , <a class="woocommerce-LoopProduct-link woocommerce-loop-product__link" href="https://www.hannathailand.com/product/hi726-checker-hc-nickel-hr/">เครื่องวัดปริมาณนิกเกิล ช่วงสูง รุ่น HI726</a> | https://www.hannathailand.com/wp-content/uploads/2022/06/hi706_400-600x600.jpg , https://www.hannathailand.com/wp-content/uploads/2021/07/2-500x500.jpg , https://www.hannathailand.com/wp-content/uploads/2022/06/miniphotometerfurnitrithoch2420_11-600x600.jpg , https://www.hannathailand.com/wp-content/uploads/2022/06/hi700_400pxl-600x600.jpg , https://www.hannathailand.com/wp-content/uploads/2021/07/12-500x500.jpg , https://www.hannathailand.com/wp-content/uploads/2021/07/11-500x500.jpg , https://www.hannathailand.com/wp-content/uploads/2022/06/miniphotometerfuriod829_11-600x600.jpg , https://www.hannathailand.com/wp-content/uploads/2022/06/miniphotometerfurnickelhoch841_11-600x600.jpg
118 | HI93740-01 Nickel LR – Reagents – 50 Tests | สารเคมี , สินค้าทั้งหมด , เครื่องโฟโตมิเตอร์ | https://www.hannathailand.com/product-category/spectrophotometer/ | https://www.hannathailand.com/product/hi93740-01-nickel-lr-reagents-50-tests/ | HI93740-01 | 10,165.00 |  | <div aria-labelledby="tab-title-additional_information" class="woocommerce-Tabs-panel woocommerce-Tabs-panel--additional_information panel entry-content" id="tab-additional_information" role="tabpanel"> </div> | Reagents for the photometric determination of nickel in the range up to 1.000 mg / L. PAN method. | <div aria-labelledby="tab-title-description" class="woocommerce-Tabs-panel woocommerce-Tabs-panel--description panel entry-content active" id="tab-description" role="tabpanel"> <p><span class="hps">Reagents for the</span> <span class="hps">photometric determination of</span> <span class="hps">nickel in the range</span> <span class="hps">up to 1.000</span> <span class="hps">mg /</span> <span class="hps">L.</span> <span class="hps">PAN</span> <span class="hps">method.</span><br/> </p> </div> | Reagenzien für Photometer Nickel niedrig (50 Tests) | <div class="product-short-description"> <p>Reagenzien für Photometer Nickel niedrig (50 Tests)</p> </div> | https://www.hannathailand.com/wp-content/uploads/2022/06/81y0urrhzsl_aa1500_1.jpg | เครื่องวัดปริมาณฟอสเฟต ช่วงต่ำ รุ่น HI713 , สารละลายมาตรฐานความขุ่น 20 NTU , เครื่องวัดสีในน้ำตัวอย่าง HI727 , เครื่องวัดปริมาณแอมโมเนีย ในน้ำ รุ่น HI715 , เครื่องวัดปริมาณโบรมีน ในตัวอย่างน้ำ รุ่น HI716 , เครื่องวัดปริมาณซิลิกา ช่วงต่ำ ในตัวอย่างน้ำ รุ่น HI705 , เครื่องวัดปริมาณฟลูออไรด์ ช่วงต่ำ รุ่น HI729 , เครื่องวัดปริมาณคลอรีนรวม รุ่น HI711 | <a class="woocommerce-LoopProduct-link woocommerce-loop-product__link" href="https://www.hannathailand.com/product/hi713-checker-hc-phosphate-lr/">เครื่องวัดปริมาณฟอสเฟต ช่วงต่ำ รุ่น HI713</a> , <a class="woocommerce-LoopProduct-link woocommerce-loop-product__link" href="https://www.hannathailand.com/product/hi93102-20/">สารละลายมาตรฐานความขุ่น 20 NTU</a> , <a class="woocommerce-LoopProduct-link woocommerce-loop-product__link" href="https://www.hannathailand.com/product/hi727-checker-hc-color-of-water/">เครื่องวัดสีในน้ำตัวอย่าง HI727</a> , <a class="woocommerce-LoopProduct-link woocommerce-loop-product__link" href="https://www.hannathailand.com/product/hi715-checker-hc-ammonia-mr/">เครื่องวัดปริมาณแอมโมเนีย ในน้ำ รุ่น HI715</a> , <a class="woocommerce-LoopProduct-link woocommerce-loop-product__link" href="https://www.hannathailand.com/product/hi716-checker-hc-bromine/">เครื่องวัดปริมาณโบรมีน ในตัวอย่างน้ำ รุ่น HI716</a> , <a class="woocommerce-LoopProduct-link woocommerce-loop-product__link" href="https://www.hannathailand.com/product/hi705-checker-hc-silica-lr/">เครื่องวัดปริมาณซิลิกา ช่วงต่ำ ในตัวอย่างน้ำ รุ่น HI705</a> , <a class="woocommerce-LoopProduct-link woocommerce-loop-product__link" href="https://www.hannathailand.com/product/hi729-checker-hc-fluoride-lr/">เครื่องวัดปริมาณฟลูออไรด์ ช่วงต่ำ รุ่น HI729</a> , <a class="woocommerce-LoopProduct-link woocommerce-loop-product__link" href="https://www.hannathailand.com/product/hi711-checker-hc-total-chlorine/">เครื่องวัดปริมาณคลอรีนรวม รุ่น HI711</a> | https://www.hannathailand.com/wp-content/uploads/2022/06/hi713_lg51caffcdce23e-600x600.jpg , https://www.hannathailand.com/wp-content/uploads/2021/07/9-500x500.jpg , https://www.hannathailand.com/wp-content/uploads/2022/06/miniphotometerfurfarbe843_11-600x600.jpg , https://www.hannathailand.com/wp-content/uploads/2022/06/miniphotometerfurammoniakmittel2416_11-600x600.jpg , https://www.hannathailand.com/wp-content/uploads/2022/06/miniphotometerfurfreiesgesamtchlor704_11-600x600.jpg , https://www.hannathailand.com/wp-content/uploads/2022/06/hi705400-600x600.jpg , https://www.hannathailand.com/wp-content/uploads/2022/06/miniphotometerfurfluoridniedrig844_11-600x600.jpg , https://www.hannathailand.com/wp-content/uploads/2022/06/hi711_lg-600x600.jpg
119 | HI93746-01 Iron LR – Reagents -100 Tests | สารเคมี , สินค้าทั้งหมด , เครื่องโฟโตมิเตอร์ | https://www.hannathailand.com/product-category/spectrophotometer/ | https://www.hannathailand.com/product/hi93746-01-iron-lr-reagents-100-tests/ | HI93746-01 | 3,210.00 |  | <div aria-labelledby="tab-title-additional_information" class="woocommerce-Tabs-panel woocommerce-Tabs-panel--additional_information panel entry-content" id="tab-additional_information" role="tabpanel"> </div> | Reagents for the photometric determination of iron in the range to 1.00 mg / L. TPTZ method. | <div aria-labelledby="tab-title-description" class="woocommerce-Tabs-panel woocommerce-Tabs-panel--description panel entry-content active" id="tab-description" role="tabpanel"> <p><span class="hps">Reagents for</span> <span class="hps">the photometric determination</span> <span class="hps">of iron</span> <span class="hps">in the range</span> <span class="hps">to 1.00</span> <span class="hps">mg /</span> <span class="hps">L.</span> <span class="hps">TPTZ</span> <span class="hps">method.</span><br/> </p> </div> | Reagents for Photometers – Determination of low iron (100 tests) | <div class="product-short-description"> <p>Reagents for Photometers – Determination of low iron (100 tests)</p> </div> | https://www.hannathailand.com/wp-content/uploads/2022/06/81tyb4ffc6l_aa1500_1.jpg | เครื่องวัดปริมาณโบรมีน ในตัวอย่างน้ำ รุ่น HI716 , เครื่องวัดปริมาณฟลูออไรด์ ช่วงต่ำ รุ่น HI729 , เครื่องวัดคลอรีน , น้ำยามาตรฐานสอบเทียบ ค่ามาตรฐานความเค็ม , เครื่องวัดปริมาณไอโอดีน รุ่น HI718 , ซัลไฟด์สารต้านอนุมูลอิสระบัฟเฟอร์ , เครื่องวัดปริมาณโครเมี่ยม ช่วงสูง รุ่น HI723 , เครื่องวัดปริมาณแอมโมเนีย ช่วงสูง รุ่น HI733 | <a class="woocommerce-LoopProduct-link woocommerce-loop-product__link" href="https://www.hannathailand.com/product/hi716-checker-hc-bromine/">เครื่องวัดปริมาณโบรมีน ในตัวอย่างน้ำ รุ่น HI716</a> , <a class="woocommerce-LoopProduct-link woocommerce-loop-product__link" href="https://www.hannathailand.com/product/hi729-checker-hc-fluoride-lr/">เครื่องวัดปริมาณฟลูออไรด์ ช่วงต่ำ รุ่น HI729</a> , <a class="woocommerce-LoopProduct-link woocommerce-loop-product__link" href="https://www.hannathailand.com/product/free-chlorine/">เครื่องวัดคลอรีน</a> , <a class="woocommerce-LoopProduct-link woocommerce-loop-product__link" href="https://www.hannathailand.com/product/hi7083l/">น้ำยามาตรฐานสอบเทียบ ค่ามาตรฐานความเค็ม</a> , <a class="woocommerce-LoopProduct-link woocommerce-loop-product__link" href="https://www.hannathailand.com/product/hi718-checker-hc-iodine/">เครื่องวัดปริมาณไอโอดีน รุ่น HI718</a> , <a class="woocommerce-LoopProduct-link woocommerce-loop-product__link" href="https://www.hannathailand.com/product/hi4015-00/">ซัลไฟด์สารต้านอนุมูลอิสระบัฟเฟอร์</a> , <a class="woocommerce-LoopProduct-link woocommerce-loop-product__link" href="https://www.hannathailand.com/product/hi723-checker-hc-chromium-vi-hr/">เครื่องวัดปริมาณโครเมี่ยม ช่วงสูง รุ่น HI723</a> , <a class="woocommerce-LoopProduct-link woocommerce-loop-product__link" href="https://www.hannathailand.com/product/hi733-checker-hc-ammonia-hr/">เครื่องวัดปริมาณแอมโมเนีย ช่วงสูง รุ่น HI733</a> | https://www.hannathailand.com/wp-content/uploads/2022/06/miniphotometerfurfreiesgesamtchlor704_11-600x600.jpg , https://www.hannathailand.com/wp-content/uploads/2022/06/miniphotometerfurfluoridniedrig844_11-600x600.jpg , https://www.hannathailand.com/wp-content/uploads/2021/07/1-500x500.jpg , https://www.hannathailand.com/wp-content/uploads/2021/07/10-500x500.jpg , https://www.hannathailand.com/wp-content/uploads/2022/06/miniphotometerfuriod829_11-600x600.jpg , https://www.hannathailand.com/wp-content/uploads/2021/07/7-500x500.jpg , https://www.hannathailand.com/wp-content/uploads/2022/06/miniphotometerfurchromvihoch839_11-600x600.jpg , https://www.hannathailand.com/wp-content/uploads/2022/06/miniphotometerfurammoniumhoch2418_11-600x600.jpg
120 | HI93748-01 Manganese LR – Reagents – 50 Tests | สารเคมี , สินค้าทั้งหมด , เครื่องโฟโตมิเตอร์ | https://www.hannathailand.com/product-category/spectrophotometer/ | https://www.hannathailand.com/product/hi93748-01-manganese-lr-reagents-50-tests/ | HI93748-01 | 6,420.00 |  | <div aria-labelledby="tab-title-additional_information" class="woocommerce-Tabs-panel woocommerce-Tabs-panel--additional_information panel entry-content" id="tab-additional_information" role="tabpanel"> </div> | Reagent for the photometric determination of manganese in the range up to 300 ug / L. PAN method. | <div aria-labelledby="tab-title-description" class="woocommerce-Tabs-panel woocommerce-Tabs-panel--description panel entry-content active" id="tab-description" role="tabpanel"> <p><span class="hps">Reagent</span> <span class="hps">for</span> <span class="hps">the photometric determination</span> <span class="hps">of</span> <span class="hps">manganese in the</span> <span class="hps">range up to 300</span> u<span class="hps">g /</span> <span class="hps">L.</span> <span class="hps">PAN</span> <span class="hps">method.</span><br/> </p> </div> | Reagents for Photometers – low manganese (50 tests) | <div class="product-short-description"> <p>Reagents for Photometers – low manganese (50 tests)</p> </div> | https://www.hannathailand.com/wp-content/uploads/2022/06/81rcq2gecyl_aa1500_1.jpg | เครื่องวัดปริมาณฟอสฟอรัส ช่วงสูง รุ่น HI706 , เครื่องวัดปริมาณฟลูออไรด์ ช่วงต่ำ รุ่น HI729 , เครื่องวัดค่าเหล็ก รุ่น HI721 , เครื่องควบคุมค่าความนำไฟฟ้า , เครื่องวัดปริมาณนิกเกิล ช่วงสูง รุ่น HI726 , น้ำยามาตรฐานสำหรับค่าโซเดียม , เครื่องวัดปริมาณโครเมี่ยม ช่วงสูง รุ่น HI723 , เครื่องวัดปริมาณซิลิกา ช่วงต่ำ ในตัวอย่างน้ำ รุ่น HI705 | <a class="woocommerce-LoopProduct-link woocommerce-loop-product__link" href="https://www.hannathailand.com/product/hi706-checker-hc-phosphorous-hr/">เครื่องวัดปริมาณฟอสฟอรัส ช่วงสูง รุ่น HI706</a> , <a class="woocommerce-LoopProduct-link woocommerce-loop-product__link" href="https://www.hannathailand.com/product/hi729-checker-hc-fluoride-lr/">เครื่องวัดปริมาณฟลูออไรด์ ช่วงต่ำ รุ่น HI729</a> , <a class="woocommerce-LoopProduct-link woocommerce-loop-product__link" href="https://www.hannathailand.com/product/hi721-checker-hc-iron/">เครื่องวัดค่าเหล็ก รุ่น HI721</a> , <a class="woocommerce-LoopProduct-link woocommerce-loop-product__link" href="https://www.hannathailand.com/product/hi8931cn/">เครื่องควบคุมค่าความนำไฟฟ้า</a> , <a class="woocommerce-LoopProduct-link woocommerce-loop-product__link" href="https://www.hannathailand.com/product/hi726-checker-hc-nickel-hr/">เครื่องวัดปริมาณนิกเกิล ช่วงสูง รุ่น HI726</a> , <a class="woocommerce-LoopProduct-link woocommerce-loop-product__link" href="https://www.hannathailand.com/product/hi7090l/">น้ำยามาตรฐานสำหรับค่าโซเดียม</a> , <a class="woocommerce-LoopProduct-link woocommerce-loop-product__link" href="https://www.hannathailand.com/product/hi723-checker-hc-chromium-vi-hr/">เครื่องวัดปริมาณโครเมี่ยม ช่วงสูง รุ่น HI723</a> , <a class="woocommerce-LoopProduct-link woocommerce-loop-product__link" href="https://www.hannathailand.com/product/hi705-checker-hc-silica-lr/">เครื่องวัดปริมาณซิลิกา ช่วงต่ำ ในตัวอย่างน้ำ รุ่น HI705</a> | https://www.hannathailand.com/wp-content/uploads/2022/06/hi706_400-600x600.jpg , https://www.hannathailand.com/wp-content/uploads/2022/06/miniphotometerfurfluoridniedrig844_11-600x600.jpg , https://www.hannathailand.com/wp-content/uploads/2022/06/miniphotometerfureisen832_11-600x600.jpg , https://www.hannathailand.com/wp-content/uploads/2021/07/2-500x500.jpg , https://www.hannathailand.com/wp-content/uploads/2022/06/miniphotometerfurnickelhoch841_11-600x600.jpg , https://www.hannathailand.com/wp-content/uploads/2021/07/12-500x500.jpg , https://www.hannathailand.com/wp-content/uploads/2022/06/miniphotometerfurchromvihoch839_11-600x600.jpg , https://www.hannathailand.com/wp-content/uploads/2022/06/hi705400-600x600.jpg
121 | HI93749-01 Chromium VI LR – Reagents – 100 Tests | สารเคมี , สินค้าทั้งหมด , เครื่องโฟโตมิเตอร์ | https://www.hannathailand.com/product-category/spectrophotometer/ | https://www.hannathailand.com/product/hi93749-01-chromium-vi-lr-reagents-100-tests/ | HI93749-01 | 3,210.00 |  | <div aria-labelledby="tab-title-additional_information" class="woocommerce-Tabs-panel woocommerce-Tabs-panel--additional_information panel entry-content" id="tab-additional_information" role="tabpanel"> </div> | Reagent for the photometric determination of chromium VI in the range up to 300 g / L. Diphenylcarbohydrazid method. | <div aria-labelledby="tab-title-description" class="woocommerce-Tabs-panel woocommerce-Tabs-panel--description panel entry-content active" id="tab-description" role="tabpanel"> <p><span class="hps">Reagent</span> <span class="hps">for</span> <span class="hps">the photometric determination</span> <span class="hps">of chromium VI</span> <span class="hps">in the</span> <span class="hps">range up to 300</span> <span class="hps">g /</span> <span class="hps">L.</span> <span class="hps">Diphenylcarbohydrazid</span> <span class="hps">method.</span><br/> </p> </div> | Reagents for Photometers – Determination of Low Chromium VI (100 tests) | <div class="product-short-description"> <p>Reagents for Photometers – Determination of Low Chromium VI (100 tests)</p> </div> | https://www.hannathailand.com/wp-content/uploads/2022/06/816ttjcamkl_aa1500_1.jpg | น้ำยามาตรฐานสอบเทียบ , เครื่องวัดปริมาณไอโอดีน รุ่น HI718 , น้ำยามาตรฐานสอบเทียบ ค่ามาตรฐานความเค็ม , ซัลไฟด์สารต้านอนุมูลอิสระบัฟเฟอร์ , เครื่องควบคุมค่าความนำไฟฟ้า , เครื่องวัดปริมาณฟอสเฟต ช่วงต่ำ รุ่น HI713 , น้ำยามาตรฐานสอบเทียบ ค่ามาตรฐานความเค็ม , เครื่องวัดคลอรีน | <a class="woocommerce-LoopProduct-link woocommerce-loop-product__link" href="https://www.hannathailand.com/product/hi9828-25/">น้ำยามาตรฐานสอบเทียบ</a> , <a class="woocommerce-LoopProduct-link woocommerce-loop-product__link" href="https://www.hannathailand.com/product/hi718-checker-hc-iodine/">เครื่องวัดปริมาณไอโอดีน รุ่น HI718</a> , <a class="woocommerce-LoopProduct-link woocommerce-loop-product__link" href="https://www.hannathailand.com/product/hi7080l/">น้ำยามาตรฐานสอบเทียบ ค่ามาตรฐานความเค็ม</a> , <a class="woocommerce-LoopProduct-link woocommerce-loop-product__link" href="https://www.hannathailand.com/product/hi4015-00/">ซัลไฟด์สารต้านอนุมูลอิสระบัฟเฟอร์</a> , <a class="woocommerce-LoopProduct-link woocommerce-loop-product__link" href="https://www.hannathailand.com/product/hi8931cn/">เครื่องควบคุมค่าความนำไฟฟ้า</a> , <a class="woocommerce-LoopProduct-link woocommerce-loop-product__link" href="https://www.hannathailand.com/product/hi713-checker-hc-phosphate-lr/">เครื่องวัดปริมาณฟอสเฟต ช่วงต่ำ รุ่น HI713</a> , <a class="woocommerce-LoopProduct-link woocommerce-loop-product__link" href="https://www.hannathailand.com/product/hi7083l/">น้ำยามาตรฐานสอบเทียบ ค่ามาตรฐานความเค็ม</a> , <a class="woocommerce-LoopProduct-link woocommerce-loop-product__link" href="https://www.hannathailand.com/product/free-chlorine/">เครื่องวัดคลอรีน</a> | https://www.hannathailand.com/wp-content/uploads/2021/07/8-500x500.jpg , https://www.hannathailand.com/wp-content/uploads/2022/06/miniphotometerfuriod829_11-600x600.jpg , https://www.hannathailand.com/wp-content/uploads/2021/07/11-500x500.jpg , https://www.hannathailand.com/wp-content/uploads/2021/07/7-500x500.jpg , https://www.hannathailand.com/wp-content/uploads/2021/07/2-500x500.jpg , https://www.hannathailand.com/wp-content/uploads/2022/06/hi713_lg51caffcdce23e-600x600.jpg , https://www.hannathailand.com/wp-content/uploads/2021/07/10-500x500.jpg , https://www.hannathailand.com/wp-content/uploads/2021/07/1-500x500.jpg
122 | HI93750-01 Potassium – Reagents – 100 Tests | สารเคมี , สินค้าทั้งหมด , เครื่องโฟโตมิเตอร์ | https://www.hannathailand.com/product-category/spectrophotometer/ | https://www.hannathailand.com/product/hi93750-01-potassium-reagents-100-tests/ | HI93750-01 | 6,955.00 |  | <div aria-labelledby="tab-title-additional_information" class="woocommerce-Tabs-panel woocommerce-Tabs-panel--additional_information panel entry-content" id="tab-additional_information" role="tabpanel"> </div> | Reagents for the photometric determination of potassium in the range of up to 50.0 mg / L. Turbidimetric method. | <div aria-labelledby="tab-title-description" class="woocommerce-Tabs-panel woocommerce-Tabs-panel--description panel entry-content active" id="tab-description" role="tabpanel"> <p><span class="hps">Reagents for</span> <span class="hps">the photometric determination</span> <span class="hps">of potassium in the</span> <span class="hps">range of up to</span> <span class="hps">50.0</span> <span class="hps">mg /</span> <span class="hps">L.</span> <span class="hps">Turbidimetric</span> <span class="hps">method.</span><br/> </p> </div> | Reagents for Photometers – Determination of potassium (100 tests) | <div class="product-short-description"> <p>Reagents for Photometers – Determination of potassium (100 tests)</p> </div> | https://www.hannathailand.com/wp-content/uploads/2022/06/61g4vg63qfl_aa1500_1.jpg | เครื่องวัดค่าเหล็ก รุ่น HI721 , เครื่องวัดสีในน้ำตัวอย่าง HI727 , เครื่องวัดปริมาณนิกเกิล ช่วงสูง รุ่น HI726 , เครื่องวัดปริมาณไนไตรท์ ช่วงต่ำ รุ่น HI707 , เครื่องวัดปริมาณฟอสฟอรัส ช่วงต่ำมาก รุ่น HI736 , เครื่องวัดปริมาณคลอรีนรวม รุ่น HI711 , เครื่องวัดปริมาณโบรมีน ในตัวอย่างน้ำ รุ่น HI716 , เครื่องควบคุมค่าความนำไฟฟ้า | <a class="woocommerce-LoopProduct-link woocommerce-loop-product__link" href="https://www.hannathailand.com/product/hi721-checker-hc-iron/">เครื่องวัดค่าเหล็ก รุ่น HI721</a> , <a class="woocommerce-LoopProduct-link woocommerce-loop-product__link" href="https://www.hannathailand.com/product/hi727-checker-hc-color-of-water/">เครื่องวัดสีในน้ำตัวอย่าง HI727</a> , <a class="woocommerce-LoopProduct-link woocommerce-loop-product__link" href="https://www.hannathailand.com/product/hi726-checker-hc-nickel-hr/">เครื่องวัดปริมาณนิกเกิล ช่วงสูง รุ่น HI726</a> , <a class="woocommerce-LoopProduct-link woocommerce-loop-product__link" href="https://www.hannathailand.com/product/hi707-checker-hc-nitrite-lr/">เครื่องวัดปริมาณไนไตรท์ ช่วงต่ำ รุ่น HI707</a> , <a class="woocommerce-LoopProduct-link woocommerce-loop-product__link" href="https://www.hannathailand.com/product/phosphorous-marine/">เครื่องวัดปริมาณฟอสฟอรัส ช่วงต่ำมาก รุ่น HI736</a> , <a class="woocommerce-LoopProduct-link woocommerce-loop-product__link" href="https://www.hannathailand.com/product/hi711-checker-hc-total-chlorine/">เครื่องวัดปริมาณคลอรีนรวม รุ่น HI711</a> , <a class="woocommerce-LoopProduct-link woocommerce-loop-product__link" href="https://www.hannathailand.com/product/hi716-checker-hc-bromine/">เครื่องวัดปริมาณโบรมีน ในตัวอย่างน้ำ รุ่น HI716</a> , <a class="woocommerce-LoopProduct-link woocommerce-loop-product__link" href="https://www.hannathailand.com/product/hi8931cn/">เครื่องควบคุมค่าความนำไฟฟ้า</a> | https://www.hannathailand.com/wp-content/uploads/2022/06/miniphotometerfureisen832_11-600x600.jpg , https://www.hannathailand.com/wp-content/uploads/2022/06/miniphotometerfurfarbe843_11-600x600.jpg , https://www.hannathailand.com/wp-content/uploads/2022/06/miniphotometerfurnickelhoch841_11-600x600.jpg , https://www.hannathailand.com/wp-content/uploads/2022/06/hi707400-600x600.jpg , https://www.hannathailand.com/wp-content/uploads/2021/12/HI736-600x600.jpg , https://www.hannathailand.com/wp-content/uploads/2022/06/hi711_lg-600x600.jpg , https://www.hannathailand.com/wp-content/uploads/2022/06/miniphotometerfurfreiesgesamtchlor704_11-600x600.jpg , https://www.hannathailand.com/wp-content/uploads/2021/07/2-500x500.jpg
123 | HI93751-01 Sulfate – Reagents – 100 Tests | สารเคมี , สินค้าทั้งหมด , เครื่องโฟโตมิเตอร์ | https://www.hannathailand.com/product-category/spectrophotometer/ | https://www.hannathailand.com/product/hi93751-01-sulfate-reagents-100-tests/ | HI93751-01 | 2,675.00 |  | <div aria-labelledby="tab-title-additional_information" class="woocommerce-Tabs-panel woocommerce-Tabs-panel--additional_information panel entry-content" id="tab-additional_information" role="tabpanel"> </div> | Reagents for the photometric determination of sulfate in the range up to 150 mg / L. Turbidimetric method. | <div aria-labelledby="tab-title-description" class="woocommerce-Tabs-panel woocommerce-Tabs-panel--description panel entry-content active" id="tab-description" role="tabpanel"> <p><span class="hps">Reagents for the</span> <span class="hps">photometric determination of</span> <span class="hps">sulfate in the</span> <span class="hps">range up to 150</span> <span class="hps">mg /</span> <span class="hps">L.</span> <span class="hps">Turbidimetric</span> <span class="hps">method.</span><br/> </p> </div> | Reagents for Photometers – Determination of sulfate (100 tests) | <div class="product-short-description"> <p>Reagents for Photometers – Determination of sulfate (100 tests)</p> </div> | https://www.hannathailand.com/wp-content/uploads/2022/06/61fypcviuvl_aa1500_1.jpg | ซัลไฟด์สารต้านอนุมูลอิสระบัฟเฟอร์ , เครื่องวัดสีในน้ำตัวอย่าง HI727 , น้ำยามาตรฐานสำหรับค่าโซเดียม , เครื่องวัดปริมาณแอมโมเนีย ในน้ำ รุ่น HI715 , เครื่องวัดปริมาณคลอรีนอิสระ รุ่น HI701 , เครื่องวัดปริมาณคลอรีนรวม รุ่น HI711 , น้ำยามาตรฐานสอบเทียบ ค่ามาตรฐานความเค็ม , เครื่องวัดปริมาณฟอสฟอรัส ช่วงต่ำมาก รุ่น HI736 | <a class="woocommerce-LoopProduct-link woocommerce-loop-product__link" href="https://www.hannathailand.com/product/hi4015-00/">ซัลไฟด์สารต้านอนุมูลอิสระบัฟเฟอร์</a> , <a class="woocommerce-LoopProduct-link woocommerce-loop-product__link" href="https://www.hannathailand.com/product/hi727-checker-hc-color-of-water/">เครื่องวัดสีในน้ำตัวอย่าง HI727</a> , <a class="woocommerce-LoopProduct-link woocommerce-loop-product__link" href="https://www.hannathailand.com/product/hi7090l/">น้ำยามาตรฐานสำหรับค่าโซเดียม</a> , <a class="woocommerce-LoopProduct-link woocommerce-loop-product__link" href="https://www.hannathailand.com/product/hi715-checker-hc-ammonia-mr/">เครื่องวัดปริมาณแอมโมเนีย ในน้ำ รุ่น HI715</a> , <a class="woocommerce-LoopProduct-link woocommerce-loop-product__link" href="https://www.hannathailand.com/product/hi701-checker-hc-free-chlorine/">เครื่องวัดปริมาณคลอรีนอิสระ รุ่น HI701</a> , <a class="woocommerce-LoopProduct-link woocommerce-loop-product__link" href="https://www.hannathailand.com/product/hi711-checker-hc-total-chlorine/">เครื่องวัดปริมาณคลอรีนรวม รุ่น HI711</a> , <a class="woocommerce-LoopProduct-link woocommerce-loop-product__link" href="https://www.hannathailand.com/product/hi7080l/">น้ำยามาตรฐานสอบเทียบ ค่ามาตรฐานความเค็ม</a> , <a class="woocommerce-LoopProduct-link woocommerce-loop-product__link" href="https://www.hannathailand.com/product/phosphorous-marine/">เครื่องวัดปริมาณฟอสฟอรัส ช่วงต่ำมาก รุ่น HI736</a> | https://www.hannathailand.com/wp-content/uploads/2021/07/7-500x500.jpg , https://www.hannathailand.com/wp-content/uploads/2022/06/miniphotometerfurfarbe843_11-600x600.jpg , https://www.hannathailand.com/wp-content/uploads/2021/07/12-500x500.jpg , https://www.hannathailand.com/wp-content/uploads/2022/06/miniphotometerfurammoniakmittel2416_11-600x600.jpg , https://www.hannathailand.com/wp-content/uploads/2021/11/hi701-500x500.jpg , https://www.hannathailand.com/wp-content/uploads/2022/06/hi711_lg-600x600.jpg , https://www.hannathailand.com/wp-content/uploads/2021/07/11-500x500.jpg , https://www.hannathailand.com/wp-content/uploads/2021/12/HI736-600x600.jpg
124 | HI937520-01 Magnesium – Reagents -50 Tests | สารเคมี , สินค้าทั้งหมด , เครื่องโฟโตมิเตอร์ | https://www.hannathailand.com/product-category/spectrophotometer/ | https://www.hannathailand.com/product/hi937520-01-magnesium-reagents-50-tests/ | HI937520-01 | 1,605.00 |  | <div aria-labelledby="tab-title-additional_information" class="woocommerce-Tabs-panel woocommerce-Tabs-panel--additional_information panel entry-content" id="tab-additional_information" role="tabpanel"> </div> | Reagents for the photometric determination of magnesium. Calmagite method. | <div aria-labelledby="tab-title-description" class="woocommerce-Tabs-panel woocommerce-Tabs-panel--description panel entry-content active" id="tab-description" role="tabpanel"> <p><span class="hps">Reagents for</span> <span class="hps">the photometric determination</span> <span class="hps">of magnesium.</span> <span class="hps">Calmagite</span> <span class="hps">method.</span></p> </div> | Reagents for Photometers – Determination of magnesium (50 tests) | <div class="product-short-description"> <p>Reagents for Photometers – Determination of magnesium (50 tests)</p> </div> | https://www.hannathailand.com/wp-content/uploads/2022/06/31gluhj8kul__sl500_aa300_51e3eb693c35f.jpg | เครื่องวัดปริมาณไอโอดีน รุ่น HI718 , น้ำยามาตรฐานสอบเทียบ ค่ามาตรฐานความเค็ม , ซัลไฟด์สารต้านอนุมูลอิสระบัฟเฟอร์ , น้ำยามาตรฐานสำหรับค่าโซเดียม , เครื่องวัดสีในน้ำตัวอย่าง HI727 , เครื่องวัดปริมาณคลอรีนอิสระ รุ่น HI701 , เซ็นเซอร์วัดออกซิเจนในน้ำสำหรับ HI9829 มัลติพารามิเตอร์ , เครื่องวัดปริมาณฟลูออไรด์ ช่วงต่ำ รุ่น HI729 | <a class="woocommerce-LoopProduct-link woocommerce-loop-product__link" href="https://www.hannathailand.com/product/hi718-checker-hc-iodine/">เครื่องวัดปริมาณไอโอดีน รุ่น HI718</a> , <a class="woocommerce-LoopProduct-link woocommerce-loop-product__link" href="https://www.hannathailand.com/product/hi7083l/">น้ำยามาตรฐานสอบเทียบ ค่ามาตรฐานความเค็ม</a> , <a class="woocommerce-LoopProduct-link woocommerce-loop-product__link" href="https://www.hannathailand.com/product/hi4015-00/">ซัลไฟด์สารต้านอนุมูลอิสระบัฟเฟอร์</a> , <a class="woocommerce-LoopProduct-link woocommerce-loop-product__link" href="https://www.hannathailand.com/product/hi7090l/">น้ำยามาตรฐานสำหรับค่าโซเดียม</a> , <a class="woocommerce-LoopProduct-link woocommerce-loop-product__link" href="https://www.hannathailand.com/product/hi727-checker-hc-color-of-water/">เครื่องวัดสีในน้ำตัวอย่าง HI727</a> , <a class="woocommerce-LoopProduct-link woocommerce-loop-product__link" href="https://www.hannathailand.com/product/hi701-checker-hc-free-chlorine/">เครื่องวัดปริมาณคลอรีนอิสระ รุ่น HI701</a> , <a class="woocommerce-LoopProduct-link woocommerce-loop-product__link" href="https://www.hannathailand.com/product/hi7609829-2/">เซ็นเซอร์วัดออกซิเจนในน้ำสำหรับ HI9829 มัลติพารามิเตอร์</a> , <a class="woocommerce-LoopProduct-link woocommerce-loop-product__link" href="https://www.hannathailand.com/product/hi729-checker-hc-fluoride-lr/">เครื่องวัดปริมาณฟลูออไรด์ ช่วงต่ำ รุ่น HI729</a> | https://www.hannathailand.com/wp-content/uploads/2022/06/miniphotometerfuriod829_11-600x600.jpg , https://www.hannathailand.com/wp-content/uploads/2021/07/10-500x500.jpg , https://www.hannathailand.com/wp-content/uploads/2021/07/7-500x500.jpg , https://www.hannathailand.com/wp-content/uploads/2021/07/12-500x500.jpg , https://www.hannathailand.com/wp-content/uploads/2022/06/miniphotometerfurfarbe843_11-600x600.jpg , https://www.hannathailand.com/wp-content/uploads/2021/11/hi701-500x500.jpg , https://www.hannathailand.com/wp-content/uploads/2021/07/5-500x500.jpg , https://www.hannathailand.com/wp-content/uploads/2022/06/miniphotometerfurfluoridniedrig844_11-600x600.jpg
125 | HI943500A Conductivity Controller, 0 to 199.9 mS/cm with 4 to 20mA | วัดการนำไฟฟ้า/ของแข็งละลายในน้ำ , สินค้าทั้งหมด , อุตสาหกรรมทั่วไป , เครื่องควบคุมแบบต่อเนื่อง , แบบติดตั้ง | https://www.hannathailand.com/product-category/pneumatics-control/tds/tds-installation/ | https://www.hannathailand.com/product/hi943500a-conductivity-controller-0-to-199-9-mscm-with-4-to-20ma/ | HI943500A | 34,240.00 |  | <div aria-labelledby="tab-title-additional_information" class="woocommerce-Tabs-panel woocommerce-Tabs-panel--additional_information panel entry-content" id="tab-additional_information" role="tabpanel"> </div> | HI943500 เชื่อมต่อโดยตรงสูงสุด 20 ม. (66′) โดยไม่จำเป็นต้องขยายสัญญาณไปยังโพรบ HI 7638 การควบคุมการวินิจฉัยอัตโนมัติ มีให้เลือก 4 รุ่น แต่ละรุ่นมีช่วงการวัดที่แตกต่างกัน ไฟ LED แสดงสถานะโหมดการทำงาน การชดเชยอุณหภูมิอัตโนมัติด้วยหัววัดค่าการนำไฟฟ้าแบบโพเทนชิโอเมตริก HI 7638 พร้อมเซ็นเซอร์อุณหภูมิในตัว รวมฝาครอบป้องกันน้ำกระเซ็นแบบใส Direct connection of up to 20 m (66′) without needing to amplify the signal to the HI 7638 probe Automatic diagnostic controls Available in four models, each with a different measurement range Operational mode LED indicators Automatic Temperature Compensation with HI 7638 potentiometric conductivity probe with built-in temperature sensor Transparent splash-proof cover included These controllers allow direct connection of a potentiometric conductivity probe (HI 7638) with a cable up to 20 m long, without needing a transmitter to amplify the signal. The output configuration for connecting a recorder or a PLC can be chosen between 0-20 or 4-20 mA. The LED on the front panel indicates the operating status of the controller. The Automatic Temperature Compensation (ATC) is performed directly by the HI 7638 probe with built-in temperature sensor. The front panel is protected behind a transparent splash-proof cover. Order Information: The HI 943500 series is supplied complete with mounting brackets and instructions. Product Manuals Manual: Download Specification : Range 0.0 to 199.9 mS/cm Resolution 0.1 mS/cm Accuracy @ 20°C ±2% F.S. Calibration manual, two point, through offset and slope trimmers Temperature Compensation automatic, 0 to 60°C (32 to 140°F), with ß=2%/°C Recorder Output 4-20 mA (isolated) Setpoint Relay 1, isolated, 2A, max. 240 V, resistive load, 1,000,000 strokes Alarm Relay 1, isolated, 2A, max. 240 V, resistive load, 1,000,000 strokes Enclosure black anodized aluminum body; front panel with flame retardant ABS; transparent splash-proof front cover Environment -10 to 50°C (14 to 122°F); RH max 95% non-condensing Panel Cutout 141 x 69 mm (5.6 x 2.7’’) Weight 1 kg (2.2 lb.) | <div aria-labelledby="tab-title-description" class="woocommerce-Tabs-panel woocommerce-Tabs-panel--description panel entry-content active" id="tab-description" role="tabpanel"> <p>HI943500 เชื่อมต่อโดยตรงสูงสุด 20 ม. (66′) โดยไม่จำเป็นต้องขยายสัญญาณไปยังโพรบ HI 7638</p> <ul> <li>การควบคุมการวินิจฉัยอัตโนมัติ</li> <li>มีให้เลือก 4 รุ่น แต่ละรุ่นมีช่วงการวัดที่แตกต่างกัน</li> <li>ไฟ LED แสดงสถานะโหมดการทำงาน</li> <li>การชดเชยอุณหภูมิอัตโนมัติด้วยหัววัดค่าการนำไฟฟ้าแบบโพเทนชิโอเมตริก HI 7638 พร้อมเซ็นเซอร์อุณหภูมิในตัว</li> <li>รวมฝาครอบป้องกันน้ำกระเซ็นแบบใส</li> </ul> <p>Direct connection of up to 20 m (66′) without needing to amplify the signal to the HI 7638 probe</p> <ul> <li>Automatic diagnostic controls</li> <li>Available in four models, each with a different measurement range</li> <li>Operational mode LED indicators</li> <li>Automatic Temperature Compensation with HI 7638 potentiometric conductivity probe with built-in temperature sensor</li> <li>Transparent splash-proof cover included</li> </ul> <p> </p> <p>These controllers allow direct connection of a potentiometric conductivity probe<br/> (HI 7638) with a cable up to 20 m long, without needing a transmitter to amplify the signal.</p> <p>The output configuration for connecting a recorder or a PLC can be chosen between<br/> 0-20 or 4-20 mA.</p> <p>The LED on the front panel indicates the operating status of the controller.</p> <p>The Automatic Temperature Compensation (ATC) is performed directly by the HI 7638 probe with built-in temperature sensor.</p> <p>The front panel is protected behind a transparent splash-proof cover.</p> <p> </p> <p><strong>Order Information:</strong><br/> The HI 943500 series is supplied complete with mounting brackets and instructions.</p> <div><strong>Product Manuals</strong></div> <p><img align="absmiddle" alt="" border="0" decoding="async" height="22" loading="lazy" src="http://www.hannainst.com/usa/images/icon-pdf.gif" width="20"/> Manual: <a href="http://www.hannainst.com/manuals/manHI_8931_8936_943500.pdf" rel="noopener" target="_blank" title="Download Product Manual">Download</a></p> <p><strong>Specification :</strong></p> <table class="spec_table"> <tbody> <tr> <td><strong>Range</strong></td> <td></td> <td><small><span style="font-size: small;">0.0 to 199.9 mS/cm</span></small></td> </tr> <tr> <td><strong>Resolution</strong></td> <td></td> <td><small><span style="font-size: small;">0.1 mS/cm</span></small></td> </tr> <tr> <td><strong>Accuracy @ 20°C</strong></td> <td></td> <td><small><span style="font-size: small;">±2% F.S.</span></small></td> </tr> <tr> <td><strong>Calibration</strong></td> <td></td> <td><small><span style="font-size: small;">manual, two point, through offset and slope trimmers</span></small></td> </tr> <tr> <td><strong>Temperature<br/> Compensation</strong></td> <td></td> <td><small><span style="font-size: small;">automatic, 0 to 60°C (32 to 140°F), with ß=2%/°C</span></small></td> </tr> <tr> <td><strong>Recorder Output</strong></td> <td></td> <td><small><span style="font-size: small;">4-20 mA (isolated)</span></small></td> </tr> <tr> <td><strong>Setpoint Relay</strong></td> <td></td> <td><small><span style="font-size: small;">1, isolated, 2A, max. 240 V, resistive load, 1,000,000 strokes</span></small></td> </tr> <tr> <td><strong>Alarm Relay</strong></td> <td></td> <td><small><span style="font-size: small;">1, isolated, 2A, max. 240 V, resistive load, 1,000,000 strokes</span></small></td> </tr> <tr> <td><strong>Enclosure</strong></td> <td></td> <td><small><span style="font-size: small;">black anodized aluminum body; front panel with flame retardant ABS; transparent splash-proof front cover</span></small></td> </tr> <tr> <td><strong>Environment</strong></td> <td></td> <td><small><span style="font-size: small;">-10 to 50°C (14 to 122°F); RH max 95% non-condensing</span></small></td> </tr> <tr> <td><strong>Panel Cutout</strong></td> <td></td> <td><small><span style="font-size: small;">141 x 69 mm (5.6 x 2.7’’)</span></small></td> </tr> <tr> <td><strong>Weight</strong></td> <td></td> <td><small><span style="font-size: small;">1 kg (2.2 lb.)</span></small></td> </tr> </tbody> </table> <p> </p> </div> | HI943500 series controllers allow direct connection of a potentiometric conductivity probe (HI 7638) with a cable up to 20 m long, without needing a transmitter to amplify the signal. | <div class="product-short-description"> <p>HI943500 series controllers allow direct connection of a potentiometric conductivity probe<br/> (HI 7638) with a cable up to 20 m long, without needing a transmitter to amplify the signal.</p> </div> | https://www.hannathailand.com/wp-content/uploads/2022/06/hi943500_lg52d0152997b8d.jpg | เครื่องวัดปริมาณซิลิกา ช่วงต่ำ ในตัวอย่างน้ำ รุ่น HI705 , เครื่องวัดปริมาณฟอสฟอรัส ช่วงต่ำมาก รุ่น HI736 , เครื่องวัดปริมาณฟอสเฟต ช่วงสูง รุ่น HI717 , เครื่องวัดคลอรีน , เครื่องวัดปริมาณฟอสเฟต ช่วงต่ำ รุ่น HI713 , เครื่องวัดปริมาณไอโอดีน รุ่น HI718 , เครื่องวัดปริมาณไนไตรท์ ช่วงสูง ในตัวอย่างน้ำ รุ่น HI708 , เครื่องวัดปริมาณฟอสฟอรัส ช่วงสูง รุ่น HI706 | <a class="woocommerce-LoopProduct-link woocommerce-loop-product__link" href="https://www.hannathailand.com/product/hi705-checker-hc-silica-lr/">เครื่องวัดปริมาณซิลิกา ช่วงต่ำ ในตัวอย่างน้ำ รุ่น HI705</a> , <a class="woocommerce-LoopProduct-link woocommerce-loop-product__link" href="https://www.hannathailand.com/product/phosphorous-marine/">เครื่องวัดปริมาณฟอสฟอรัส ช่วงต่ำมาก รุ่น HI736</a> , <a class="woocommerce-LoopProduct-link woocommerce-loop-product__link" href="https://www.hannathailand.com/product/hi717-checker-hc-phosphate-hr/">เครื่องวัดปริมาณฟอสเฟต ช่วงสูง รุ่น HI717</a> , <a class="woocommerce-LoopProduct-link woocommerce-loop-product__link" href="https://www.hannathailand.com/product/free-chlorine/">เครื่องวัดคลอรีน</a> , <a class="woocommerce-LoopProduct-link woocommerce-loop-product__link" href="https://www.hannathailand.com/product/hi713-checker-hc-phosphate-lr/">เครื่องวัดปริมาณฟอสเฟต ช่วงต่ำ รุ่น HI713</a> , <a class="woocommerce-LoopProduct-link woocommerce-loop-product__link" href="https://www.hannathailand.com/product/hi718-checker-hc-iodine/">เครื่องวัดปริมาณไอโอดีน รุ่น HI718</a> , <a class="woocommerce-LoopProduct-link woocommerce-loop-product__link" href="https://www.hannathailand.com/product/hi708-checker-hc-nitrite-hr/">เครื่องวัดปริมาณไนไตรท์ ช่วงสูง ในตัวอย่างน้ำ รุ่น HI708</a> , <a class="woocommerce-LoopProduct-link woocommerce-loop-product__link" href="https://www.hannathailand.com/product/hi706-checker-hc-phosphorous-hr/">เครื่องวัดปริมาณฟอสฟอรัส ช่วงสูง รุ่น HI706</a> | https://www.hannathailand.com/wp-content/uploads/2022/06/hi943500_lg52d0152997b8d-600x600.jpg , https://www.hannathailand.com/wp-content/uploads/2022/06/8710side520a4f52c1d9c-600x600.jpg , https://www.hannathailand.com/wp-content/uploads/2022/06/8710frnt520a4f561961b-600x600.jpg , https://www.hannathailand.com/wp-content/uploads/2022/06/hi705400-600x600.jpg , https://www.hannathailand.com/wp-content/uploads/2021/12/HI736-600x600.jpg , https://www.hannathailand.com/wp-content/uploads/2022/06/miniphotometerfurphosphathoch827_11-600x600.jpg , https://www.hannathailand.com/wp-content/uploads/2021/07/1-500x500.jpg , https://www.hannathailand.com/wp-content/uploads/2022/06/hi713_lg51caffcdce23e-600x600.jpg , https://www.hannathailand.com/wp-content/uploads/2022/06/miniphotometerfuriod829_11-600x600.jpg , https://www.hannathailand.com/wp-content/uploads/2022/06/miniphotometerfurnitrithoch2420_11-600x600.jpg , https://www.hannathailand.com/wp-content/uploads/2022/06/hi706_400-600x600.jpg
126 | HI943500B Conductivity Controller, 0 to 19.99 mS/cm with 4 to 20mA | วัดการนำไฟฟ้า/ของแข็งละลายในน้ำ , สินค้าทั้งหมด , อุตสาหกรรมทั่วไป , เครื่องควบคุมแบบต่อเนื่อง , แบบติดตั้ง | https://www.hannathailand.com/product-category/pneumatics-control/tds/tds-installation/ | https://www.hannathailand.com/product/hi943500b-conductivity-controller-0-to-19-99-mscm-with-4-to-20ma/ | HI943500B | 34,240.00 |  | <div aria-labelledby="tab-title-additional_information" class="woocommerce-Tabs-panel woocommerce-Tabs-panel--additional_information panel entry-content" id="tab-additional_information" role="tabpanel"> </div> | HI943500 เชื่อมต่อโดยตรงสูงสุด 20 ม. (66′) โดยไม่จำเป็นต้องขยายสัญญาณไปยังโพรบ HI 7638 การควบคุมการวินิจฉัยอัตโนมัติ มีให้เลือก 4 รุ่น แต่ละรุ่นมีช่วงการวัดที่แตกต่างกัน ไฟ LED แสดงสถานะโหมดการทำงาน การชดเชยอุณหภูมิอัตโนมัติด้วยหัววัดค่าการนำไฟฟ้าแบบโพเทนชิโอเมตริก HI 7638 พร้อมเซ็นเซอร์อุณหภูมิในตัว รวมฝาครอบป้องกันน้ำกระเซ็นแบบใส Direct connection of up to 20 m (66′) without needing to amplify the signal to the HI 7638 probe Automatic diagnostic controls Available in four models, each with a different measurement range Operational mode LED indicators Automatic Temperature Compensation with HI 7638 potentiometric conductivity probe with built-in temperature sensor Transparent splash-proof cover included These controllers allow direct connection of a potentiometric conductivity probe (HI 7638) with a cable up to 20 m long, without needing a transmitter to amplify the signal. The output configuration for connecting a recorder or a PLC can be chosen between 0-20 or 4-20 mA. The LED on the front panel indicates the operating status of the controller. The Automatic Temperature Compensation (ATC) is performed directly by the HI 7638 probe with built-in temperature sensor. The front panel is protected behind a transparent splash-proof cover. Order Information: The HI 943500 series is supplied complete with mounting brackets and instructions. Product Manuals Manual: Download Specification : Range 0.0 to 19.99 mS/cm Resolution 0.01 mS/cm Accuracy @ 20°C ±2% F.S. Calibration manual, two point, through offset and slope trimmers Temperature Compensation automatic, 0 to 60°C (32 to 140°F), with ß=2%/°C Recorder Output 4-20 mA (isolated) Setpoint Relay 1, isolated, 2A, max. 240 V, resistive load, 1,000,000 strokes Alarm Range 1, isolated, 2A, max. 240 V, resistive load, 1,000,000 strokes Power Supply 115 or 230 VAC ±10% (user selectable); 50/60 Hz Enclosure black anodized aluminum body; front panel with flame retardant ABS; transparent splash-proof front cover Environment -10 to 50°C (14 to 122°F); RH max 95% Panel Cutout 141 x 69 mm (5.6 x 2.7’’) Weight 1 kg (2.2 lb.) | <div aria-labelledby="tab-title-description" class="woocommerce-Tabs-panel woocommerce-Tabs-panel--description panel entry-content active" id="tab-description" role="tabpanel"> <p>HI943500 เชื่อมต่อโดยตรงสูงสุด 20 ม. (66′) โดยไม่จำเป็นต้องขยายสัญญาณไปยังโพรบ HI 7638</p> <ul> <li>การควบคุมการวินิจฉัยอัตโนมัติ</li> <li>มีให้เลือก 4 รุ่น แต่ละรุ่นมีช่วงการวัดที่แตกต่างกัน</li> <li>ไฟ LED แสดงสถานะโหมดการทำงาน</li> <li>การชดเชยอุณหภูมิอัตโนมัติด้วยหัววัดค่าการนำไฟฟ้าแบบโพเทนชิโอเมตริก HI 7638 พร้อมเซ็นเซอร์อุณหภูมิในตัว</li> <li>รวมฝาครอบป้องกันน้ำกระเซ็นแบบใส</li> </ul> <p>Direct connection of up to 20 m (66′) without needing to amplify the signal to the HI 7638 probe</p> <ul> <li>Automatic diagnostic controls</li> <li>Available in four models, each with a different measurement range</li> <li>Operational mode LED indicators</li> <li>Automatic Temperature Compensation with HI 7638 potentiometric conductivity probe with built-in temperature sensor</li> <li>Transparent splash-proof cover included</li> </ul> <p> </p> <p>These controllers allow direct connection of a potentiometric conductivity probe<br/> (HI 7638) with a cable up to 20 m long, without needing a transmitter to amplify the signal.</p> <p>The output configuration for connecting a recorder or a PLC can be chosen between<br/> 0-20 or 4-20 mA.</p> <p>The LED on the front panel indicates the operating status of the controller.</p> <p>The Automatic Temperature Compensation (ATC) is performed directly by the HI 7638 probe with built-in temperature sensor.</p> <p>The front panel is protected behind a transparent splash-proof cover.</p> <p> </p> <p><strong>Order Information:</strong><br/> The HI 943500 series is supplied complete with mounting brackets and instructions.</p> <div><strong>Product Manuals</strong></div> <p><img align="absmiddle" alt="" border="0" decoding="async" height="22" loading="lazy" src="http://www.hannainst.com/usa/images/icon-pdf.gif" width="20"/> Manual: <a href="http://www.hannainst.com/manuals/manHI_8931_8936_943500.pdf" rel="noopener" target="_blank" title="Download Product Manual">Download</a></p> <p><strong>Specification :</strong></p> <table class="spec_table"> <tbody> <tr> <td><strong>Range</strong></td> <td></td> <td><small><span style="font-size: small;">0.0 to 19.99 mS/cm</span></small></td> </tr> <tr> <td><strong>Resolution</strong></td> <td></td> <td><small><span style="font-size: small;">0.01 mS/cm</span></small></td> </tr> <tr> <td><strong>Accuracy @ 20°C</strong></td> <td></td> <td><small><span style="font-size: small;">±2% F.S.</span></small></td> </tr> <tr> <td><strong>Calibration</strong></td> <td></td> <td><small><span style="font-size: small;">manual, two point, through offset and slope trimmers</span></small></td> </tr> <tr> <td><strong>Temperature<br/> Compensation</strong></td> <td></td> <td><small><span style="font-size: small;">automatic, 0 to 60°C (32 to 140°F), with ß=2%/°C</span></small></td> </tr> <tr> <td><strong>Recorder Output</strong></td> <td></td> <td><small><span style="font-size: small;">4-20 mA (isolated)</span></small></td> </tr> <tr> <td><strong>Setpoint Relay</strong></td> <td></td> <td><small><span style="font-size: small;">1, isolated, 2A, max. 240 V, resistive load, 1,000,000 strokes</span></small></td> </tr> <tr> <td><strong>Alarm Range</strong></td> <td></td> <td><small><span style="font-size: small;">1, isolated, 2A, max. 240 V, resistive load, 1,000,000 strokes</span></small></td> </tr> <tr> <td><strong>Power Supply</strong></td> <td></td> <td><small><span style="font-size: small;">115 or 230 VAC ±10% (user selectable); 50/60 Hz</span></small></td> </tr> <tr> <td><strong>Enclosure</strong></td> <td></td> <td><small><span style="font-size: small;">black anodized aluminum body; front panel with flame retardant ABS; transparent splash-proof front cover</span></small></td> </tr> <tr> <td><strong>Environment</strong></td> <td></td> <td><small><span style="font-size: small;">-10 to 50°C (14 to 122°F); RH max 95%</span></small></td> </tr> <tr> <td><strong>Panel Cutout</strong></td> <td></td> <td><small><span style="font-size: small;">141 x 69 mm (5.6 x 2.7’’)</span></small></td> </tr> <tr> <td><strong>Weight</strong></td> <td></td> <td><small><span style="font-size: small;">1 kg (2.2 lb.)</span></small></td> </tr> </tbody> </table> <p> </p> </div> | HI943500 series controllers allow direct connection of a potentiometric conductivity probe (HI 7638) with a cable up to 20 m long, without needing a transmitter to amplify the signal. | <div class="product-short-description"> <p>HI943500 series controllers allow direct connection of a potentiometric conductivity probe<br/> (HI 7638) with a cable up to 20 m long, without needing a transmitter to amplify the signal.</p> </div> | https://www.hannathailand.com/wp-content/uploads/2022/06/hi943500_lg52d014f1d1d4c.jpg | น้ำยามาตรฐานสอบเทียบ , เครื่องวัดปริมาณไนไตรท์ ช่วงต่ำ รุ่น HI707 , เครื่องวัดปริมาณแอมโมเนีย ในน้ำ รุ่น HI715 , เครื่องวัดคลอรีน , เครื่องวัดปริมาณฟลูออไรด์ ช่วงต่ำ รุ่น HI729 , เครื่องวัดปริมาณแอมโมเนีย ช่วงต่ำ รุ่น HI700 , เครื่องวัดปริมาณไอโอดีน รุ่น HI718 , เครื่องวัดปริมาณโบรมีน ในตัวอย่างน้ำ รุ่น HI716 | <a class="woocommerce-LoopProduct-link woocommerce-loop-product__link" href="https://www.hannathailand.com/product/hi9828-25/">น้ำยามาตรฐานสอบเทียบ</a> , <a class="woocommerce-LoopProduct-link woocommerce-loop-product__link" href="https://www.hannathailand.com/product/hi707-checker-hc-nitrite-lr/">เครื่องวัดปริมาณไนไตรท์ ช่วงต่ำ รุ่น HI707</a> , <a class="woocommerce-LoopProduct-link woocommerce-loop-product__link" href="https://www.hannathailand.com/product/hi715-checker-hc-ammonia-mr/">เครื่องวัดปริมาณแอมโมเนีย ในน้ำ รุ่น HI715</a> , <a class="woocommerce-LoopProduct-link woocommerce-loop-product__link" href="https://www.hannathailand.com/product/free-chlorine/">เครื่องวัดคลอรีน</a> , <a class="woocommerce-LoopProduct-link woocommerce-loop-product__link" href="https://www.hannathailand.com/product/hi729-checker-hc-fluoride-lr/">เครื่องวัดปริมาณฟลูออไรด์ ช่วงต่ำ รุ่น HI729</a> , <a class="woocommerce-LoopProduct-link woocommerce-loop-product__link" href="https://www.hannathailand.com/product/hi700-checker-hc-ammonia-lr/">เครื่องวัดปริมาณแอมโมเนีย ช่วงต่ำ รุ่น HI700</a> , <a class="woocommerce-LoopProduct-link woocommerce-loop-product__link" href="https://www.hannathailand.com/product/hi718-checker-hc-iodine/">เครื่องวัดปริมาณไอโอดีน รุ่น HI718</a> , <a class="woocommerce-LoopProduct-link woocommerce-loop-product__link" href="https://www.hannathailand.com/product/hi716-checker-hc-bromine/">เครื่องวัดปริมาณโบรมีน ในตัวอย่างน้ำ รุ่น HI716</a> | https://www.hannathailand.com/wp-content/uploads/2022/06/hi943500_lg52d014f1d1d4c-600x600.jpg , https://www.hannathailand.com/wp-content/uploads/2022/06/8710side520a4f52c1d9c-600x600.jpg , https://www.hannathailand.com/wp-content/uploads/2022/06/8710frnt520a4f561961b-600x600.jpg , https://www.hannathailand.com/wp-content/uploads/2021/07/8-500x500.jpg , https://www.hannathailand.com/wp-content/uploads/2022/06/hi707400-600x600.jpg , https://www.hannathailand.com/wp-content/uploads/2022/06/miniphotometerfurammoniakmittel2416_11-600x600.jpg , https://www.hannathailand.com/wp-content/uploads/2021/07/1-500x500.jpg , https://www.hannathailand.com/wp-content/uploads/2022/06/miniphotometerfurfluoridniedrig844_11-600x600.jpg , https://www.hannathailand.com/wp-content/uploads/2022/06/hi700_400pxl-600x600.jpg , https://www.hannathailand.com/wp-content/uploads/2022/06/miniphotometerfuriod829_11-600x600.jpg , https://www.hannathailand.com/wp-content/uploads/2022/06/miniphotometerfurfreiesgesamtchlor704_11-600x600.jpg
127 | HI943500C Conductivity Controller, 0 to 1999 uS/cm with 4 to 20mA | วัดการนำไฟฟ้า/ของแข็งละลายในน้ำ , สินค้าทั้งหมด , อุตสาหกรรมทั่วไป , เครื่องควบคุมแบบต่อเนื่อง , แบบติดตั้ง | https://www.hannathailand.com/product-category/pneumatics-control/tds/tds-installation/ | https://www.hannathailand.com/product/hi943500c-conductivity-controller-0-to-1999-uscm-with-4-to-20ma/ | HI943500C | 34,240.00 |  | <div aria-labelledby="tab-title-additional_information" class="woocommerce-Tabs-panel woocommerce-Tabs-panel--additional_information panel entry-content" id="tab-additional_information" role="tabpanel"> </div> | HI943500 เชื่อมต่อโดยตรงสูงสุด 20 ม. (66′) โดยไม่จำเป็นต้องขยายสัญญาณไปยังโพรบ HI 7638 การควบคุมการวินิจฉัยอัตโนมัติ มีให้เลือก 4 รุ่น แต่ละรุ่นมีช่วงการวัดที่แตกต่างกัน ไฟ LED แสดงสถานะโหมดการทำงาน การชดเชยอุณหภูมิอัตโนมัติด้วยหัววัดค่าการนำไฟฟ้าแบบโพเทนชิโอเมตริก HI 7638 พร้อมเซ็นเซอร์อุณหภูมิในตัว รวมฝาครอบป้องกันน้ำกระเซ็นแบบใส Direct connection of up to 20 m (66′) without needing to amplify the signal to the HI 7638 probe Automatic diagnostic controls Available in four models, each with a different measurement range Operational mode LED indicators Automatic Temperature Compensation with HI 7638 potentiometric conductivity probe with built-in temperature sensor Transparent splash-proof cover included These controllers allow direct connection of a potentiometric conductivity probe (HI 7638) with a cable up to 20 m long, without needing a transmitter to amplify the signal. The output configuration for connecting a recorder or a PLC can be chosen between 0-20 or 4-20 mA. The LED on the front panel indicates the operating status of the controller. The Automatic Temperature Compensation (ATC) is performed directly by the HI 7638 probe with built-in temperature sensor. The front panel is protected behind a transparent splash-proof cover. Order Information: The HI 943500 series is supplied complete with mounting brackets and instructions. Product Manuals Manual: Download Specification : Range 0 to 1999 µS/cm Resolution 1 µS/cm Accuracy @ 20°C ±2% F.S. Calibration manual, two point, through offset and slope trimmers Temperature Compensation automatic, 0 to 60°C (32 to 140°F), with ß=2%/°C Recorder Output 4-20 mA (isolated) Setpoint Relay 1, isolated, 2A, max. 240 V, resistive load, 1,000,000 strokes Alarm Relay 1, isolated, 2A, max. 240 V, resistive load, 1,000,000 strokes Power Supply 115 or 230 VAC ±10% (user selectable); 50/60 Hz Enclosure black anodized aluminum body; front panel with flame retardant ABS; transparent splash-proof front cover Environment -10 to 50°C (14 to 122°F); RH max 95% Panel Cutout 141 x 69 mm (5.6 x 2.7’’) Weight 1 kg (2.2 lb.) | <div aria-labelledby="tab-title-description" class="woocommerce-Tabs-panel woocommerce-Tabs-panel--description panel entry-content active" id="tab-description" role="tabpanel"> <p>HI943500 เชื่อมต่อโดยตรงสูงสุด 20 ม. (66′) โดยไม่จำเป็นต้องขยายสัญญาณไปยังโพรบ HI 7638</p> <ul> <li>การควบคุมการวินิจฉัยอัตโนมัติ</li> <li>มีให้เลือก 4 รุ่น แต่ละรุ่นมีช่วงการวัดที่แตกต่างกัน</li> <li>ไฟ LED แสดงสถานะโหมดการทำงาน</li> <li>การชดเชยอุณหภูมิอัตโนมัติด้วยหัววัดค่าการนำไฟฟ้าแบบโพเทนชิโอเมตริก HI 7638 พร้อมเซ็นเซอร์อุณหภูมิในตัว</li> <li>รวมฝาครอบป้องกันน้ำกระเซ็นแบบใส</li> </ul> <p>Direct connection of up to 20 m (66′) without needing to amplify the signal to the HI 7638 probe</p> <ul> <li>Automatic diagnostic controls</li> <li>Available in four models, each with a different measurement range</li> <li>Operational mode LED indicators</li> <li>Automatic Temperature Compensation with HI 7638 potentiometric conductivity probe with built-in temperature sensor</li> <li>Transparent splash-proof cover included</li> </ul> <p> </p> <p>These controllers allow direct connection of a potentiometric conductivity probe<br/> (HI 7638) with a cable up to 20 m long, without needing a transmitter to amplify the signal.</p> <p>The output configuration for connecting a recorder or a PLC can be chosen between<br/> 0-20 or 4-20 mA.</p> <p>The LED on the front panel indicates the operating status of the controller.</p> <p>The Automatic Temperature Compensation (ATC) is performed directly by the HI 7638 probe with built-in temperature sensor.</p> <p>The front panel is protected behind a transparent splash-proof cover.</p> <p> </p> <p><strong>Order Information:</strong><br/> The HI 943500 series is supplied complete with mounting brackets and instructions.</p> <div><strong>Product Manuals</strong></div> <p><img align="absmiddle" alt="" border="0" decoding="async" height="22" loading="lazy" src="http://www.hannainst.com/usa/images/icon-pdf.gif" width="20"/> Manual: <a href="http://www.hannainst.com/manuals/manHI_8931_8936_943500.pdf" rel="noopener" target="_blank" title="Download Product Manual">Download</a></p> <p><strong>Specification :</strong></p> <table class="spec_table"> <tbody> <tr> <td><strong>Range</strong></td> <td></td> <td><small><span style="font-size: small;">0 to 1999 µS/cm</span></small></td> </tr> <tr> <td><strong>Resolution</strong></td> <td></td> <td><small><span style="font-size: small;">1 µS/cm</span></small></td> </tr> <tr> <td><strong>Accuracy @ 20°C</strong></td> <td></td> <td><small><span style="font-size: small;">±2% F.S.</span></small></td> </tr> <tr> <td><strong>Calibration</strong></td> <td></td> <td><small><span style="font-size: small;">manual, two point, through offset and slope trimmers</span></small></td> </tr> <tr> <td><strong>Temperature<br/> Compensation</strong></td> <td></td> <td><small><span style="font-size: small;">automatic, 0 to 60°C (32 to 140°F), with ß=2%/°C</span></small></td> </tr> <tr> <td><strong>Recorder Output</strong></td> <td></td> <td><small><span style="font-size: small;">4-20 mA (isolated)</span></small></td> </tr> <tr> <td><strong>Setpoint Relay</strong></td> <td></td> <td><small><span style="font-size: small;">1, isolated, 2A, max. 240 V, resistive load, 1,000,000 strokes</span></small></td> </tr> <tr> <td><strong>Alarm Relay</strong></td> <td></td> <td><small><span style="font-size: small;">1, isolated, 2A, max. 240 V, resistive load, 1,000,000 strokes</span></small></td> </tr> <tr> <td><strong>Power Supply</strong></td> <td></td> <td><small><span style="font-size: small;">115 or 230 VAC ±10% (user selectable); 50/60 Hz</span></small></td> </tr> <tr> <td><strong>Enclosure</strong></td> <td></td> <td><small><span style="font-size: small;">black anodized aluminum body; front panel with flame retardant ABS; transparent splash-proof front cover</span></small></td> </tr> <tr> <td><strong>Environment</strong></td> <td></td> <td><small><span style="font-size: small;">-10 to 50°C (14 to 122°F); RH max 95%</span></small></td> </tr> <tr> <td><strong>Panel Cutout</strong></td> <td></td> <td><small><span style="font-size: small;">141 x 69 mm (5.6 x 2.7’’)</span></small></td> </tr> <tr> <td><strong>Weight</strong></td> <td></td> <td><small><span style="font-size: small;">1 kg (2.2 lb.)</span></small></td> </tr> </tbody> </table> <p> </p> </div> | HI943500 series controllers allow direct connection of a potentiometric conductivity probe (HI 7638) with a cable up to 20 m long, without needing a transmitter to amplify the signal. | <div class="product-short-description"> <p>HI943500 series controllers allow direct connection of a potentiometric conductivity probe<br/> (HI 7638) with a cable up to 20 m long, without needing a transmitter to amplify the signal.</p> </div> | https://www.hannathailand.com/wp-content/uploads/2022/06/hi943500_lg52d014ad92c75.jpg | เครื่องวัดปริมาณฟลูออไรด์ ช่วงต่ำ รุ่น HI729 , เครื่องวัดปริมาณแอมโมเนีย ช่วงต่ำ รุ่น HI700 , เครื่องวัดปริมาณโบรมีน ในตัวอย่างน้ำ รุ่น HI716 , เครื่องวัดปริมาณซิลิกา ช่วงต่ำ ในตัวอย่างน้ำ รุ่น HI705 , เครื่องวัดปริมาณแอมโมเนีย ในน้ำ รุ่น HI715 , เครื่องวัดปริมาณคลอรีนอิสระ รุ่น HI701 , เครื่องวัดคลอรีน , เครื่องวัดปริมาณฟอสเฟต ช่วงสูง รุ่น HI717 | <a class="woocommerce-LoopProduct-link woocommerce-loop-product__link" href="https://www.hannathailand.com/product/hi729-checker-hc-fluoride-lr/">เครื่องวัดปริมาณฟลูออไรด์ ช่วงต่ำ รุ่น HI729</a> , <a class="woocommerce-LoopProduct-link woocommerce-loop-product__link" href="https://www.hannathailand.com/product/hi700-checker-hc-ammonia-lr/">เครื่องวัดปริมาณแอมโมเนีย ช่วงต่ำ รุ่น HI700</a> , <a class="woocommerce-LoopProduct-link woocommerce-loop-product__link" href="https://www.hannathailand.com/product/hi716-checker-hc-bromine/">เครื่องวัดปริมาณโบรมีน ในตัวอย่างน้ำ รุ่น HI716</a> , <a class="woocommerce-LoopProduct-link woocommerce-loop-product__link" href="https://www.hannathailand.com/product/hi705-checker-hc-silica-lr/">เครื่องวัดปริมาณซิลิกา ช่วงต่ำ ในตัวอย่างน้ำ รุ่น HI705</a> , <a class="woocommerce-LoopProduct-link woocommerce-loop-product__link" href="https://www.hannathailand.com/product/hi715-checker-hc-ammonia-mr/">เครื่องวัดปริมาณแอมโมเนีย ในน้ำ รุ่น HI715</a> , <a class="woocommerce-LoopProduct-link woocommerce-loop-product__link" href="https://www.hannathailand.com/product/hi701-checker-hc-free-chlorine/">เครื่องวัดปริมาณคลอรีนอิสระ รุ่น HI701</a> , <a class="woocommerce-LoopProduct-link woocommerce-loop-product__link" href="https://www.hannathailand.com/product/free-chlorine/">เครื่องวัดคลอรีน</a> , <a class="woocommerce-LoopProduct-link woocommerce-loop-product__link" href="https://www.hannathailand.com/product/hi717-checker-hc-phosphate-hr/">เครื่องวัดปริมาณฟอสเฟต ช่วงสูง รุ่น HI717</a> | https://www.hannathailand.com/wp-content/uploads/2022/06/hi943500_lg52d014ad92c75-600x600.jpg , https://www.hannathailand.com/wp-content/uploads/2022/06/8710side520a4f52c1d9c-600x600.jpg , https://www.hannathailand.com/wp-content/uploads/2022/06/8710frnt520a4f561961b-600x600.jpg , https://www.hannathailand.com/wp-content/uploads/2022/06/miniphotometerfurfluoridniedrig844_11-600x600.jpg , https://www.hannathailand.com/wp-content/uploads/2022/06/hi700_400pxl-600x600.jpg , https://www.hannathailand.com/wp-content/uploads/2022/06/miniphotometerfurfreiesgesamtchlor704_11-600x600.jpg , https://www.hannathailand.com/wp-content/uploads/2022/06/hi705400-600x600.jpg , https://www.hannathailand.com/wp-content/uploads/2022/06/miniphotometerfurammoniakmittel2416_11-600x600.jpg , https://www.hannathailand.com/wp-content/uploads/2021/11/hi701-500x500.jpg , https://www.hannathailand.com/wp-content/uploads/2021/07/1-500x500.jpg , https://www.hannathailand.com/wp-content/uploads/2022/06/miniphotometerfurphosphathoch827_11-600x600.jpg
128 | HI943500D Conductivity Controller, 0 to 199.9 uS/cm with 4 to 20mA | วัดการนำไฟฟ้า/ของแข็งละลายในน้ำ , สินค้าทั้งหมด , อุตสาหกรรมทั่วไป , เครื่องควบคุมแบบต่อเนื่อง , แบบติดตั้ง | https://www.hannathailand.com/product-category/pneumatics-control/tds/tds-installation/ | https://www.hannathailand.com/product/hi943500d-conductivity-controller-0-to-199-9-uscm-with-4-to-20ma/ | HI943500D | 34,240.00 |  | <div aria-labelledby="tab-title-additional_information" class="woocommerce-Tabs-panel woocommerce-Tabs-panel--additional_information panel entry-content" id="tab-additional_information" role="tabpanel"> </div> | HI943500 เชื่อมต่อโดยตรงสูงสุด 20 ม. (66′) โดยไม่จำเป็นต้องขยายสัญญาณไปยังโพรบ HI 7638 การควบคุมการวินิจฉัยอัตโนมัติ มีให้เลือก 4 รุ่น แต่ละรุ่นมีช่วงการวัดที่แตกต่างกัน ไฟ LED แสดงสถานะโหมดการทำงาน การชดเชยอุณหภูมิอัตโนมัติด้วยหัววัดค่าการนำไฟฟ้าแบบโพเทนชิโอเมตริก HI 7638 พร้อมเซ็นเซอร์อุณหภูมิในตัว รวมฝาครอบป้องกันน้ำกระเซ็นแบบใส Direct connection of up to 20 m (66′) without needing to amplify the signal to the HI 7638 probe Automatic diagnostic controls Available in four models, each with a different measurement range Operational mode LED indicators Automatic Temperature Compensation with HI 7638 potentiometric conductivity probe with built-in temperature sensor Transparent splash-proof cover included These controllers allow direct connection of a potentiometric conductivity probe (HI 7638) with a cable up to 20 m long, without needing a transmitter to amplify the signal. The output configuration for connecting a recorder or a PLC can be chosen between 0-20 or 4-20 mA. The LED on the front panel indicates the operating status of the controller. The Automatic Temperature Compensation (ATC) is performed directly by the HI 7638 probe with built-in temperature sensor. The front panel is protected behind a transparent splash-proof cover. Order Information: The HI 943500 series is supplied complete with mounting brackets and instructions. Product Manuals Manual: Download Specification : Range 0.0 to 199.9 µS/cm Resolution 0.1 µS/cm Accuracy @ 20°C ±2% F.S. Calibration manual, two point, through offset and slope trimmers Temperature Compensation automatic, 0 to 60°C (32 to 140°F), with ß=2%/°C Recorder Output 4-20 mA (isolated) Setpoint Relay 1, isolated, 2A, max. 240 V, resistive load, 1,000,000 strokes Alarm Relay 1, isolated, 2A, max. 240 V, resistive load, 1,000,000 strokes Power Supply 115 or 230 VAC ±10% (user selectable); 50/60 Hz Enclosure black anodized aluminum body; front panel with flame retardant ABS; transparent splash-proof front cover Environment -10 to 50°C (14 to 122°F); RH max 95% Panel Cutout 141 x 69 mm (5.6 x 2.7’’) Weight 1 kg (2.2 lbs.) | <div aria-labelledby="tab-title-description" class="woocommerce-Tabs-panel woocommerce-Tabs-panel--description panel entry-content active" id="tab-description" role="tabpanel"> <p>HI943500 เชื่อมต่อโดยตรงสูงสุด 20 ม. (66′) โดยไม่จำเป็นต้องขยายสัญญาณไปยังโพรบ HI 7638</p> <p>การควบคุมการวินิจฉัยอัตโนมัติ<br/> มีให้เลือก 4 รุ่น แต่ละรุ่นมีช่วงการวัดที่แตกต่างกัน<br/> ไฟ LED แสดงสถานะโหมดการทำงาน<br/> การชดเชยอุณหภูมิอัตโนมัติด้วยหัววัดค่าการนำไฟฟ้าแบบโพเทนชิโอเมตริก HI 7638 พร้อมเซ็นเซอร์อุณหภูมิในตัว<br/> รวมฝาครอบป้องกันน้ำกระเซ็นแบบใส</p> <p>Direct connection of up to 20 m (66′) without needing to amplify the signal to the HI 7638 probe</p> <ul> <li>Automatic diagnostic controls</li> <li>Available in four models, each with a different measurement range</li> <li>Operational mode LED indicators</li> <li>Automatic Temperature Compensation with HI 7638 potentiometric conductivity probe with built-in temperature sensor</li> <li>Transparent splash-proof cover included</li> </ul> <p> </p> <p>These controllers allow direct connection of a potentiometric conductivity probe<br/> (HI 7638) with a cable up to 20 m long, without needing a transmitter to amplify the signal.</p> <p>The output configuration for connecting a recorder or a PLC can be chosen between<br/> 0-20 or 4-20 mA.</p> <p>The LED on the front panel indicates the operating status of the controller.</p> <p>The Automatic Temperature Compensation (ATC) is performed directly by the HI 7638 probe with built-in temperature sensor.</p> <p>The front panel is protected behind a transparent splash-proof cover.</p> <p> </p> <p><strong>Order Information:</strong><br/> The HI 943500 series is supplied complete with mounting brackets and instructions.</p> <div><strong>Product Manuals</strong></div> <p><img align="absmiddle" alt="" border="0" decoding="async" height="22" loading="lazy" src="http://www.hannainst.com/usa/images/icon-pdf.gif" width="20"/> Manual: <a href="http://www.hannainst.com/manuals/manHI_8931_8936_943500.pdf" rel="noopener" target="_blank" title="Download Product Manual">Download</a></p> <p><strong>Specification :</strong></p> <table class="spec_table"> <tbody> <tr> <td><strong>Range</strong></td> <td></td> <td><small><span style="font-size: small;">0.0 to 199.9 µS/cm</span></small></td> </tr> <tr> <td><strong>Resolution</strong></td> <td></td> <td><small><span style="font-size: small;">0.1 µS/cm</span></small></td> </tr> <tr> <td><strong>Accuracy @ 20°C</strong></td> <td></td> <td><small><span style="font-size: small;">±2% F.S.</span></small></td> </tr> <tr> <td><strong>Calibration</strong></td> <td></td> <td><small><span style="font-size: small;">manual, two point, through offset and slope trimmers</span></small></td> </tr> <tr> <td><strong>Temperature<br/> Compensation</strong></td> <td></td> <td><small><span style="font-size: small;">automatic, 0 to 60°C (32 to 140°F), with ß=2%/°C</span></small></td> </tr> <tr> <td><strong>Recorder Output</strong></td> <td></td> <td><small><span style="font-size: small;">4-20 mA (isolated)</span></small></td> </tr> <tr> <td><strong>Setpoint Relay</strong></td> <td></td> <td><small><span style="font-size: small;">1, isolated, 2A, max. 240 V, resistive load, 1,000,000 strokes</span></small></td> </tr> <tr> <td><strong>Alarm Relay</strong></td> <td></td> <td><small><span style="font-size: small;">1, isolated, 2A, max. 240 V, resistive load, 1,000,000 strokes</span></small></td> </tr> <tr> <td><strong>Power Supply</strong></td> <td></td> <td><small><span style="font-size: small;">115 or 230 VAC ±10% (user selectable); 50/60 Hz</span></small></td> </tr> <tr> <td><strong>Enclosure</strong></td> <td></td> <td><small><span style="font-size: small;">black anodized aluminum body; front panel with flame retardant ABS; transparent splash-proof front cover</span></small></td> </tr> <tr> <td><strong>Environment</strong></td> <td></td> <td><small><span style="font-size: small;">-10 to 50°C (14 to 122°F); RH max 95%</span></small></td> </tr> <tr> <td><strong>Panel Cutout</strong></td> <td></td> <td><small><span style="font-size: small;">141 x 69 mm (5.6 x 2.7’’)</span></small></td> </tr> <tr> <td><strong>Weight</strong></td> <td></td> <td><small><span style="font-size: small;">1 kg (2.2 lbs.)</span></small></td> </tr> </tbody> </table> <p> </p> </div> | HI943500 series controllers allow direct connection of a potentiometric conductivity probe (HI 7638) with a cable up to 20 m long, without needing a transmitter to amplify the signal. | <div class="product-short-description"> <p>HI943500 series controllers allow direct connection of a potentiometric conductivity probe<br/> (HI 7638) with a cable up to 20 m long, without needing a transmitter to amplify the signal.</p> </div> | https://www.hannathailand.com/wp-content/uploads/2022/06/hi943500_lg.jpg | เครื่องวัดปริมาณไนไตรท์ ช่วงสูง ในตัวอย่างน้ำ รุ่น HI708 , น้ำยามาตรฐานสอบเทียบ ค่ามาตรฐานความเค็ม , เครื่องวัดปริมาณซิลิกา ช่วงต่ำ ในตัวอย่างน้ำ รุ่น HI705 , เครื่องวัดปริมาณฟอสฟอรัส ช่วงสูง รุ่น HI706 , สารละลายมาตรฐานความขุ่น 20 NTU , เครื่องวัดปริมาณฟอสเฟต ช่วงสูง รุ่น HI717 , เครื่องวัดคลอรีน , เครื่องวัดปริมาณแอมโมเนีย ช่วงสูง รุ่น HI733 | <a class="woocommerce-LoopProduct-link woocommerce-loop-product__link" href="https://www.hannathailand.com/product/hi708-checker-hc-nitrite-hr/">เครื่องวัดปริมาณไนไตรท์ ช่วงสูง ในตัวอย่างน้ำ รุ่น HI708</a> , <a class="woocommerce-LoopProduct-link woocommerce-loop-product__link" href="https://www.hannathailand.com/product/hi7083l/">น้ำยามาตรฐานสอบเทียบ ค่ามาตรฐานความเค็ม</a> , <a class="woocommerce-LoopProduct-link woocommerce-loop-product__link" href="https://www.hannathailand.com/product/hi705-checker-hc-silica-lr/">เครื่องวัดปริมาณซิลิกา ช่วงต่ำ ในตัวอย่างน้ำ รุ่น HI705</a> , <a class="woocommerce-LoopProduct-link woocommerce-loop-product__link" href="https://www.hannathailand.com/product/hi706-checker-hc-phosphorous-hr/">เครื่องวัดปริมาณฟอสฟอรัส ช่วงสูง รุ่น HI706</a> , <a class="woocommerce-LoopProduct-link woocommerce-loop-product__link" href="https://www.hannathailand.com/product/hi93102-20/">สารละลายมาตรฐานความขุ่น 20 NTU</a> , <a class="woocommerce-LoopProduct-link woocommerce-loop-product__link" href="https://www.hannathailand.com/product/hi717-checker-hc-phosphate-hr/">เครื่องวัดปริมาณฟอสเฟต ช่วงสูง รุ่น HI717</a> , <a class="woocommerce-LoopProduct-link woocommerce-loop-product__link" href="https://www.hannathailand.com/product/free-chlorine/">เครื่องวัดคลอรีน</a> , <a class="woocommerce-LoopProduct-link woocommerce-loop-product__link" href="https://www.hannathailand.com/product/hi733-checker-hc-ammonia-hr/">เครื่องวัดปริมาณแอมโมเนีย ช่วงสูง รุ่น HI733</a> | https://www.hannathailand.com/wp-content/uploads/2022/06/hi943500_lg-600x600.jpg , https://www.hannathailand.com/wp-content/uploads/2022/06/8710side520a4f52c1d9c-600x600.jpg , https://www.hannathailand.com/wp-content/uploads/2022/06/8710frnt520a4f561961b-600x600.jpg , https://www.hannathailand.com/wp-content/uploads/2022/06/miniphotometerfurnitrithoch2420_11-600x600.jpg , https://www.hannathailand.com/wp-content/uploads/2021/07/10-500x500.jpg , https://www.hannathailand.com/wp-content/uploads/2022/06/hi705400-600x600.jpg , https://www.hannathailand.com/wp-content/uploads/2022/06/hi706_400-600x600.jpg , https://www.hannathailand.com/wp-content/uploads/2021/07/9-500x500.jpg , https://www.hannathailand.com/wp-content/uploads/2022/06/miniphotometerfurphosphathoch827_11-600x600.jpg , https://www.hannathailand.com/wp-content/uploads/2021/07/1-500x500.jpg , https://www.hannathailand.com/wp-content/uploads/2022/06/miniphotometerfurammoniumhoch2418_11-600x600.jpg
129 | HI96711-11 CalCheck ™ Chlorine Calibration-Set | สินค้าทั้งหมด , เครื่องโฟโตมิเตอร์ , แบบภาคสนาม | https://www.hannathailand.com/product-category/spectrophotometer/photometer-fieldwork/ | https://www.hannathailand.com/product/hi96711-11-calcheck-chlorine-calibration-set/ | HI96771-11 | 9,095.00 |  | <div aria-labelledby="tab-title-additional_information" class="woocommerce-Tabs-panel woocommerce-Tabs-panel--additional_information panel entry-content" id="tab-additional_information" role="tabpanel"> </div> | For HI 96771 Photometer | <div aria-labelledby="tab-title-description" class="woocommerce-Tabs-panel woocommerce-Tabs-panel--description panel entry-content active" id="tab-description" role="tabpanel"> <p>For HI 96771 Photometer</p> <p> </p> </div> | For HI 96771 Photometer | <div class="product-short-description"> <p>For HI 96771 Photometer</p> </div> | https://www.hannathailand.com/wp-content/uploads/2022/06/31gluhj8kul__sl500_aa300_51e403f60e298.jpg | เครื่องวัดปริมาณโบรมีน ในตัวอย่างน้ำ รุ่น HI716 , เครื่องวัดปริมาณคลอรีนอิสระ รุ่น HI701 , เครื่องวัดปริมาณแอมโมเนีย ช่วงสูง รุ่น HI733 , เครื่องวัดปริมาณโครเมี่ยม ช่วงสูง รุ่น HI723 , น้ำยามาตรฐานสอบเทียบ , เครื่องวัดปริมาณไอโอดีน รุ่น HI718 , เครื่องวัดคลอรีน , เครื่องวัดสีในน้ำตัวอย่าง HI727 | <a class="woocommerce-LoopProduct-link woocommerce-loop-product__link" href="https://www.hannathailand.com/product/hi716-checker-hc-bromine/">เครื่องวัดปริมาณโบรมีน ในตัวอย่างน้ำ รุ่น HI716</a> , <a class="woocommerce-LoopProduct-link woocommerce-loop-product__link" href="https://www.hannathailand.com/product/hi701-checker-hc-free-chlorine/">เครื่องวัดปริมาณคลอรีนอิสระ รุ่น HI701</a> , <a class="woocommerce-LoopProduct-link woocommerce-loop-product__link" href="https://www.hannathailand.com/product/hi733-checker-hc-ammonia-hr/">เครื่องวัดปริมาณแอมโมเนีย ช่วงสูง รุ่น HI733</a> , <a class="woocommerce-LoopProduct-link woocommerce-loop-product__link" href="https://www.hannathailand.com/product/hi723-checker-hc-chromium-vi-hr/">เครื่องวัดปริมาณโครเมี่ยม ช่วงสูง รุ่น HI723</a> , <a class="woocommerce-LoopProduct-link woocommerce-loop-product__link" href="https://www.hannathailand.com/product/hi9828-25/">น้ำยามาตรฐานสอบเทียบ</a> , <a class="woocommerce-LoopProduct-link woocommerce-loop-product__link" href="https://www.hannathailand.com/product/hi718-checker-hc-iodine/">เครื่องวัดปริมาณไอโอดีน รุ่น HI718</a> , <a class="woocommerce-LoopProduct-link woocommerce-loop-product__link" href="https://www.hannathailand.com/product/free-chlorine/">เครื่องวัดคลอรีน</a> , <a class="woocommerce-LoopProduct-link woocommerce-loop-product__link" href="https://www.hannathailand.com/product/hi727-checker-hc-color-of-water/">เครื่องวัดสีในน้ำตัวอย่าง HI727</a> | https://www.hannathailand.com/wp-content/uploads/2022/06/miniphotometerfurfreiesgesamtchlor704_11-600x600.jpg , https://www.hannathailand.com/wp-content/uploads/2021/11/hi701-500x500.jpg , https://www.hannathailand.com/wp-content/uploads/2022/06/miniphotometerfurammoniumhoch2418_11-600x600.jpg , https://www.hannathailand.com/wp-content/uploads/2022/06/miniphotometerfurchromvihoch839_11-600x600.jpg , https://www.hannathailand.com/wp-content/uploads/2021/07/8-500x500.jpg , https://www.hannathailand.com/wp-content/uploads/2022/06/miniphotometerfuriod829_11-600x600.jpg , https://www.hannathailand.com/wp-content/uploads/2021/07/1-500x500.jpg , https://www.hannathailand.com/wp-content/uploads/2022/06/miniphotometerfurfarbe843_11-600x600.jpg
130 | HI96711-11 CalCheck ™ Chlorine Total Calibration-Set | สินค้าทั้งหมด , เครื่องโฟโตมิเตอร์ , แบบภาคสนาม | https://www.hannathailand.com/product-category/spectrophotometer/photometer-fieldwork/ | https://www.hannathailand.com/product/hi96711-11-calcheck-chlorine-total-calibration-set/ | HI96711-11 | 9,095.00 |  | <div aria-labelledby="tab-title-additional_information" class="woocommerce-Tabs-panel woocommerce-Tabs-panel--additional_information panel entry-content" id="tab-additional_information" role="tabpanel"> </div> | For HI 96711-11 Photometer | <div aria-labelledby="tab-title-description" class="woocommerce-Tabs-panel woocommerce-Tabs-panel--description panel entry-content active" id="tab-description" role="tabpanel"> <p>For HI 96711-11 Photometer</p> </div> | For HI 96711 Photometer | <div class="product-short-description"> <p>For HI 96711 Photometer</p> </div> | https://www.hannathailand.com/wp-content/uploads/2022/06/31gluhj8kul__sl500_aa300_51e403f60e298.jpg | สารละลายมาตรฐานความขุ่น 20 NTU , เครื่องวัดปริมาณแอมโมเนีย ช่วงต่ำ รุ่น HI700 , เครื่องวัดปริมาณคลอรีนอิสระ รุ่น HI701 , เครื่องวัดปริมาณซิลิกา ช่วงต่ำ ในตัวอย่างน้ำ รุ่น HI705 , เครื่องวัดปริมาณแอมโมเนีย ในน้ำ รุ่น HI715 , เครื่องวัดปริมาณนิกเกิล ช่วงสูง รุ่น HI726 , เครื่องวัดปริมาณโบรมีน ในตัวอย่างน้ำ รุ่น HI716 , เครื่องวัดคลอรีน | <a class="woocommerce-LoopProduct-link woocommerce-loop-product__link" href="https://www.hannathailand.com/product/hi93102-20/">สารละลายมาตรฐานความขุ่น 20 NTU</a> , <a class="woocommerce-LoopProduct-link woocommerce-loop-product__link" href="https://www.hannathailand.com/product/hi700-checker-hc-ammonia-lr/">เครื่องวัดปริมาณแอมโมเนีย ช่วงต่ำ รุ่น HI700</a> , <a class="woocommerce-LoopProduct-link woocommerce-loop-product__link" href="https://www.hannathailand.com/product/hi701-checker-hc-free-chlorine/">เครื่องวัดปริมาณคลอรีนอิสระ รุ่น HI701</a> , <a class="woocommerce-LoopProduct-link woocommerce-loop-product__link" href="https://www.hannathailand.com/product/hi705-checker-hc-silica-lr/">เครื่องวัดปริมาณซิลิกา ช่วงต่ำ ในตัวอย่างน้ำ รุ่น HI705</a> , <a class="woocommerce-LoopProduct-link woocommerce-loop-product__link" href="https://www.hannathailand.com/product/hi715-checker-hc-ammonia-mr/">เครื่องวัดปริมาณแอมโมเนีย ในน้ำ รุ่น HI715</a> , <a class="woocommerce-LoopProduct-link woocommerce-loop-product__link" href="https://www.hannathailand.com/product/hi726-checker-hc-nickel-hr/">เครื่องวัดปริมาณนิกเกิล ช่วงสูง รุ่น HI726</a> , <a class="woocommerce-LoopProduct-link woocommerce-loop-product__link" href="https://www.hannathailand.com/product/hi716-checker-hc-bromine/">เครื่องวัดปริมาณโบรมีน ในตัวอย่างน้ำ รุ่น HI716</a> , <a class="woocommerce-LoopProduct-link woocommerce-loop-product__link" href="https://www.hannathailand.com/product/free-chlorine/">เครื่องวัดคลอรีน</a> | https://www.hannathailand.com/wp-content/uploads/2021/07/9-500x500.jpg , https://www.hannathailand.com/wp-content/uploads/2022/06/hi700_400pxl-600x600.jpg , https://www.hannathailand.com/wp-content/uploads/2021/11/hi701-500x500.jpg , https://www.hannathailand.com/wp-content/uploads/2022/06/hi705400-600x600.jpg , https://www.hannathailand.com/wp-content/uploads/2022/06/miniphotometerfurammoniakmittel2416_11-600x600.jpg , https://www.hannathailand.com/wp-content/uploads/2022/06/miniphotometerfurnickelhoch841_11-600x600.jpg , https://www.hannathailand.com/wp-content/uploads/2022/06/miniphotometerfurfreiesgesamtchlor704_11-600x600.jpg , https://www.hannathailand.com/wp-content/uploads/2021/07/1-500x500.jpg
131 | HI96734-11 CalCheck ™ Chlorine HR Free & Total Calibration-Set | สินค้าทั้งหมด , เครื่องโฟโตมิเตอร์ , แบบภาคสนาม | https://www.hannathailand.com/product-category/spectrophotometer/photometer-fieldwork/ | https://www.hannathailand.com/product/hi96734-11-calcheck-chlorine-hr-free-total-calibration-set/ | HI96734-11 | 9,095.00 |  | <div aria-labelledby="tab-title-additional_information" class="woocommerce-Tabs-panel woocommerce-Tabs-panel--additional_information panel entry-content" id="tab-additional_information" role="tabpanel"> </div> | For HI 96734 Photometer | <div aria-labelledby="tab-title-description" class="woocommerce-Tabs-panel woocommerce-Tabs-panel--description panel entry-content active" id="tab-description" role="tabpanel"> <p>For HI 96734 Photometer</p> <p> </p> </div> | For HI 96734 Photometer | <div class="product-short-description"> <p>For HI 96734 Photometer</p> </div> | https://www.hannathailand.com/wp-content/uploads/2022/06/31gluhj8kul__sl500_aa300_51e403f60e298.jpg | ซัลไฟด์สารต้านอนุมูลอิสระบัฟเฟอร์ , เครื่องวัดปริมาณคลอรีนรวม รุ่น HI711 , เครื่องวัดปริมาณไนไตรท์ ช่วงสูง ในตัวอย่างน้ำ รุ่น HI708 , เครื่องวัดปริมาณโครเมี่ยม ช่วงสูง รุ่น HI723 , เครื่องควบคุมค่าความนำไฟฟ้า , เครื่องวัดปริมาณฟลูออไรด์ ช่วงต่ำ รุ่น HI729 , เครื่องวัดปริมาณแอมโมเนีย ในน้ำ รุ่น HI715 , เครื่องวัดปริมาณแอมโมเนีย ช่วงสูง รุ่น HI733 | <a class="woocommerce-LoopProduct-link woocommerce-loop-product__link" href="https://www.hannathailand.com/product/hi4015-00/">ซัลไฟด์สารต้านอนุมูลอิสระบัฟเฟอร์</a> , <a class="woocommerce-LoopProduct-link woocommerce-loop-product__link" href="https://www.hannathailand.com/product/hi711-checker-hc-total-chlorine/">เครื่องวัดปริมาณคลอรีนรวม รุ่น HI711</a> , <a class="woocommerce-LoopProduct-link woocommerce-loop-product__link" href="https://www.hannathailand.com/product/hi708-checker-hc-nitrite-hr/">เครื่องวัดปริมาณไนไตรท์ ช่วงสูง ในตัวอย่างน้ำ รุ่น HI708</a> , <a class="woocommerce-LoopProduct-link woocommerce-loop-product__link" href="https://www.hannathailand.com/product/hi723-checker-hc-chromium-vi-hr/">เครื่องวัดปริมาณโครเมี่ยม ช่วงสูง รุ่น HI723</a> , <a class="woocommerce-LoopProduct-link woocommerce-loop-product__link" href="https://www.hannathailand.com/product/hi8931cn/">เครื่องควบคุมค่าความนำไฟฟ้า</a> , <a class="woocommerce-LoopProduct-link woocommerce-loop-product__link" href="https://www.hannathailand.com/product/hi729-checker-hc-fluoride-lr/">เครื่องวัดปริมาณฟลูออไรด์ ช่วงต่ำ รุ่น HI729</a> , <a class="woocommerce-LoopProduct-link woocommerce-loop-product__link" href="https://www.hannathailand.com/product/hi715-checker-hc-ammonia-mr/">เครื่องวัดปริมาณแอมโมเนีย ในน้ำ รุ่น HI715</a> , <a class="woocommerce-LoopProduct-link woocommerce-loop-product__link" href="https://www.hannathailand.com/product/hi733-checker-hc-ammonia-hr/">เครื่องวัดปริมาณแอมโมเนีย ช่วงสูง รุ่น HI733</a> | https://www.hannathailand.com/wp-content/uploads/2021/07/7-500x500.jpg , https://www.hannathailand.com/wp-content/uploads/2022/06/hi711_lg-600x600.jpg , https://www.hannathailand.com/wp-content/uploads/2022/06/miniphotometerfurnitrithoch2420_11-600x600.jpg , https://www.hannathailand.com/wp-content/uploads/2022/06/miniphotometerfurchromvihoch839_11-600x600.jpg , https://www.hannathailand.com/wp-content/uploads/2021/07/2-500x500.jpg , https://www.hannathailand.com/wp-content/uploads/2022/06/miniphotometerfurfluoridniedrig844_11-600x600.jpg , https://www.hannathailand.com/wp-content/uploads/2022/06/miniphotometerfurammoniakmittel2416_11-600x600.jpg , https://www.hannathailand.com/wp-content/uploads/2022/06/miniphotometerfurammoniumhoch2418_11-600x600.jpg